## 0030Preventive
Detailed results
Generated at: | 2023-12-12 19:16
Business day: | 13.12.2023
Timestamp: | 00:30
Border & direction: | South-Romania Export
Horizon: | DA
Remedial actions: | true
Evaluation type: | PREVENTIVE
TTC [MW]: | 2845
Fallback applied | false
Loading threshold | 0.7
Applied RAs
CO ID | RA ID | Name of the RA | Usage | Type | Location | Status
[n/a] | BG_RA_00001 | PRA 400 kV TINTARENI1-KOZLODUI | preventive | topological |  | helpful
[n/a] | RO_RA_00008 | PRA 400 kV Tantareni-Kozlodui 1 | preventive | topological |  | notApplied
Limiting CNECs
CO ID | Name of the CO | Name of the CNE | CNE UCTE branch | Calculated I (A) | I max (PRE) | I max (CUR) | Margin (A) | Loading (%) | Applicable curative RAs
RO-BG_CO_00002 | N-1 Kozlodui-Tantareni 2 | [RO-BG] Tantareni-Kozlodui 1 [DIR] [RO] | RTINTB1 _XKO_TI11_1:line | 1599 | 1600 | 1600 | -1 | 100 | []
RO-BG_CO_00001 | N-1 Tantareni-Kozlodui 1 | [RO-BG] Tantareni-Kozlodui 2 [DIR] [RO] | RTINTB1 _XKO_TI12_1:line | 1599 | 1600 | 1600 | -1 | 100 | []
RO_BG_CO_00002 | N-1 400kV KOZLODUI-TINTARENI2 | [BG-RO] 400kV NPP Kozloduy - Tantareni ck. 1 [DIR] [BG] | VAECKO11_XKO_TI11_1:line | -1596 | 1601 | 1601 | -5 | 100 | []
RO_BG_CO_00001 | N-1 400kV TINTARENI1-KOZLODUI | [BG-RO] 400kV KOZLODUI-TINTARENI2 [DIR] [BG] | VAECKO11_XKO_TI12_1:line | -1596 | 1601 | 1601 | -5 | 100 | []
RO_CO_00012 | N-1 Isaccea - Tulcea Vest | [RO-RO] Lacu Sarat - Gura Ialomitei [OPP] [RO] | RGIAL11 _RLACS41 _1:line | 1282 | 1600 | 1600 | -318 | 80 | []
RO_CO_00018 | N-1 Cernavoda - Pelicanu | [RO-RO] Cernavoda - Gura Ialomitei c1 [OPP] [RO] | RGIAL11 _RCERN41 _1:line | -1257 | -1600 | -1600 | -343 | 79 | []
RO_CO_00018 | N-1 Cernavoda - Pelicanu | [RO-RO] Lacu Sarat - Gura Ialomitei [OPP] [RO] | RGIAL11 _RLACS41 _1:line | 1245 | 1600 | 1600 | -355 | 78 | []
RO_CO_00019 | N-1 Gura Ialomitei - Bucuresti Sud | [RO-RO] Lacu Sarat - Gura Ialomitei [OPP] [RO] | RGIAL11 _RLACS41 _1:line | 1229 | 1600 | 1600 | -371 | 77 | []
RO_CO_00019 | N-1 Gura Ialomitei - Bucuresti Sud | [RO-RO] Cernavoda - Gura Ialomitei c1 [OPP] [RO] | RGIAL11 _RCERN41 _1:line | -1211 | -1600 | -1600 | -389 | 76 | []
RO_CO_00023 | N-1 Gutinas â Smardan | [RO-RO] Lacu Sarat - Gura Ialomitei [OPP] [RO] | RGIAL11 _RLACS41 _1:line | 1203 | 1600 | 1600 | -397 | 75 | []
RO-RS_CO_00001, RO_RS_CO_00001 | N-1 Portile de Fier-Djerdap, N-1 Portile de Fier-Djerdap | [RO-BG] Tantareni-Kozlodui 2 [DIR] [RO] | RTINTB1 _XKO_TI12_1:line | 1174 | 1600 | 1600 | -426 | 73 | []
RO-RS_CO_00001, RO_RS_CO_00001 | N-1 Portile de Fier-Djerdap, N-1 Portile de Fier-Djerdap | [RO-BG] Tantareni-Kozlodui 1 [DIR] [RO] | RTINTB1 _XKO_TI11_1:line | 1174 | 1600 | 1600 | -426 | 73 | []
RO_CO_00017 | N-1 Constanta Nord- Cernavoda | [RO-RO] Lacu Sarat - Gura Ialomitei [OPP] [RO] | RGIAL11 _RLACS41 _1:line | 1174 | 1600 | 1600 | -426 | 73 | []
RO-RS_CO_00001, RO_RS_CO_00001 | N-1 Portile de Fier-Djerdap, N-1 Portile de Fier-Djerdap | [BG-RO] 400kV KOZLODUI-TINTARENI2 [DIR] [BG] | VAECKO11_XKO_TI12_1:line | -1172 | 1601 | 1601 | -429 | 73 | []
RO-RS_CO_00001, RO_RS_CO_00001 | N-1 Portile de Fier-Djerdap, N-1 Portile de Fier-Djerdap | [BG-RO] 400kV NPP Kozloduy - Tantareni ck. 1 [DIR] [BG] | VAECKO11_XKO_TI11_1:line | -1172 | 1601 | 1601 | -429 | 73 | []
BC | Base Case | [RO-RO] Lacu Sarat - Gura Ialomitei [OPP] [RO] | RGIAL11 _RLACS41 _1:line | 1161 | 1600 | 1600 | -439 | 73 | []
RO_CO_00015 | N-1 Tulcea Vest - Tariverde | [RO-RO] Lacu Sarat - Gura Ialomitei [OPP] [RO] | RGIAL11 _RLACS41 _1:line | 1161 | 1600 | 1600 | -439 | 73 | []
RO_CO_00020 | N-1 Bucuresti Sud - Domnesti | [RO-RO] Lacu Sarat - Gura Ialomitei [OPP] [RO] | RGIAL11 _RLACS41 _1:line | 1152 | 1600 | 1600 | -448 | 72 | []
BC | Base Case | [RO-RO] Cernavoda - Gura Ialomitei c1 [OPP] [RO] | RGIAL11 _RCERN41 _1:line | -1133 | -1600 | -1600 | -467 | 71 | []
RO_CO_00034 | N-1 AT2 Portile de Fier | [RO-RO] AT1 Portile de Fier [DIR] [RO] | RPDFE41 _RPDF222 _1:trf | -874 | -1248 | -1248 | -374 | 70 | []

## 0030Curative
Detailed results
Generated at: | 2023-12-12 19:16
Business day: | 13.12.2023
Timestamp: | 00:30
Border & direction: | South-Romania Export
Horizon: | DA
Remedial actions: | true
Evaluation type: | CURATIVE
TTC [MW]: | 2845
Fallback applied | false
Loading threshold | 0.7
Applied RAs
CO ID | RA ID | Name of the RA | Usage | Type | Location | Status
[n/a] | BG_RA_00001 | PRA 400 kV TINTARENI1-KOZLODUI | preventive | topological |  | helpful
[n/a] | RO_RA_00008 | PRA 400 kV Tantareni-Kozlodui 1 | preventive | topological |  | notApplied
Limiting CNECs
CO ID | Name of the CO | Name of the CNE | CNE UCTE branch | Calculated I (A) | I max (PRE) | I max (CUR) | Margin (A) | Loading (%) | Applicable curative RAs
RO-BG_CO_00002 | N-1 Kozlodui-Tantareni 2 | [RO-BG] Tantareni-Kozlodui 1 [DIR] [RO] | RTINTB1 _XKO_TI11_1:line | 1599 |  | 1600 | -1 | 100 | []
RO-BG_CO_00001 | N-1 Tantareni-Kozlodui 1 | [RO-BG] Tantareni-Kozlodui 2 [DIR] [RO] | RTINTB1 _XKO_TI12_1:line | 1599 |  | 1600 | -1 | 100 | []
RO_BG_CO_00002 | N-1 400kV KOZLODUI-TINTARENI2 | [BG-RO] 400kV NPP Kozloduy - Tantareni ck. 1 [DIR] [BG] | VAECKO11_XKO_TI11_1:line | -1596 |  | 1601 | -5 | 100 | []
RO_BG_CO_00001 | N-1 400kV TINTARENI1-KOZLODUI | [BG-RO] 400kV KOZLODUI-TINTARENI2 [DIR] [BG] | VAECKO11_XKO_TI12_1:line | -1596 |  | 1601 | -5 | 100 | []
RO_CO_00012 | N-1 Isaccea - Tulcea Vest | [RO-RO] Lacu Sarat - Gura Ialomitei [OPP] [RO] | RGIAL11 _RLACS41 _1:line | 1282 |  | 1600 | -318 | 80 | []
RO_CO_00018 | N-1 Cernavoda - Pelicanu | [RO-RO] Cernavoda - Gura Ialomitei c1 [OPP] [RO] | RGIAL11 _RCERN41 _1:line | -1257 |  | -1600 | -343 | 79 | []
RO_CO_00018 | N-1 Cernavoda - Pelicanu | [RO-RO] Lacu Sarat - Gura Ialomitei [OPP] [RO] | RGIAL11 _RLACS41 _1:line | 1245 |  | 1600 | -355 | 78 | []
RO_CO_00019 | N-1 Gura Ialomitei - Bucuresti Sud | [RO-RO] Lacu Sarat - Gura Ialomitei [OPP] [RO] | RGIAL11 _RLACS41 _1:line | 1229 |  | 1600 | -371 | 77 | []
RO_CO_00019 | N-1 Gura Ialomitei - Bucuresti Sud | [RO-RO] Cernavoda - Gura Ialomitei c1 [OPP] [RO] | RGIAL11 _RCERN41 _1:line | -1211 |  | -1600 | -389 | 76 | []
RO_CO_00023 | N-1 Gutinas â Smardan | [RO-RO] Lacu Sarat - Gura Ialomitei [OPP] [RO] | RGIAL11 _RLACS41 _1:line | 1203 |  | 1600 | -397 | 75 | []
RO-RS_CO_00001, RO_RS_CO_00001 | N-1 Portile de Fier-Djerdap, N-1 Portile de Fier-Djerdap | [RO-BG] Tantareni-Kozlodui 2 [DIR] [RO] | RTINTB1 _XKO_TI12_1:line | 1174 |  | 1600 | -426 | 73 | []
RO-RS_CO_00001, RO_RS_CO_00001 | N-1 Portile de Fier-Djerdap, N-1 Portile de Fier-Djerdap | [RO-BG] Tantareni-Kozlodui 1 [DIR] [RO] | RTINTB1 _XKO_TI11_1:line | 1174 |  | 1600 | -426 | 73 | []
RO_CO_00017 | N-1 Constanta Nord- Cernavoda | [RO-RO] Lacu Sarat - Gura Ialomitei [OPP] [RO] | RGIAL11 _RLACS41 _1:line | 1174 |  | 1600 | -426 | 73 | []
RO-RS_CO_00001, RO_RS_CO_00001 | N-1 Portile de Fier-Djerdap, N-1 Portile de Fier-Djerdap | [BG-RO] 400kV KOZLODUI-TINTARENI2 [DIR] [BG] | VAECKO11_XKO_TI12_1:line | -1172 |  | 1601 | -429 | 73 | []
RO-RS_CO_00001, RO_RS_CO_00001 | N-1 Portile de Fier-Djerdap, N-1 Portile de Fier-Djerdap | [BG-RO] 400kV NPP Kozloduy - Tantareni ck. 1 [DIR] [BG] | VAECKO11_XKO_TI11_1:line | -1172 |  | 1601 | -429 | 73 | []
BC | Base Case | [RO-RO] Lacu Sarat - Gura Ialomitei [OPP] [RO] | RGIAL11 _RLACS41 _1:line | 1161 |  | 1600 | -439 | 73 | []
RO_CO_00015 | N-1 Tulcea Vest - Tariverde | [RO-RO] Lacu Sarat - Gura Ialomitei [OPP] [RO] | RGIAL11 _RLACS41 _1:line | 1161 |  | 1600 | -439 | 73 | []
RO_CO_00020 | N-1 Bucuresti Sud - Domnesti | [RO-RO] Lacu Sarat - Gura Ialomitei [OPP] [RO] | RGIAL11 _RLACS41 _1:line | 1152 |  | 1600 | -448 | 72 | []
BC | Base Case | [RO-RO] Cernavoda - Gura Ialomitei c1 [OPP] [RO] | RGIAL11 _RCERN41 _1:line | -1133 |  | -1600 | -467 | 71 | []
RO_CO_00034 | N-1 AT2 Portile de Fier | [RO-RO] AT1 Portile de Fier [DIR] [RO] | RPDFE41 _RPDF222 _1:trf | -874 |  | -1248 | -374 | 70 | []

## 0130Preventive
Detailed results
Generated at: | 2023-12-12 19:16
Business day: | 13.12.2023
Timestamp: | 01:30
Border & direction: | South-Romania Export
Horizon: | DA
Remedial actions: | true
Evaluation type: | PREVENTIVE
TTC [MW]: | 2798
Fallback applied | false
Loading threshold | 0.7
Applied RAs
CO ID | RA ID | Name of the RA | Usage | Type | Location | Status
[n/a] | BG_RA_00001 | PRA 400 kV TINTARENI1-KOZLODUI | preventive | topological |  | helpful
[n/a] | RO_RA_00008 | PRA 400 kV Tantareni-Kozlodui 1 | preventive | topological |  | notApplied
Limiting CNECs
CO ID | Name of the CO | Name of the CNE | CNE UCTE branch | Calculated I (A) | I max (PRE) | I max (CUR) | Margin (A) | Loading (%) | Applicable curative RAs
RO-BG_CO_00002 | N-1 Kozlodui-Tantareni 2 | [RO-BG] Tantareni-Kozlodui 1 [OPP] [RO] | RTINTB1 _XKO_TI11_1:line | 1595 | 1600 | 1600 | -5 | 100 | []
RO-BG_CO_00001 | N-1 Tantareni-Kozlodui 1 | [RO-BG] Tantareni-Kozlodui 2 [OPP] [RO] | RTINTB1 _XKO_TI12_1:line | 1595 | 1600 | 1600 | -5 | 100 | []
RO_BG_CO_00001 | N-1 400kV TINTARENI1-KOZLODUI | [BG-RO] 400kV KOZLODUI-TINTARENI2 [DIR] [BG] | VAECKO11_XKO_TI12_1:line | -1593 | 1601 | 1601 | -8 | 99 | []
RO_BG_CO_00002 | N-1 400kV KOZLODUI-TINTARENI2 | [BG-RO] 400kV NPP Kozloduy - Tantareni ck. 1 [DIR] [BG] | VAECKO11_XKO_TI11_1:line | -1593 | 1601 | 1601 | -8 | 99 | []
RO_CO_00012 | N-1 Isaccea - Tulcea Vest | [RO-RO] Lacu Sarat - Gura Ialomitei [DIR] [RO] | RGIAL11 _RLACS41 _1:line | 1272 | 1600 | 1600 | -328 | 79 | []
RO_CO_00018 | N-1 Cernavoda - Pelicanu | [RO-RO] Cernavoda - Gura Ialomitei c1 [DIR] [RO] | RGIAL11 _RCERN41 _1:line | -1251 | -1600 | -1600 | -349 | 78 | []
RO_CO_00018 | N-1 Cernavoda - Pelicanu | [RO-RO] Lacu Sarat - Gura Ialomitei [DIR] [RO] | RGIAL11 _RLACS41 _1:line | 1239 | 1600 | 1600 | -361 | 77 | []
RO_CO_00019 | N-1 Gura Ialomitei - Bucuresti Sud | [RO-RO] Lacu Sarat - Gura Ialomitei [DIR] [RO] | RGIAL11 _RLACS41 _1:line | 1223 | 1600 | 1600 | -377 | 76 | []
RO_CO_00023 | N-1 Gutinas â Smardan | [RO-RO] Lacu Sarat - Gura Ialomitei [DIR] [RO] | RGIAL11 _RLACS41 _1:line | 1214 | 1600 | 1600 | -386 | 76 | []
RO_CO_00019 | N-1 Gura Ialomitei - Bucuresti Sud | [RO-RO] Cernavoda - Gura Ialomitei c1 [DIR] [RO] | RGIAL11 _RCERN41 _1:line | -1208 | -1600 | -1600 | -392 | 75 | []
RO_CO_00017 | N-1 Constanta Nord- Cernavoda | [RO-RO] Lacu Sarat - Gura Ialomitei [DIR] [RO] | RGIAL11 _RLACS41 _1:line | 1183 | 1600 | 1600 | -417 | 74 | []
RO-RS_CO_00001, RO_RS_CO_00001 | N-1 Portile de Fier-Djerdap, N-1 Portile de Fier-Djerdap | [RO-BG] Tantareni-Kozlodui 1 [OPP] [RO] | RTINTB1 _XKO_TI11_1:line | 1175 | 1600 | 1600 | -425 | 73 | []
RO-RS_CO_00001, RO_RS_CO_00001 | N-1 Portile de Fier-Djerdap, N-1 Portile de Fier-Djerdap | [RO-BG] Tantareni-Kozlodui 2 [OPP] [RO] | RTINTB1 _XKO_TI12_1:line | 1175 | 1600 | 1600 | -425 | 73 | []
RO-RS_CO_00001, RO_RS_CO_00001 | N-1 Portile de Fier-Djerdap, N-1 Portile de Fier-Djerdap | [BG-RO] 400kV KOZLODUI-TINTARENI2 [DIR] [BG] | VAECKO11_XKO_TI12_1:line | -1172 | 1601 | 1601 | -429 | 73 | []
RO-RS_CO_00001, RO_RS_CO_00001 | N-1 Portile de Fier-Djerdap, N-1 Portile de Fier-Djerdap | [BG-RO] 400kV NPP Kozloduy - Tantareni ck. 1 [DIR] [BG] | VAECKO11_XKO_TI11_1:line | -1172 | 1601 | 1601 | -429 | 73 | []
BC | Base Case | [RO-RO] Lacu Sarat - Gura Ialomitei [DIR] [RO] | RGIAL11 _RLACS41 _1:line | 1163 | 1600 | 1600 | -437 | 73 | []
RO_CO_00015 | N-1 Tulcea Vest - Tariverde | [RO-RO] Lacu Sarat - Gura Ialomitei [DIR] [RO] | RGIAL11 _RLACS41 _1:line | 1163 | 1600 | 1600 | -437 | 73 | []
RO_CO_00020 | N-1 Bucuresti Sud - Domnesti | [RO-RO] Lacu Sarat - Gura Ialomitei [DIR] [RO] | RGIAL11 _RLACS41 _1:line | 1150 | 1600 | 1600 | -450 | 72 | []
BC | Base Case | [RO-RO] Cernavoda - Gura Ialomitei c1 [DIR] [RO] | RGIAL11 _RCERN41 _1:line | -1140 | -1600 | -1600 | -460 | 71 | []
RO_CO_00016 | N-1 Tariverde - Constanta Nord | [RO-RO] Lacu Sarat - Gura Ialomitei [DIR] [RO] | RGIAL11 _RLACS41 _1:line | 1131 | 1600 | 1600 | -469 | 71 | []

## 0130Curative
Detailed results
Generated at: | 2023-12-12 19:16
Business day: | 13.12.2023
Timestamp: | 01:30
Border & direction: | South-Romania Export
Horizon: | DA
Remedial actions: | true
Evaluation type: | CURATIVE
TTC [MW]: | 2798
Fallback applied | false
Loading threshold | 0.7
Applied RAs
CO ID | RA ID | Name of the RA | Usage | Type | Location | Status
[n/a] | BG_RA_00001 | PRA 400 kV TINTARENI1-KOZLODUI | preventive | topological |  | helpful
[n/a] | RO_RA_00008 | PRA 400 kV Tantareni-Kozlodui 1 | preventive | topological |  | notApplied
Limiting CNECs
CO ID | Name of the CO | Name of the CNE | CNE UCTE branch | Calculated I (A) | I max (PRE) | I max (CUR) | Margin (A) | Loading (%) | Applicable curative RAs
RO-BG_CO_00002 | N-1 Kozlodui-Tantareni 2 | [RO-BG] Tantareni-Kozlodui 1 [OPP] [RO] | RTINTB1 _XKO_TI11_1:line | 1595 |  | 1600 | -5 | 100 | []
RO-BG_CO_00001 | N-1 Tantareni-Kozlodui 1 | [RO-BG] Tantareni-Kozlodui 2 [OPP] [RO] | RTINTB1 _XKO_TI12_1:line | 1595 |  | 1600 | -5 | 100 | []
RO_BG_CO_00001 | N-1 400kV TINTARENI1-KOZLODUI | [BG-RO] 400kV KOZLODUI-TINTARENI2 [DIR] [BG] | VAECKO11_XKO_TI12_1:line | -1593 |  | 1601 | -8 | 99 | []
RO_BG_CO_00002 | N-1 400kV KOZLODUI-TINTARENI2 | [BG-RO] 400kV NPP Kozloduy - Tantareni ck. 1 [DIR] [BG] | VAECKO11_XKO_TI11_1:line | -1593 |  | 1601 | -8 | 99 | []
RO_CO_00012 | N-1 Isaccea - Tulcea Vest | [RO-RO] Lacu Sarat - Gura Ialomitei [DIR] [RO] | RGIAL11 _RLACS41 _1:line | 1272 |  | 1600 | -328 | 79 | []
RO_CO_00018 | N-1 Cernavoda - Pelicanu | [RO-RO] Cernavoda - Gura Ialomitei c1 [DIR] [RO] | RGIAL11 _RCERN41 _1:line | -1251 |  | -1600 | -349 | 78 | []
RO_CO_00018 | N-1 Cernavoda - Pelicanu | [RO-RO] Lacu Sarat - Gura Ialomitei [DIR] [RO] | RGIAL11 _RLACS41 _1:line | 1239 |  | 1600 | -361 | 77 | []
RO_CO_00019 | N-1 Gura Ialomitei - Bucuresti Sud | [RO-RO] Lacu Sarat - Gura Ialomitei [DIR] [RO] | RGIAL11 _RLACS41 _1:line | 1223 |  | 1600 | -377 | 76 | []
RO_CO_00023 | N-1 Gutinas â Smardan | [RO-RO] Lacu Sarat - Gura Ialomitei [DIR] [RO] | RGIAL11 _RLACS41 _1:line | 1214 |  | 1600 | -386 | 76 | []
RO_CO_00019 | N-1 Gura Ialomitei - Bucuresti Sud | [RO-RO] Cernavoda - Gura Ialomitei c1 [DIR] [RO] | RGIAL11 _RCERN41 _1:line | -1208 |  | -1600 | -392 | 75 | []
RO_CO_00017 | N-1 Constanta Nord- Cernavoda | [RO-RO] Lacu Sarat - Gura Ialomitei [DIR] [RO] | RGIAL11 _RLACS41 _1:line | 1183 |  | 1600 | -417 | 74 | []
RO-RS_CO_00001, RO_RS_CO_00001 | N-1 Portile de Fier-Djerdap, N-1 Portile de Fier-Djerdap | [RO-BG] Tantareni-Kozlodui 1 [OPP] [RO] | RTINTB1 _XKO_TI11_1:line | 1175 |  | 1600 | -425 | 73 | []
RO-RS_CO_00001, RO_RS_CO_00001 | N-1 Portile de Fier-Djerdap, N-1 Portile de Fier-Djerdap | [RO-BG] Tantareni-Kozlodui 2 [OPP] [RO] | RTINTB1 _XKO_TI12_1:line | 1175 |  | 1600 | -425 | 73 | []
RO-RS_CO_00001, RO_RS_CO_00001 | N-1 Portile de Fier-Djerdap, N-1 Portile de Fier-Djerdap | [BG-RO] 400kV KOZLODUI-TINTARENI2 [DIR] [BG] | VAECKO11_XKO_TI12_1:line | -1172 |  | 1601 | -429 | 73 | []
RO-RS_CO_00001, RO_RS_CO_00001 | N-1 Portile de Fier-Djerdap, N-1 Portile de Fier-Djerdap | [BG-RO] 400kV NPP Kozloduy - Tantareni ck. 1 [DIR] [BG] | VAECKO11_XKO_TI11_1:line | -1172 |  | 1601 | -429 | 73 | []
BC | Base Case | [RO-RO] Lacu Sarat - Gura Ialomitei [DIR] [RO] | RGIAL11 _RLACS41 _1:line | 1163 |  | 1600 | -437 | 73 | []
RO_CO_00015 | N-1 Tulcea Vest - Tariverde | [RO-RO] Lacu Sarat - Gura Ialomitei [DIR] [RO] | RGIAL11 _RLACS41 _1:line | 1163 |  | 1600 | -437 | 73 | []
RO_CO_00020 | N-1 Bucuresti Sud - Domnesti | [RO-RO] Lacu Sarat - Gura Ialomitei [DIR] [RO] | RGIAL11 _RLACS41 _1:line | 1150 |  | 1600 | -450 | 72 | []
BC | Base Case | [RO-RO] Cernavoda - Gura Ialomitei c1 [DIR] [RO] | RGIAL11 _RCERN41 _1:line | -1140 |  | -1600 | -460 | 71 | []
RO_CO_00016 | N-1 Tariverde - Constanta Nord | [RO-RO] Lacu Sarat - Gura Ialomitei [DIR] [RO] | RGIAL11 _RLACS41 _1:line | 1131 |  | 1600 | -469 | 71 | []

## 0230Preventive
Detailed results
Generated at: | 2023-12-12 19:16
Business day: | 13.12.2023
Timestamp: | 02:30
Border & direction: | South-Romania Export
Horizon: | DA
Remedial actions: | true
Evaluation type: | PREVENTIVE
TTC [MW]: | 3014
Fallback applied | false
Loading threshold | 0.7
Applied RAs
CO ID | RA ID | Name of the RA | Usage | Type | Location | Status
[n/a] | BG_RA_00001 | PRA 400 kV TINTARENI1-KOZLODUI | preventive | topological |  | helpful
[n/a] | RO_RA_00001 | PRA 400/220kV AT3 Arad | preventive | pst |  | helpful
[n/a] | RO_RA_00002 | PRA 400/220kV AT Urechesti | preventive | pst |  | helpful
[n/a] | RO_RA_00008 | PRA 400 kV Tantareni-Kozlodui 1 | preventive | topological |  | notApplied
[n/a] | RO_RA_00009 | PRA 400 kV Tantareni-Kozlodui 2 | preventive | topological |  | notApplied
Limiting CNECs
CO ID | Name of the CO | Name of the CNE | CNE UCTE branch | Calculated I (A) | I max (PRE) | I max (CUR) | Margin (A) | Loading (%) | Applicable curative RAs
RO-BG_CO_00001 | N-1 Tantareni-Kozlodui 1 | [RO-BG] Tantareni-Kozlodui 2 [OPP] [RO] | RTINTB1 _XKO_TI12_1:line | 1596 | 1600 | 1600 | -4 | 100 | []
RO-BG_CO_00002 | N-1 Kozlodui-Tantareni 2 | [RO-BG] Tantareni-Kozlodui 1 [DIR] [RO] | RTINTB1 _XKO_TI11_1:line | 1596 | 1600 | 1600 | -4 | 100 | []
RO_BG_CO_00001 | N-1 400kV TINTARENI1-KOZLODUI | [BG-RO] 400kV KOZLODUI-TINTARENI2 [DIR] [BG] | VAECKO11_XKO_TI12_1:line | -1593 | 1601 | 1601 | -8 | 100 | []
RO_BG_CO_00002 | N-1 400kV KOZLODUI-TINTARENI2 | [BG-RO] 400kV TINTARENI1-KOZLODUI [DIR] [BG] | VAECKO11_XKO_TI11_1:line | -1593 | 1601 | 1601 | -8 | 100 | []
RO_CO_00012 | N-1 Isaccea - Tulcea Vest | [RO-RO] Lacu Sarat - Gura Ialomitei [DIR] [RO] | RGIAL11 _RLACS41 _1:line | 1330 | 1600 | 1600 | -270 | 83 | []
RO_CO_00023 | N-1 Gutinas â Smardan | [RO-RO] Lacu Sarat - Gura Ialomitei [DIR] [RO] | RGIAL11 _RLACS41 _1:line | 1298 | 1600 | 1600 | -302 | 81 | []
RO_CO_00018 | N-1 Cernavoda - Pelicanu | [RO-RO] Lacu Sarat - Gura Ialomitei [DIR] [RO] | RGIAL11 _RLACS41 _1:line | 1286 | 1600 | 1600 | -314 | 80 | []
RO_CO_00018 | N-1 Cernavoda - Pelicanu | [RO-RO] Cernavoda - Gura Ialomitei c1 [DIR] [RO] | RGIAL11 _RCERN41 _1:line | -1284 | -1600 | -1600 | -316 | 80 | []
RO_CO_00019 | N-1 Gura Ialomitei - Bucuresti Sud | [RO-RO] Lacu Sarat - Gura Ialomitei [DIR] [RO] | RGIAL11 _RLACS41 _1:line | 1271 | 1600 | 1600 | -329 | 79 | []
RO_CO_00019 | N-1 Gura Ialomitei - Bucuresti Sud | [RO-RO] Cernavoda - Gura Ialomitei c1 [DIR] [RO] | RGIAL11 _RCERN41 _1:line | 1245 | 1600 | 1600 | -355 | 78 | []
RO_CO_00017 | N-1 Constanta Nord- Cernavoda | [RO-RO] Lacu Sarat - Gura Ialomitei [DIR] [RO] | RGIAL11 _RLACS41 _1:line | 1244 | 1600 | 1600 | -356 | 78 | []
RO_CO_00015 | N-1 Tulcea Vest - Tariverde | [RO-RO] Lacu Sarat - Gura Ialomitei [DIR] [RO] | RGIAL11 _RLACS41 _1:line | 1221 | 1600 | 1600 | -379 | 76 | []
BC | Base Case | [RO-RO] Lacu Sarat - Gura Ialomitei [DIR] [RO] | RGIAL11 _RLACS41 _1:line | 1221 | 1600 | 1600 | -379 | 76 | []
RO-RS_CO_00001, RO_RS_CO_00001 | N-1 Portile de Fier-Djerdap, N-1 Portile de Fier-Djerdap | [RO-BG] Tantareni-Kozlodui 2 [OPP] [RO] | RTINTB1 _XKO_TI12_1:line | 1215 | 1600 | 1600 | -385 | 76 | []
RO-RS_CO_00001, RO_RS_CO_00001 | N-1 Portile de Fier-Djerdap, N-1 Portile de Fier-Djerdap | [RO-BG] Tantareni-Kozlodui 1 [DIR] [RO] | RTINTB1 _XKO_TI11_1:line | 1215 | 1600 | 1600 | -385 | 76 | []
RO-RS_CO_00001, RO_RS_CO_00001 | N-1 Portile de Fier-Djerdap, N-1 Portile de Fier-Djerdap | [BG-RO] 400kV TINTARENI1-KOZLODUI [DIR] [BG] | VAECKO11_XKO_TI11_1:line | -1211 | 1601 | 1601 | -390 | 76 | []
RO-RS_CO_00001, RO_RS_CO_00001 | N-1 Portile de Fier-Djerdap, N-1 Portile de Fier-Djerdap | [BG-RO] 400kV KOZLODUI-TINTARENI2 [DIR] [BG] | VAECKO11_XKO_TI12_1:line | -1211 | 1601 | 1601 | -390 | 76 | []
RO_CO_00020 | N-1 Bucuresti Sud - Domnesti | [RO-RO] Lacu Sarat - Gura Ialomitei [DIR] [RO] | RGIAL11 _RLACS41 _1:line | 1207 | 1600 | 1600 | -393 | 75 | []
RO_CO_00016 | N-1 Tariverde - Constanta Nord | [RO-RO] Lacu Sarat - Gura Ialomitei [DIR] [RO] | RGIAL11 _RLACS41 _1:line | 1198 | 1600 | 1600 | -402 | 75 | []
BC | Base Case | [RO-RO] Cernavoda - Gura Ialomitei c1 [DIR] [RO] | RGIAL11 _RCERN41 _1:line | -1188 | -1600 | -1600 | -412 | 74 | []
RO_CO_00014 | N-1 Lacu Sarat - Isaccea | [RO-RO] Smardan - Isaccea c1 [DIR] [RO] | RSMIR41 _RIS1A41 _1:line | 1178 | 1600 | 1600 | -422 | 74 | []

## 0230Curative
Detailed results
Generated at: | 2023-12-12 19:16
Business day: | 13.12.2023
Timestamp: | 02:30
Border & direction: | South-Romania Export
Horizon: | DA
Remedial actions: | true
Evaluation type: | CURATIVE
TTC [MW]: | 3014
Fallback applied | false
Loading threshold | 0.7
Applied RAs
CO ID | RA ID | Name of the RA | Usage | Type | Location | Status
[n/a] | BG_RA_00001 | PRA 400 kV TINTARENI1-KOZLODUI | preventive | topological |  | helpful
[n/a] | RO_RA_00001 | PRA 400/220kV AT3 Arad | preventive | pst |  | helpful
[n/a] | RO_RA_00002 | PRA 400/220kV AT Urechesti | preventive | pst |  | helpful
[n/a] | RO_RA_00008 | PRA 400 kV Tantareni-Kozlodui 1 | preventive | topological |  | notApplied
[n/a] | RO_RA_00009 | PRA 400 kV Tantareni-Kozlodui 2 | preventive | topological |  | notApplied
Limiting CNECs
CO ID | Name of the CO | Name of the CNE | CNE UCTE branch | Calculated I (A) | I max (PRE) | I max (CUR) | Margin (A) | Loading (%) | Applicable curative RAs
RO-BG_CO_00001 | N-1 Tantareni-Kozlodui 1 | [RO-BG] Tantareni-Kozlodui 2 [OPP] [RO] | RTINTB1 _XKO_TI12_1:line | 1596 |  | 1600 | -4 | 100 | []
RO-BG_CO_00002 | N-1 Kozlodui-Tantareni 2 | [RO-BG] Tantareni-Kozlodui 1 [DIR] [RO] | RTINTB1 _XKO_TI11_1:line | 1596 |  | 1600 | -4 | 100 | []
RO_BG_CO_00001 | N-1 400kV TINTARENI1-KOZLODUI | [BG-RO] 400kV KOZLODUI-TINTARENI2 [DIR] [BG] | VAECKO11_XKO_TI12_1:line | -1593 |  | 1601 | -8 | 100 | []
RO_BG_CO_00002 | N-1 400kV KOZLODUI-TINTARENI2 | [BG-RO] 400kV TINTARENI1-KOZLODUI [DIR] [BG] | VAECKO11_XKO_TI11_1:line | -1593 |  | 1601 | -8 | 100 | []
RO_CO_00012 | N-1 Isaccea - Tulcea Vest | [RO-RO] Lacu Sarat - Gura Ialomitei [DIR] [RO] | RGIAL11 _RLACS41 _1:line | 1330 |  | 1600 | -270 | 83 | []
RO_CO_00023 | N-1 Gutinas â Smardan | [RO-RO] Lacu Sarat - Gura Ialomitei [DIR] [RO] | RGIAL11 _RLACS41 _1:line | 1298 |  | 1600 | -302 | 81 | []
RO_CO_00018 | N-1 Cernavoda - Pelicanu | [RO-RO] Lacu Sarat - Gura Ialomitei [DIR] [RO] | RGIAL11 _RLACS41 _1:line | 1286 |  | 1600 | -314 | 80 | []
RO_CO_00018 | N-1 Cernavoda - Pelicanu | [RO-RO] Cernavoda - Gura Ialomitei c1 [DIR] [RO] | RGIAL11 _RCERN41 _1:line | -1284 |  | -1600 | -316 | 80 | []
RO_CO_00019 | N-1 Gura Ialomitei - Bucuresti Sud | [RO-RO] Lacu Sarat - Gura Ialomitei [DIR] [RO] | RGIAL11 _RLACS41 _1:line | 1271 |  | 1600 | -329 | 79 | []
RO_CO_00019 | N-1 Gura Ialomitei - Bucuresti Sud | [RO-RO] Cernavoda - Gura Ialomitei c1 [DIR] [RO] | RGIAL11 _RCERN41 _1:line | 1245 |  | 1600 | -355 | 78 | []
RO_CO_00017 | N-1 Constanta Nord- Cernavoda | [RO-RO] Lacu Sarat - Gura Ialomitei [DIR] [RO] | RGIAL11 _RLACS41 _1:line | 1244 |  | 1600 | -356 | 78 | []
RO_CO_00015 | N-1 Tulcea Vest - Tariverde | [RO-RO] Lacu Sarat - Gura Ialomitei [DIR] [RO] | RGIAL11 _RLACS41 _1:line | 1221 |  | 1600 | -379 | 76 | []
BC | Base Case | [RO-RO] Lacu Sarat - Gura Ialomitei [DIR] [RO] | RGIAL11 _RLACS41 _1:line | 1221 |  | 1600 | -379 | 76 | []
RO-RS_CO_00001, RO_RS_CO_00001 | N-1 Portile de Fier-Djerdap, N-1 Portile de Fier-Djerdap | [RO-BG] Tantareni-Kozlodui 2 [OPP] [RO] | RTINTB1 _XKO_TI12_1:line | 1215 |  | 1600 | -385 | 76 | []
RO-RS_CO_00001, RO_RS_CO_00001 | N-1 Portile de Fier-Djerdap, N-1 Portile de Fier-Djerdap | [RO-BG] Tantareni-Kozlodui 1 [DIR] [RO] | RTINTB1 _XKO_TI11_1:line | 1215 |  | 1600 | -385 | 76 | []
RO-RS_CO_00001, RO_RS_CO_00001 | N-1 Portile de Fier-Djerdap, N-1 Portile de Fier-Djerdap | [BG-RO] 400kV TINTARENI1-KOZLODUI [DIR] [BG] | VAECKO11_XKO_TI11_1:line | -1211 |  | 1601 | -390 | 76 | []
RO-RS_CO_00001, RO_RS_CO_00001 | N-1 Portile de Fier-Djerdap, N-1 Portile de Fier-Djerdap | [BG-RO] 400kV KOZLODUI-TINTARENI2 [DIR] [BG] | VAECKO11_XKO_TI12_1:line | -1211 |  | 1601 | -390 | 76 | []
RO_CO_00020 | N-1 Bucuresti Sud - Domnesti | [RO-RO] Lacu Sarat - Gura Ialomitei [DIR] [RO] | RGIAL11 _RLACS41 _1:line | 1207 |  | 1600 | -393 | 75 | []
RO_CO_00016 | N-1 Tariverde - Constanta Nord | [RO-RO] Lacu Sarat - Gura Ialomitei [DIR] [RO] | RGIAL11 _RLACS41 _1:line | 1198 |  | 1600 | -402 | 75 | []
BC | Base Case | [RO-RO] Cernavoda - Gura Ialomitei c1 [DIR] [RO] | RGIAL11 _RCERN41 _1:line | -1188 |  | -1600 | -412 | 74 | []
RO_CO_00014 | N-1 Lacu Sarat - Isaccea | [RO-RO] Smardan - Isaccea c1 [DIR] [RO] | RSMIR41 _RIS1A41 _1:line | 1178 |  | 1600 | -422 | 74 | []

## 0330Preventive
Detailed results
Generated at: | 2023-12-12 19:16
Business day: | 13.12.2023
Timestamp: | 03:30
Border & direction: | South-Romania Export
Horizon: | DA
Remedial actions: | true
Evaluation type: | PREVENTIVE
TTC [MW]: | 3048
Fallback applied | false
Loading threshold | 0.7
Applied RAs
CO ID | RA ID | Name of the RA | Usage | Type | Location | Status
[n/a] | BG_RA_00001 | PRA 400 kV TINTARENI1-KOZLODUI | preventive | topological |  | helpful
[n/a] | RO_RA_00001 | PRA 400/220kV AT3 Arad | preventive | pst |  | helpful
[n/a] | RO_RA_00002 | PRA 400/220kV AT Urechesti | preventive | pst |  | helpful
[n/a] | RO_RA_00008 | PRA 400 kV Tantareni-Kozlodui 1 | preventive | topological |  | notApplied
[n/a] | RO_RA_00009 | PRA 400 kV Tantareni-Kozlodui 2 | preventive | topological |  | notApplied
Limiting CNECs
CO ID | Name of the CO | Name of the CNE | CNE UCTE branch | Calculated I (A) | I max (PRE) | I max (CUR) | Margin (A) | Loading (%) | Applicable curative RAs
RO-BG_CO_00001 | N-1 Tantareni-Kozlodui 1 | [RO-BG] Tantareni-Kozlodui 2 [OPP] [RO] | RTINTB1 _XKO_TI12_1:line | 1599 | 1600 | 1600 | -1 | 100 | []
RO-BG_CO_00002 | N-1 Kozlodui-Tantareni 2 | [RO-BG] Tantareni-Kozlodui 1 [DIR] [RO] | RTINTB1 _XKO_TI11_1:line | 1599 | 1600 | 1600 | -1 | 100 | []
RO_BG_CO_00002 | N-1 400kV KOZLODUI-TINTARENI2 | [BG-RO] 400kV TINTARENI1-KOZLODUI [DIR] [BG] | VAECKO11_XKO_TI11_1:line | -1595 | 1601 | 1601 | -6 | 100 | []
RO_BG_CO_00001 | N-1 400kV TINTARENI1-KOZLODUI | [BG-RO] 400kV NPP Kozloduy - Tantareni ck. 2 [DIR] [BG] | VAECKO11_XKO_TI12_1:line | -1595 | 1601 | 1601 | -6 | 100 | []
RO_CO_00012 | N-1 Isaccea - Tulcea Vest | [RO-RO] Lacu Sarat - Gura Ialomitei [DIR] [RO] | RGIAL11 _RLACS41 _1:line | 1361 | 1600 | 1600 | -239 | 85 | []
RO_CO_00023 | N-1 Gutinas â Smardan | [RO-RO] Lacu Sarat - Gura Ialomitei [DIR] [RO] | RGIAL11 _RLACS41 _1:line | 1348 | 1600 | 1600 | -252 | 84 | []
RO_CO_00018 | N-1 Cernavoda - Pelicanu | [RO-RO] Lacu Sarat - Gura Ialomitei [DIR] [RO] | RGIAL11 _RLACS41 _1:line | 1313 | 1600 | 1600 | -287 | 82 | []
RO_CO_00018 | N-1 Cernavoda - Pelicanu | [RO-RO] Cernavoda - Gura Ialomitei c1 [DIR] [RO] | RGIAL11 _RCERN41 _1:line | 1303 | 1600 | 1600 | -297 | 81 | []
RO_CO_00019 | N-1 Gura Ialomitei - Bucuresti Sud | [RO-RO] Lacu Sarat - Gura Ialomitei [DIR] [RO] | RGIAL11 _RLACS41 _1:line | 1298 | 1600 | 1600 | -302 | 81 | []
RO_CO_00017 | N-1 Constanta Nord- Cernavoda | [RO-RO] Lacu Sarat - Gura Ialomitei [DIR] [RO] | RGIAL11 _RLACS41 _1:line | 1284 | 1600 | 1600 | -316 | 80 | []
RO_CO_00014 | N-1 Lacu Sarat - Isaccea | [RO-RO] Smardan - Isaccea c1 [OPP] [RO] | RSMIR41 _RIS1A41 _1:line | 1271 | 1600 | 1600 | -329 | 79 | []
RO_CO_00019 | N-1 Gura Ialomitei - Bucuresti Sud | [RO-RO] Cernavoda - Gura Ialomitei c1 [DIR] [RO] | RGIAL11 _RCERN41 _1:line | 1267 | 1600 | 1600 | -333 | 79 | []
BC | Base Case | [RO-RO] Lacu Sarat - Gura Ialomitei [DIR] [RO] | RGIAL11 _RLACS41 _1:line | 1256 | 1600 | 1600 | -344 | 79 | []
RO_CO_00015 | N-1 Tulcea Vest - Tariverde | [RO-RO] Lacu Sarat - Gura Ialomitei [DIR] [RO] | RGIAL11 _RLACS41 _1:line | 1256 | 1600 | 1600 | -344 | 79 | []
RO_CO_00016 | N-1 Tariverde - Constanta Nord | [RO-RO] Lacu Sarat - Gura Ialomitei [DIR] [RO] | RGIAL11 _RLACS41 _1:line | 1242 | 1600 | 1600 | -358 | 78 | []
RO_CO_00020 | N-1 Bucuresti Sud - Domnesti | [RO-RO] Lacu Sarat - Gura Ialomitei [DIR] [RO] | RGIAL11 _RLACS41 _1:line | 1238 | 1600 | 1600 | -362 | 77 | []
RO-RS_CO_00001, RO_RS_CO_00001 | N-1 Portile de Fier-Djerdap, N-1 Portile de Fier-Djerdap | [RO-BG] Tantareni-Kozlodui 2 [OPP] [RO] | RTINTB1 _XKO_TI12_1:line | 1233 | 1600 | 1600 | -367 | 77 | []
RO-RS_CO_00001, RO_RS_CO_00001 | N-1 Portile de Fier-Djerdap, N-1 Portile de Fier-Djerdap | [RO-BG] Tantareni-Kozlodui 1 [DIR] [RO] | RTINTB1 _XKO_TI11_1:line | 1233 | 1600 | 1600 | -367 | 77 | []
RO-RS_CO_00001, RO_RS_CO_00001 | N-1 Portile de Fier-Djerdap, N-1 Portile de Fier-Djerdap | [BG-RO] 400kV NPP Kozloduy - Tantareni ck. 2 [DIR] [BG] | VAECKO11_XKO_TI12_1:line | -1229 | 1601 | 1601 | -372 | 77 | []
RO-RS_CO_00001, RO_RS_CO_00001 | N-1 Portile de Fier-Djerdap, N-1 Portile de Fier-Djerdap | [BG-RO] 400kV TINTARENI1-KOZLODUI [DIR] [BG] | VAECKO11_XKO_TI11_1:line | -1229 | 1601 | 1601 | -372 | 77 | []
BC | Base Case | [RO-RO] Cernavoda - Gura Ialomitei c1 [DIR] [RO] | RGIAL11 _RCERN41 _1:line | 1219 | 1600 | 1600 | -381 | 76 | []
RO_CO_00034 | N-1 AT2 Portile de Fier | [RO-RO] AT1 Portile de Fier [OPP] [RO] | RPDFE41 _RPDF222 _1:trf | -875 | -1248 | -1248 | -374 | 70 | []
RO_CO_00035 | N-1 AT3 Portile de Fier | [RO-RO] AT1 Portile de Fier [OPP] [RO] | RPDFE41 _RPDF222 _1:trf | -874 | -1248 | -1248 | -374 | 70 | []

## 0330Curative
Detailed results
Generated at: | 2023-12-12 19:16
Business day: | 13.12.2023
Timestamp: | 03:30
Border & direction: | South-Romania Export
Horizon: | DA
Remedial actions: | true
Evaluation type: | CURATIVE
TTC [MW]: | 3048
Fallback applied | false
Loading threshold | 0.7
Applied RAs
CO ID | RA ID | Name of the RA | Usage | Type | Location | Status
[n/a] | BG_RA_00001 | PRA 400 kV TINTARENI1-KOZLODUI | preventive | topological |  | helpful
[n/a] | RO_RA_00001 | PRA 400/220kV AT3 Arad | preventive | pst |  | helpful
[n/a] | RO_RA_00002 | PRA 400/220kV AT Urechesti | preventive | pst |  | helpful
[n/a] | RO_RA_00008 | PRA 400 kV Tantareni-Kozlodui 1 | preventive | topological |  | notApplied
[n/a] | RO_RA_00009 | PRA 400 kV Tantareni-Kozlodui 2 | preventive | topological |  | notApplied
Limiting CNECs
CO ID | Name of the CO | Name of the CNE | CNE UCTE branch | Calculated I (A) | I max (PRE) | I max (CUR) | Margin (A) | Loading (%) | Applicable curative RAs
RO-BG_CO_00001 | N-1 Tantareni-Kozlodui 1 | [RO-BG] Tantareni-Kozlodui 2 [OPP] [RO] | RTINTB1 _XKO_TI12_1:line | 1599 |  | 1600 | -1 | 100 | []
RO-BG_CO_00002 | N-1 Kozlodui-Tantareni 2 | [RO-BG] Tantareni-Kozlodui 1 [DIR] [RO] | RTINTB1 _XKO_TI11_1:line | 1599 |  | 1600 | -1 | 100 | []
RO_BG_CO_00002 | N-1 400kV KOZLODUI-TINTARENI2 | [BG-RO] 400kV TINTARENI1-KOZLODUI [DIR] [BG] | VAECKO11_XKO_TI11_1:line | -1595 |  | 1601 | -6 | 100 | []
RO_BG_CO_00001 | N-1 400kV TINTARENI1-KOZLODUI | [BG-RO] 400kV NPP Kozloduy - Tantareni ck. 2 [DIR] [BG] | VAECKO11_XKO_TI12_1:line | -1595 |  | 1601 | -6 | 100 | []
RO_CO_00012 | N-1 Isaccea - Tulcea Vest | [RO-RO] Lacu Sarat - Gura Ialomitei [DIR] [RO] | RGIAL11 _RLACS41 _1:line | 1361 |  | 1600 | -239 | 85 | []
RO_CO_00023 | N-1 Gutinas â Smardan | [RO-RO] Lacu Sarat - Gura Ialomitei [DIR] [RO] | RGIAL11 _RLACS41 _1:line | 1348 |  | 1600 | -252 | 84 | []
RO_CO_00018 | N-1 Cernavoda - Pelicanu | [RO-RO] Lacu Sarat - Gura Ialomitei [DIR] [RO] | RGIAL11 _RLACS41 _1:line | 1313 |  | 1600 | -287 | 82 | []
RO_CO_00018 | N-1 Cernavoda - Pelicanu | [RO-RO] Cernavoda - Gura Ialomitei c1 [DIR] [RO] | RGIAL11 _RCERN41 _1:line | 1303 |  | 1600 | -297 | 81 | []
RO_CO_00019 | N-1 Gura Ialomitei - Bucuresti Sud | [RO-RO] Lacu Sarat - Gura Ialomitei [DIR] [RO] | RGIAL11 _RLACS41 _1:line | 1298 |  | 1600 | -302 | 81 | []
RO_CO_00017 | N-1 Constanta Nord- Cernavoda | [RO-RO] Lacu Sarat - Gura Ialomitei [DIR] [RO] | RGIAL11 _RLACS41 _1:line | 1284 |  | 1600 | -316 | 80 | []
RO_CO_00014 | N-1 Lacu Sarat - Isaccea | [RO-RO] Smardan - Isaccea c1 [OPP] [RO] | RSMIR41 _RIS1A41 _1:line | 1271 |  | 1600 | -329 | 79 | []
RO_CO_00019 | N-1 Gura Ialomitei - Bucuresti Sud | [RO-RO] Cernavoda - Gura Ialomitei c1 [DIR] [RO] | RGIAL11 _RCERN41 _1:line | 1267 |  | 1600 | -333 | 79 | []
BC | Base Case | [RO-RO] Lacu Sarat - Gura Ialomitei [DIR] [RO] | RGIAL11 _RLACS41 _1:line | 1256 |  | 1600 | -344 | 79 | []
RO_CO_00015 | N-1 Tulcea Vest - Tariverde | [RO-RO] Lacu Sarat - Gura Ialomitei [DIR] [RO] | RGIAL11 _RLACS41 _1:line | 1256 |  | 1600 | -344 | 79 | []
RO_CO_00016 | N-1 Tariverde - Constanta Nord | [RO-RO] Lacu Sarat - Gura Ialomitei [DIR] [RO] | RGIAL11 _RLACS41 _1:line | 1242 |  | 1600 | -358 | 78 | []
RO_CO_00020 | N-1 Bucuresti Sud - Domnesti | [RO-RO] Lacu Sarat - Gura Ialomitei [DIR] [RO] | RGIAL11 _RLACS41 _1:line | 1238 |  | 1600 | -362 | 77 | []
RO-RS_CO_00001, RO_RS_CO_00001 | N-1 Portile de Fier-Djerdap, N-1 Portile de Fier-Djerdap | [RO-BG] Tantareni-Kozlodui 2 [OPP] [RO] | RTINTB1 _XKO_TI12_1:line | 1233 |  | 1600 | -367 | 77 | []
RO-RS_CO_00001, RO_RS_CO_00001 | N-1 Portile de Fier-Djerdap, N-1 Portile de Fier-Djerdap | [RO-BG] Tantareni-Kozlodui 1 [DIR] [RO] | RTINTB1 _XKO_TI11_1:line | 1233 |  | 1600 | -367 | 77 | []
RO-RS_CO_00001, RO_RS_CO_00001 | N-1 Portile de Fier-Djerdap, N-1 Portile de Fier-Djerdap | [BG-RO] 400kV NPP Kozloduy - Tantareni ck. 2 [DIR] [BG] | VAECKO11_XKO_TI12_1:line | -1229 |  | 1601 | -372 | 77 | []
RO-RS_CO_00001, RO_RS_CO_00001 | N-1 Portile de Fier-Djerdap, N-1 Portile de Fier-Djerdap | [BG-RO] 400kV TINTARENI1-KOZLODUI [DIR] [BG] | VAECKO11_XKO_TI11_1:line | -1229 |  | 1601 | -372 | 77 | []
BC | Base Case | [RO-RO] Cernavoda - Gura Ialomitei c1 [DIR] [RO] | RGIAL11 _RCERN41 _1:line | 1219 |  | 1600 | -381 | 76 | []
RO_CO_00034 | N-1 AT2 Portile de Fier | [RO-RO] AT1 Portile de Fier [OPP] [RO] | RPDFE41 _RPDF222 _1:trf | -875 |  | -1248 | -374 | 70 | []
RO_CO_00035 | N-1 AT3 Portile de Fier | [RO-RO] AT1 Portile de Fier [OPP] [RO] | RPDFE41 _RPDF222 _1:trf | -874 |  | -1248 | -374 | 70 | []

## 0430Preventive
Detailed results
Generated at: | 2023-12-12 19:16
Business day: | 13.12.2023
Timestamp: | 04:30
Border & direction: | South-Romania Export
Horizon: | DA
Remedial actions: | true
Evaluation type: | PREVENTIVE
TTC [MW]: | 2956
Fallback applied | false
Loading threshold | 0.7
Applied RAs
CO ID | RA ID | Name of the RA | Usage | Type | Location | Status
[n/a] | BG_RA_00001 | PRA 400 kV TINTARENI1-KOZLODUI | preventive | topological |  | helpful
[n/a] | RO_RA_00001 | PRA 400/220kV AT3 Arad | preventive | pst |  | helpful
[n/a] | RO_RA_00002 | PRA 400/220kV AT Urechesti | preventive | pst |  | helpful
[n/a] | RO_RA_00008 | PRA 400 kV Tantareni-Kozlodui 1 | preventive | topological |  | notApplied
[n/a] | RO_RA_00009 | PRA 400 kV Tantareni-Kozlodui 2 | preventive | topological |  | notApplied
Limiting CNECs
CO ID | Name of the CO | Name of the CNE | CNE UCTE branch | Calculated I (A) | I max (PRE) | I max (CUR) | Margin (A) | Loading (%) | Applicable curative RAs
RO-BG_CO_00002 | N-1 Kozlodui-Tantareni 2 | [RO-BG] Tantareni-Kozlodui 1 [DIR] [RO] | RTINTB1 _XKO_TI11_1:line | 1596 | 1600 | 1600 | -4 | 100 | []
RO-BG_CO_00001 | N-1 Tantareni-Kozlodui 1 | [RO-BG] Tantareni-Kozlodui 2 [OPP] [RO] | RTINTB1 _XKO_TI12_1:line | 1596 | 1600 | 1600 | -4 | 100 | []
RO_BG_CO_00002 | N-1 400kV KOZLODUI-TINTARENI2 | [BG-RO] 400kV TINTARENI1-KOZLODUI [DIR] [BG] | VAECKO11_XKO_TI11_1:line | -1593 | 1601 | 1601 | -8 | 99 | []
RO_BG_CO_00001 | N-1 400kV TINTARENI1-KOZLODUI | [BG-RO] 400kV NPP Kozloduy - Tantareni ck. 2 [DIR] [BG] | VAECKO11_XKO_TI12_1:line | -1593 | 1601 | 1601 | -8 | 99 | []
RO_CO_00023 | N-1 Gutinas â Smardan | [RO-RO] Lacu Sarat - Gura Ialomitei [DIR] [RO] | RGIAL11 _RLACS41 _1:line | 1324 | 1600 | 1600 | -276 | 83 | []
RO_CO_00012 | N-1 Isaccea - Tulcea Vest | [RO-RO] Lacu Sarat - Gura Ialomitei [DIR] [RO] | RGIAL11 _RLACS41 _1:line | 1322 | 1600 | 1600 | -278 | 83 | []
RO_CO_00018 | N-1 Cernavoda - Pelicanu | [RO-RO] Lacu Sarat - Gura Ialomitei [DIR] [RO] | RGIAL11 _RLACS41 _1:line | 1286 | 1600 | 1600 | -314 | 80 | []
RO_CO_00018 | N-1 Cernavoda - Pelicanu | [RO-RO] Cernavoda - Gura Ialomitei c1 [OPP] [RO] | RGIAL11 _RCERN41 _1:line | 1283 | 1600 | 1600 | -317 | 80 | []
RO_CO_00019 | N-1 Gura Ialomitei - Bucuresti Sud | [RO-RO] Lacu Sarat - Gura Ialomitei [DIR] [RO] | RGIAL11 _RLACS41 _1:line | 1269 | 1600 | 1600 | -331 | 79 | []
RO_CO_00017 | N-1 Constanta Nord- Cernavoda | [RO-RO] Lacu Sarat - Gura Ialomitei [DIR] [RO] | RGIAL11 _RLACS41 _1:line | 1266 | 1600 | 1600 | -334 | 79 | []
RO_CO_00019 | N-1 Gura Ialomitei - Bucuresti Sud | [RO-RO] Cernavoda - Gura Ialomitei c1 [OPP] [RO] | RGIAL11 _RCERN41 _1:line | 1247 | 1600 | 1600 | -353 | 78 | []
RO_CO_00014 | N-1 Lacu Sarat - Isaccea | [RO-RO] Smardan - Isaccea c1 [OPP] [RO] | RSMIR41 _RIS1A41 _1:line | 1236 | 1600 | 1600 | -364 | 77 | []
BC | Base Case | [RO-RO] Lacu Sarat - Gura Ialomitei [DIR] [RO] | RGIAL11 _RLACS41 _1:line | 1233 | 1600 | 1600 | -367 | 77 | []
RO_CO_00015 | N-1 Tulcea Vest - Tariverde | [RO-RO] Lacu Sarat - Gura Ialomitei [DIR] [RO] | RGIAL11 _RLACS41 _1:line | 1233 | 1600 | 1600 | -367 | 77 | []
RO_CO_00016 | N-1 Tariverde - Constanta Nord | [RO-RO] Lacu Sarat - Gura Ialomitei [DIR] [RO] | RGIAL11 _RLACS41 _1:line | 1226 | 1600 | 1600 | -374 | 77 | []
RO_CO_00020 | N-1 Bucuresti Sud - Domnesti | [RO-RO] Lacu Sarat - Gura Ialomitei [DIR] [RO] | RGIAL11 _RLACS41 _1:line | 1212 | 1600 | 1600 | -388 | 76 | []
BC | Base Case | [RO-RO] Cernavoda - Gura Ialomitei c1 [OPP] [RO] | RGIAL11 _RCERN41 _1:line | 1206 | 1600 | 1600 | -394 | 75 | []
RO-RS_CO_00001, RO_RS_CO_00001 | N-1 Portile de Fier-Djerdap, N-1 Portile de Fier-Djerdap | [RO-BG] Tantareni-Kozlodui 2 [OPP] [RO] | RTINTB1 _XKO_TI12_1:line | 1198 | 1600 | 1600 | -402 | 75 | []
RO-RS_CO_00001, RO_RS_CO_00001 | N-1 Portile de Fier-Djerdap, N-1 Portile de Fier-Djerdap | [RO-BG] Tantareni-Kozlodui 1 [DIR] [RO] | RTINTB1 _XKO_TI11_1:line | 1198 | 1600 | 1600 | -402 | 75 | []
RO-RS_CO_00001, RO_RS_CO_00001 | N-1 Portile de Fier-Djerdap, N-1 Portile de Fier-Djerdap | [BG-RO] 400kV NPP Kozloduy - Tantareni ck. 2 [DIR] [BG] | VAECKO11_XKO_TI12_1:line | -1195 | 1601 | 1601 | -406 | 75 | []
RO-RS_CO_00001, RO_RS_CO_00001 | N-1 Portile de Fier-Djerdap, N-1 Portile de Fier-Djerdap | [BG-RO] 400kV TINTARENI1-KOZLODUI [DIR] [BG] | VAECKO11_XKO_TI11_1:line | -1195 | 1601 | 1601 | -406 | 75 | []

## 0430Curative
Detailed results
Generated at: | 2023-12-12 19:16
Business day: | 13.12.2023
Timestamp: | 04:30
Border & direction: | South-Romania Export
Horizon: | DA
Remedial actions: | true
Evaluation type: | CURATIVE
TTC [MW]: | 2956
Fallback applied | false
Loading threshold | 0.7
Applied RAs
CO ID | RA ID | Name of the RA | Usage | Type | Location | Status
[n/a] | BG_RA_00001 | PRA 400 kV TINTARENI1-KOZLODUI | preventive | topological |  | helpful
[n/a] | RO_RA_00001 | PRA 400/220kV AT3 Arad | preventive | pst |  | helpful
[n/a] | RO_RA_00002 | PRA 400/220kV AT Urechesti | preventive | pst |  | helpful
[n/a] | RO_RA_00008 | PRA 400 kV Tantareni-Kozlodui 1 | preventive | topological |  | notApplied
[n/a] | RO_RA_00009 | PRA 400 kV Tantareni-Kozlodui 2 | preventive | topological |  | notApplied
Limiting CNECs
CO ID | Name of the CO | Name of the CNE | CNE UCTE branch | Calculated I (A) | I max (PRE) | I max (CUR) | Margin (A) | Loading (%) | Applicable curative RAs
RO-BG_CO_00002 | N-1 Kozlodui-Tantareni 2 | [RO-BG] Tantareni-Kozlodui 1 [DIR] [RO] | RTINTB1 _XKO_TI11_1:line | 1596 |  | 1600 | -4 | 100 | []
RO-BG_CO_00001 | N-1 Tantareni-Kozlodui 1 | [RO-BG] Tantareni-Kozlodui 2 [OPP] [RO] | RTINTB1 _XKO_TI12_1:line | 1596 |  | 1600 | -4 | 100 | []
RO_BG_CO_00002 | N-1 400kV KOZLODUI-TINTARENI2 | [BG-RO] 400kV TINTARENI1-KOZLODUI [DIR] [BG] | VAECKO11_XKO_TI11_1:line | -1593 |  | 1601 | -8 | 99 | []
RO_BG_CO_00001 | N-1 400kV TINTARENI1-KOZLODUI | [BG-RO] 400kV NPP Kozloduy - Tantareni ck. 2 [DIR] [BG] | VAECKO11_XKO_TI12_1:line | -1593 |  | 1601 | -8 | 99 | []
RO_CO_00023 | N-1 Gutinas â Smardan | [RO-RO] Lacu Sarat - Gura Ialomitei [DIR] [RO] | RGIAL11 _RLACS41 _1:line | 1324 |  | 1600 | -276 | 83 | []
RO_CO_00012 | N-1 Isaccea - Tulcea Vest | [RO-RO] Lacu Sarat - Gura Ialomitei [DIR] [RO] | RGIAL11 _RLACS41 _1:line | 1322 |  | 1600 | -278 | 83 | []
RO_CO_00018 | N-1 Cernavoda - Pelicanu | [RO-RO] Lacu Sarat - Gura Ialomitei [DIR] [RO] | RGIAL11 _RLACS41 _1:line | 1286 |  | 1600 | -314 | 80 | []
RO_CO_00018 | N-1 Cernavoda - Pelicanu | [RO-RO] Cernavoda - Gura Ialomitei c1 [OPP] [RO] | RGIAL11 _RCERN41 _1:line | 1283 |  | 1600 | -317 | 80 | []
RO_CO_00019 | N-1 Gura Ialomitei - Bucuresti Sud | [RO-RO] Lacu Sarat - Gura Ialomitei [DIR] [RO] | RGIAL11 _RLACS41 _1:line | 1269 |  | 1600 | -331 | 79 | []
RO_CO_00017 | N-1 Constanta Nord- Cernavoda | [RO-RO] Lacu Sarat - Gura Ialomitei [DIR] [RO] | RGIAL11 _RLACS41 _1:line | 1266 |  | 1600 | -334 | 79 | []
RO_CO_00019 | N-1 Gura Ialomitei - Bucuresti Sud | [RO-RO] Cernavoda - Gura Ialomitei c1 [OPP] [RO] | RGIAL11 _RCERN41 _1:line | 1247 |  | 1600 | -353 | 78 | []
RO_CO_00014 | N-1 Lacu Sarat - Isaccea | [RO-RO] Smardan - Isaccea c1 [OPP] [RO] | RSMIR41 _RIS1A41 _1:line | 1236 |  | 1600 | -364 | 77 | []
BC | Base Case | [RO-RO] Lacu Sarat - Gura Ialomitei [DIR] [RO] | RGIAL11 _RLACS41 _1:line | 1233 |  | 1600 | -367 | 77 | []
RO_CO_00015 | N-1 Tulcea Vest - Tariverde | [RO-RO] Lacu Sarat - Gura Ialomitei [DIR] [RO] | RGIAL11 _RLACS41 _1:line | 1233 |  | 1600 | -367 | 77 | []
RO_CO_00016 | N-1 Tariverde - Constanta Nord | [RO-RO] Lacu Sarat - Gura Ialomitei [DIR] [RO] | RGIAL11 _RLACS41 _1:line | 1226 |  | 1600 | -374 | 77 | []
RO_CO_00020 | N-1 Bucuresti Sud - Domnesti | [RO-RO] Lacu Sarat - Gura Ialomitei [DIR] [RO] | RGIAL11 _RLACS41 _1:line | 1212 |  | 1600 | -388 | 76 | []
BC | Base Case | [RO-RO] Cernavoda - Gura Ialomitei c1 [OPP] [RO] | RGIAL11 _RCERN41 _1:line | 1206 |  | 1600 | -394 | 75 | []
RO-RS_CO_00001, RO_RS_CO_00001 | N-1 Portile de Fier-Djerdap, N-1 Portile de Fier-Djerdap | [RO-BG] Tantareni-Kozlodui 2 [OPP] [RO] | RTINTB1 _XKO_TI12_1:line | 1198 |  | 1600 | -402 | 75 | []
RO-RS_CO_00001, RO_RS_CO_00001 | N-1 Portile de Fier-Djerdap, N-1 Portile de Fier-Djerdap | [RO-BG] Tantareni-Kozlodui 1 [DIR] [RO] | RTINTB1 _XKO_TI11_1:line | 1198 |  | 1600 | -402 | 75 | []
RO-RS_CO_00001, RO_RS_CO_00001 | N-1 Portile de Fier-Djerdap, N-1 Portile de Fier-Djerdap | [BG-RO] 400kV NPP Kozloduy - Tantareni ck. 2 [DIR] [BG] | VAECKO11_XKO_TI12_1:line | -1195 |  | 1601 | -406 | 75 | []
RO-RS_CO_00001, RO_RS_CO_00001 | N-1 Portile de Fier-Djerdap, N-1 Portile de Fier-Djerdap | [BG-RO] 400kV TINTARENI1-KOZLODUI [DIR] [BG] | VAECKO11_XKO_TI11_1:line | -1195 |  | 1601 | -406 | 75 | []

## 0530Preventive
Detailed results
Generated at: | 2023-12-12 19:16
Business day: | 13.12.2023
Timestamp: | 05:30
Border & direction: | South-Romania Export
Horizon: | DA
Remedial actions: | true
Evaluation type: | PREVENTIVE
TTC [MW]: | 2759
Fallback applied | false
Loading threshold | 0.7
Applied RAs
CO ID | RA ID | Name of the RA | Usage | Type | Location | Status
[n/a] | BG_RA_00001 | PRA 400 kV TINTARENI1-KOZLODUI | preventive | topological |  | helpful
[n/a] | RO_RA_00008 | PRA 400 kV Tantareni-Kozlodui 1 | preventive | topological |  | notApplied
Limiting CNECs
CO ID | Name of the CO | Name of the CNE | CNE UCTE branch | Calculated I (A) | I max (PRE) | I max (CUR) | Margin (A) | Loading (%) | Applicable curative RAs
RO-BG_CO_00001 | N-1 Tantareni-Kozlodui 1 | [RO-BG] Tantareni-Kozlodui 2 [OPP] [RO] | RTINTB1 _XKO_TI12_1:line | 1595 | 1600 | 1600 | -5 | 100 | []
RO-BG_CO_00002 | N-1 Kozlodui-Tantareni 2 | [RO-BG] Tantareni-Kozlodui 1 [OPP] [RO] | RTINTB1 _XKO_TI11_1:line | 1595 | 1600 | 1600 | -5 | 100 | []
RO_BG_CO_00002 | N-1 400kV KOZLODUI-TINTARENI2 | [BG-RO] 400kV TINTARENI1-KOZLODUI [DIR] [BG] | VAECKO11_XKO_TI11_1:line | -1592 | 1601 | 1601 | -9 | 99 | []
RO_BG_CO_00001 | N-1 400kV TINTARENI1-KOZLODUI | [BG-RO] 400kV KOZLODUI-TINTARENI2 [DIR] [BG] | VAECKO11_XKO_TI12_1:line | -1592 | 1601 | 1601 | -9 | 99 | []
RO_CO_00023 | N-1 Gutinas â Smardan | [RO-RO] Lacu Sarat - Gura Ialomitei [DIR] [RO] | RGIAL11 _RLACS41 _1:line | 1302 | 1600 | 1600 | -298 | 81 | []
RO_CO_00012 | N-1 Isaccea - Tulcea Vest | [RO-RO] Lacu Sarat - Gura Ialomitei [DIR] [RO] | RGIAL11 _RLACS41 _1:line | 1302 | 1600 | 1600 | -298 | 81 | []
RO_CO_00018 | N-1 Cernavoda - Pelicanu | [RO-RO] Cernavoda - Gura Ialomitei c1 [DIR] [RO] | RGIAL11 _RCERN41 _1:line | 1274 | 1600 | 1600 | -326 | 80 | []
RO_CO_00018 | N-1 Cernavoda - Pelicanu | [RO-RO] Lacu Sarat - Gura Ialomitei [DIR] [RO] | RGIAL11 _RLACS41 _1:line | 1270 | 1600 | 1600 | -330 | 79 | []
RO_CO_00017 | N-1 Constanta Nord- Cernavoda | [RO-RO] Lacu Sarat - Gura Ialomitei [DIR] [RO] | RGIAL11 _RLACS41 _1:line | 1255 | 1600 | 1600 | -345 | 78 | []
RO_CO_00019 | N-1 Gura Ialomitei - Bucuresti Sud | [RO-RO] Lacu Sarat - Gura Ialomitei [DIR] [RO] | RGIAL11 _RLACS41 _1:line | 1251 | 1600 | 1600 | -349 | 78 | []
RO_CO_00019 | N-1 Gura Ialomitei - Bucuresti Sud | [RO-RO] Cernavoda - Gura Ialomitei c1 [DIR] [RO] | RGIAL11 _RCERN41 _1:line | 1237 | 1600 | 1600 | -363 | 77 | []
BC | Base Case | [RO-RO] Lacu Sarat - Gura Ialomitei [DIR] [RO] | RGIAL11 _RLACS41 _1:line | 1220 | 1600 | 1600 | -380 | 76 | []
RO_CO_00015 | N-1 Tulcea Vest - Tariverde | [RO-RO] Lacu Sarat - Gura Ialomitei [DIR] [RO] | RGIAL11 _RLACS41 _1:line | 1220 | 1600 | 1600 | -380 | 76 | []
RO_CO_00016 | N-1 Tariverde - Constanta Nord | [RO-RO] Lacu Sarat - Gura Ialomitei [DIR] [RO] | RGIAL11 _RLACS41 _1:line | 1215 | 1600 | 1600 | -385 | 76 | []
BC | Base Case | [RO-RO] Cernavoda - Gura Ialomitei c1 [DIR] [RO] | RGIAL11 _RCERN41 _1:line | 1201 | 1600 | 1600 | -399 | 75 | []
RO_CO_00020 | N-1 Bucuresti Sud - Domnesti | [RO-RO] Lacu Sarat - Gura Ialomitei [DIR] [RO] | RGIAL11 _RLACS41 _1:line | 1193 | 1600 | 1600 | -407 | 75 | []
RO_CO_00014 | N-1 Lacu Sarat - Isaccea | [RO-RO] Smardan - Isaccea c1 [DIR] [RO] | RSMIR41 _RIS1A41 _1:line | 1167 | 1600 | 1600 | -433 | 73 | []
RO-RS_CO_00001, RO_RS_CO_00001 | N-1 Portile de Fier-Djerdap, N-1 Portile de Fier-Djerdap | [RO-BG] Tantareni-Kozlodui 1 [OPP] [RO] | RTINTB1 _XKO_TI11_1:line | 1160 | 1600 | 1600 | -440 | 72 | []
RO-RS_CO_00001, RO_RS_CO_00001 | N-1 Portile de Fier-Djerdap, N-1 Portile de Fier-Djerdap | [RO-BG] Tantareni-Kozlodui 2 [OPP] [RO] | RTINTB1 _XKO_TI12_1:line | 1160 | 1600 | 1600 | -440 | 72 | []
RO-RS_CO_00001, RO_RS_CO_00001 | N-1 Portile de Fier-Djerdap, N-1 Portile de Fier-Djerdap | [BG-RO] 400kV TINTARENI1-KOZLODUI [DIR] [BG] | VAECKO11_XKO_TI11_1:line | -1157 | 1601 | 1601 | -444 | 72 | []
RO-RS_CO_00001, RO_RS_CO_00001 | N-1 Portile de Fier-Djerdap, N-1 Portile de Fier-Djerdap | [BG-RO] 400kV KOZLODUI-TINTARENI2 [DIR] [BG] | VAECKO11_XKO_TI12_1:line | -1157 | 1601 | 1601 | -444 | 72 | []
RO_CO_00034 | N-1 AT2 Portile de Fier | [RO-RO] AT1 Portile de Fier [DIR] [RO] | RPDFE41 _RPDF222 _1:trf | -887 | -1248 | -1248 | -361 | 71 | []
RO_CO_00035 | N-1 AT3 Portile de Fier | [RO-RO] AT1 Portile de Fier [DIR] [RO] | RPDFE41 _RPDF222 _1:trf | -886 | -1248 | -1248 | -362 | 71 | []
RO_CO_00028 | N-1 AT1 Portile de Fier | [RO-RO] AT2 Portile de Fier [OPP] [RO] | RPDF241 _RPDF222 _2:trf | -883 | -1248 | -1248 | -366 | 71 | []
RO_CO_00028 | N-1 AT1 Portile de Fier | [RO-RO] AT3 Portile de Fier [DIR] [RO] | RPDFE41 _RPDF212 _3:trf | -882 | -1248 | -1248 | -366 | 71 | []
RO_CO_00034 | N-1 AT2 Portile de Fier | [RO-RO] AT3 Portile de Fier [DIR] [RO] | RPDFE41 _RPDF212 _3:trf | -877 | -1248 | -1248 | -371 | 70 | []
RO_CO_00035 | N-1 AT3 Portile de Fier | [RO-RO] AT2 Portile de Fier [OPP] [RO] | RPDF241 _RPDF222 _2:trf | -877 | -1248 | -1248 | -372 | 70 | []

## 0530Curative
Detailed results
Generated at: | 2023-12-12 19:16
Business day: | 13.12.2023
Timestamp: | 05:30
Border & direction: | South-Romania Export
Horizon: | DA
Remedial actions: | true
Evaluation type: | CURATIVE
TTC [MW]: | 2759
Fallback applied | false
Loading threshold | 0.7
Applied RAs
CO ID | RA ID | Name of the RA | Usage | Type | Location | Status
[n/a] | BG_RA_00001 | PRA 400 kV TINTARENI1-KOZLODUI | preventive | topological |  | helpful
[n/a] | RO_RA_00008 | PRA 400 kV Tantareni-Kozlodui 1 | preventive | topological |  | notApplied
Limiting CNECs
CO ID | Name of the CO | Name of the CNE | CNE UCTE branch | Calculated I (A) | I max (PRE) | I max (CUR) | Margin (A) | Loading (%) | Applicable curative RAs
RO-BG_CO_00001 | N-1 Tantareni-Kozlodui 1 | [RO-BG] Tantareni-Kozlodui 2 [OPP] [RO] | RTINTB1 _XKO_TI12_1:line | 1595 |  | 1600 | -5 | 100 | []
RO-BG_CO_00002 | N-1 Kozlodui-Tantareni 2 | [RO-BG] Tantareni-Kozlodui 1 [OPP] [RO] | RTINTB1 _XKO_TI11_1:line | 1595 |  | 1600 | -5 | 100 | []
RO_BG_CO_00002 | N-1 400kV KOZLODUI-TINTARENI2 | [BG-RO] 400kV TINTARENI1-KOZLODUI [DIR] [BG] | VAECKO11_XKO_TI11_1:line | -1592 |  | 1601 | -9 | 99 | []
RO_BG_CO_00001 | N-1 400kV TINTARENI1-KOZLODUI | [BG-RO] 400kV KOZLODUI-TINTARENI2 [DIR] [BG] | VAECKO11_XKO_TI12_1:line | -1592 |  | 1601 | -9 | 99 | []
RO_CO_00023 | N-1 Gutinas â Smardan | [RO-RO] Lacu Sarat - Gura Ialomitei [DIR] [RO] | RGIAL11 _RLACS41 _1:line | 1302 |  | 1600 | -298 | 81 | []
RO_CO_00012 | N-1 Isaccea - Tulcea Vest | [RO-RO] Lacu Sarat - Gura Ialomitei [DIR] [RO] | RGIAL11 _RLACS41 _1:line | 1302 |  | 1600 | -298 | 81 | []
RO_CO_00018 | N-1 Cernavoda - Pelicanu | [RO-RO] Cernavoda - Gura Ialomitei c1 [DIR] [RO] | RGIAL11 _RCERN41 _1:line | 1274 |  | 1600 | -326 | 80 | []
RO_CO_00018 | N-1 Cernavoda - Pelicanu | [RO-RO] Lacu Sarat - Gura Ialomitei [DIR] [RO] | RGIAL11 _RLACS41 _1:line | 1270 |  | 1600 | -330 | 79 | []
RO_CO_00017 | N-1 Constanta Nord- Cernavoda | [RO-RO] Lacu Sarat - Gura Ialomitei [DIR] [RO] | RGIAL11 _RLACS41 _1:line | 1255 |  | 1600 | -345 | 78 | []
RO_CO_00019 | N-1 Gura Ialomitei - Bucuresti Sud | [RO-RO] Lacu Sarat - Gura Ialomitei [DIR] [RO] | RGIAL11 _RLACS41 _1:line | 1251 |  | 1600 | -349 | 78 | []
RO_CO_00019 | N-1 Gura Ialomitei - Bucuresti Sud | [RO-RO] Cernavoda - Gura Ialomitei c1 [DIR] [RO] | RGIAL11 _RCERN41 _1:line | 1237 |  | 1600 | -363 | 77 | []
BC | Base Case | [RO-RO] Lacu Sarat - Gura Ialomitei [DIR] [RO] | RGIAL11 _RLACS41 _1:line | 1220 |  | 1600 | -380 | 76 | []
RO_CO_00015 | N-1 Tulcea Vest - Tariverde | [RO-RO] Lacu Sarat - Gura Ialomitei [DIR] [RO] | RGIAL11 _RLACS41 _1:line | 1220 |  | 1600 | -380 | 76 | []
RO_CO_00016 | N-1 Tariverde - Constanta Nord | [RO-RO] Lacu Sarat - Gura Ialomitei [DIR] [RO] | RGIAL11 _RLACS41 _1:line | 1215 |  | 1600 | -385 | 76 | []
BC | Base Case | [RO-RO] Cernavoda - Gura Ialomitei c1 [DIR] [RO] | RGIAL11 _RCERN41 _1:line | 1201 |  | 1600 | -399 | 75 | []
RO_CO_00020 | N-1 Bucuresti Sud - Domnesti | [RO-RO] Lacu Sarat - Gura Ialomitei [DIR] [RO] | RGIAL11 _RLACS41 _1:line | 1193 |  | 1600 | -407 | 75 | []
RO_CO_00014 | N-1 Lacu Sarat - Isaccea | [RO-RO] Smardan - Isaccea c1 [DIR] [RO] | RSMIR41 _RIS1A41 _1:line | 1167 |  | 1600 | -433 | 73 | []
RO-RS_CO_00001, RO_RS_CO_00001 | N-1 Portile de Fier-Djerdap, N-1 Portile de Fier-Djerdap | [RO-BG] Tantareni-Kozlodui 1 [OPP] [RO] | RTINTB1 _XKO_TI11_1:line | 1160 |  | 1600 | -440 | 72 | []
RO-RS_CO_00001, RO_RS_CO_00001 | N-1 Portile de Fier-Djerdap, N-1 Portile de Fier-Djerdap | [RO-BG] Tantareni-Kozlodui 2 [OPP] [RO] | RTINTB1 _XKO_TI12_1:line | 1160 |  | 1600 | -440 | 72 | []
RO-RS_CO_00001, RO_RS_CO_00001 | N-1 Portile de Fier-Djerdap, N-1 Portile de Fier-Djerdap | [BG-RO] 400kV TINTARENI1-KOZLODUI [DIR] [BG] | VAECKO11_XKO_TI11_1:line | -1157 |  | 1601 | -444 | 72 | []
RO-RS_CO_00001, RO_RS_CO_00001 | N-1 Portile de Fier-Djerdap, N-1 Portile de Fier-Djerdap | [BG-RO] 400kV KOZLODUI-TINTARENI2 [DIR] [BG] | VAECKO11_XKO_TI12_1:line | -1157 |  | 1601 | -444 | 72 | []
RO_CO_00034 | N-1 AT2 Portile de Fier | [RO-RO] AT1 Portile de Fier [DIR] [RO] | RPDFE41 _RPDF222 _1:trf | -887 |  | -1248 | -361 | 71 | []
RO_CO_00035 | N-1 AT3 Portile de Fier | [RO-RO] AT1 Portile de Fier [DIR] [RO] | RPDFE41 _RPDF222 _1:trf | -886 |  | -1248 | -362 | 71 | []
RO_CO_00028 | N-1 AT1 Portile de Fier | [RO-RO] AT2 Portile de Fier [OPP] [RO] | RPDF241 _RPDF222 _2:trf | -883 |  | -1248 | -366 | 71 | []
RO_CO_00028 | N-1 AT1 Portile de Fier | [RO-RO] AT3 Portile de Fier [DIR] [RO] | RPDFE41 _RPDF212 _3:trf | -882 |  | -1248 | -366 | 71 | []
RO_CO_00034 | N-1 AT2 Portile de Fier | [RO-RO] AT3 Portile de Fier [DIR] [RO] | RPDFE41 _RPDF212 _3:trf | -877 |  | -1248 | -371 | 70 | []
RO_CO_00035 | N-1 AT3 Portile de Fier | [RO-RO] AT2 Portile de Fier [OPP] [RO] | RPDF241 _RPDF222 _2:trf | -877 |  | -1248 | -372 | 70 | []

## 0630Preventive
Detailed results
Generated at: | 2023-12-12 19:16
Business day: | 13.12.2023
Timestamp: | 06:30
Border & direction: | South-Romania Export
Horizon: | DA
Remedial actions: | true
Evaluation type: | PREVENTIVE
TTC [MW]: | 2936
Fallback applied | false
Loading threshold | 0.7
Applied RAs
CO ID | RA ID | Name of the RA | Usage | Type | Location | Status
[n/a] | BG_RA_00001 | PRA 400 kV TINTARENI1-KOZLODUI | preventive | topological |  | helpful
[n/a] | RO_RA_00001 | PRA 400/220kV AT3 Arad | preventive | pst |  | helpful
[n/a] | RO_RA_00002 | PRA 400/220kV AT Urechesti | preventive | pst |  | helpful
[n/a] | RO_RA_00008 | PRA 400 kV Tantareni-Kozlodui 1 | preventive | topological |  | notApplied
[n/a] | RO_RA_00009 | PRA 400 kV Tantareni-Kozlodui 2 | preventive | topological |  | notApplied
Limiting CNECs
CO ID | Name of the CO | Name of the CNE | CNE UCTE branch | Calculated I (A) | I max (PRE) | I max (CUR) | Margin (A) | Loading (%) | Applicable curative RAs
RO-BG_CO_00002 | N-1 Kozlodui-Tantareni 2 | [RO-BG] Tantareni-Kozlodui 1 [OPP] [RO] | RTINTB1 _XKO_TI11_1:line | 1593 | 1600 | 1600 | -7 | 100 | []
RO-BG_CO_00001 | N-1 Tantareni-Kozlodui 1 | [RO-BG] Tantareni-Kozlodui 2 [DIR] [RO] | RTINTB1 _XKO_TI12_1:line | 1593 | 1600 | 1600 | -7 | 100 | []
RO_BG_CO_00002 | N-1 400kV KOZLODUI-TINTARENI2 | [BG-RO] 400kV NPP Kozloduy - Tantareni ck. 1 [DIR] [BG] | VAECKO11_XKO_TI11_1:line | -1590 | 1601 | 1601 | -11 | 99 | []
RO_BG_CO_00001 | N-1 400kV TINTARENI1-KOZLODUI | [BG-RO] 400kV KOZLODUI-TINTARENI2 [DIR] [BG] | VAECKO11_XKO_TI12_1:line | -1590 | 1601 | 1601 | -11 | 99 | []
RO_CO_00012 | N-1 Isaccea - Tulcea Vest | [RO-RO] Lacu Sarat - Gura Ialomitei [DIR] [RO] | RGIAL11 _RLACS41 _1:line | 1361 | 1600 | 1600 | -239 | 85 | []
RO_CO_00023 | N-1 Gutinas â Smardan | [RO-RO] Lacu Sarat - Gura Ialomitei [DIR] [RO] | RGIAL11 _RLACS41 _1:line | 1338 | 1600 | 1600 | -262 | 84 | []
RO_CO_00014 | N-1 Lacu Sarat - Isaccea | [RO-RO] Smardan - Isaccea c1 [DIR] [RO] | RSMIR41 _RIS1A41 _1:line | 1312 | 1600 | 1600 | -288 | 82 | []
RO_CO_00018 | N-1 Cernavoda - Pelicanu | [RO-RO] Lacu Sarat - Gura Ialomitei [DIR] [RO] | RGIAL11 _RLACS41 _1:line | 1303 | 1600 | 1600 | -297 | 81 | []
RO_CO_00017 | N-1 Constanta Nord- Cernavoda | [RO-RO] Lacu Sarat - Gura Ialomitei [DIR] [RO] | RGIAL11 _RLACS41 _1:line | 1290 | 1600 | 1600 | -310 | 81 | []
RO_CO_00019 | N-1 Gura Ialomitei - Bucuresti Sud | [RO-RO] Lacu Sarat - Gura Ialomitei [DIR] [RO] | RGIAL11 _RLACS41 _1:line | 1288 | 1600 | 1600 | -312 | 81 | []
BC | Base Case | [RO-RO] Lacu Sarat - Gura Ialomitei [DIR] [RO] | RGIAL11 _RLACS41 _1:line | 1256 | 1600 | 1600 | -344 | 79 | []
RO_CO_00015 | N-1 Tulcea Vest - Tariverde | [RO-RO] Lacu Sarat - Gura Ialomitei [DIR] [RO] | RGIAL11 _RLACS41 _1:line | 1256 | 1600 | 1600 | -344 | 79 | []
RO_CO_00020 | N-1 Bucuresti Sud - Domnesti | [RO-RO] Lacu Sarat - Gura Ialomitei [DIR] [RO] | RGIAL11 _RLACS41 _1:line | 1256 | 1600 | 1600 | -344 | 79 | []
RO_CO_00016 | N-1 Tariverde - Constanta Nord | [RO-RO] Lacu Sarat - Gura Ialomitei [DIR] [RO] | RGIAL11 _RLACS41 _1:line | 1244 | 1600 | 1600 | -356 | 78 | []
BC | Base Case | [RO-RO] Cernavoda - Gura Ialomitei c1 [DIR] [RO] | RGIAL11 _RCERN41 _1:line | 1228 | 1600 | 1600 | -372 | 77 | []
RO-RS_CO_00001, RO_RS_CO_00001 | N-1 Portile de Fier-Djerdap, N-1 Portile de Fier-Djerdap | [RO-RO] AT3 Arad [OPP] [RO] | RARA4D1 _RARAD22 _1:trf | -753 | -999 | -999 | -246 | 75 | []
RO-RS_CO_00001, RO_RS_CO_00001 | N-1 Portile de Fier-Djerdap, N-1 Portile de Fier-Djerdap | [RO-BG] Tantareni-Kozlodui 2 [DIR] [RO] | RTINTB1 _XKO_TI12_1:line | 1198 | 1600 | 1600 | -402 | 75 | []
RO-RS_CO_00001, RO_RS_CO_00001 | N-1 Portile de Fier-Djerdap, N-1 Portile de Fier-Djerdap | [RO-BG] Tantareni-Kozlodui 1 [OPP] [RO] | RTINTB1 _XKO_TI11_1:line | 1198 | 1600 | 1600 | -402 | 75 | []
RO-RS_CO_00001, RO_RS_CO_00001 | N-1 Portile de Fier-Djerdap, N-1 Portile de Fier-Djerdap | [BG-RO] 400kV NPP Kozloduy - Tantareni ck. 1 [DIR] [BG] | VAECKO11_XKO_TI11_1:line | -1195 | 1601 | 1601 | -406 | 75 | []
RO-RS_CO_00001, RO_RS_CO_00001 | N-1 Portile de Fier-Djerdap, N-1 Portile de Fier-Djerdap | [BG-RO] 400kV KOZLODUI-TINTARENI2 [DIR] [BG] | VAECKO11_XKO_TI12_1:line | -1195 | 1601 | 1601 | -406 | 75 | []

## 0630Curative
Detailed results
Generated at: | 2023-12-12 19:16
Business day: | 13.12.2023
Timestamp: | 06:30
Border & direction: | South-Romania Export
Horizon: | DA
Remedial actions: | true
Evaluation type: | CURATIVE
TTC [MW]: | 2936
Fallback applied | false
Loading threshold | 0.7
Applied RAs
CO ID | RA ID | Name of the RA | Usage | Type | Location | Status
[n/a] | BG_RA_00001 | PRA 400 kV TINTARENI1-KOZLODUI | preventive | topological |  | helpful
[n/a] | RO_RA_00001 | PRA 400/220kV AT3 Arad | preventive | pst |  | helpful
[n/a] | RO_RA_00002 | PRA 400/220kV AT Urechesti | preventive | pst |  | helpful
[n/a] | RO_RA_00008 | PRA 400 kV Tantareni-Kozlodui 1 | preventive | topological |  | notApplied
[n/a] | RO_RA_00009 | PRA 400 kV Tantareni-Kozlodui 2 | preventive | topological |  | notApplied
Limiting CNECs
CO ID | Name of the CO | Name of the CNE | CNE UCTE branch | Calculated I (A) | I max (PRE) | I max (CUR) | Margin (A) | Loading (%) | Applicable curative RAs
RO-BG_CO_00002 | N-1 Kozlodui-Tantareni 2 | [RO-BG] Tantareni-Kozlodui 1 [OPP] [RO] | RTINTB1 _XKO_TI11_1:line | 1593 |  | 1600 | -7 | 100 | []
RO-BG_CO_00001 | N-1 Tantareni-Kozlodui 1 | [RO-BG] Tantareni-Kozlodui 2 [DIR] [RO] | RTINTB1 _XKO_TI12_1:line | 1593 |  | 1600 | -7 | 100 | []
RO_BG_CO_00002 | N-1 400kV KOZLODUI-TINTARENI2 | [BG-RO] 400kV NPP Kozloduy - Tantareni ck. 1 [DIR] [BG] | VAECKO11_XKO_TI11_1:line | -1590 |  | 1601 | -11 | 99 | []
RO_BG_CO_00001 | N-1 400kV TINTARENI1-KOZLODUI | [BG-RO] 400kV KOZLODUI-TINTARENI2 [DIR] [BG] | VAECKO11_XKO_TI12_1:line | -1590 |  | 1601 | -11 | 99 | []
RO_CO_00012 | N-1 Isaccea - Tulcea Vest | [RO-RO] Lacu Sarat - Gura Ialomitei [DIR] [RO] | RGIAL11 _RLACS41 _1:line | 1361 |  | 1600 | -239 | 85 | []
RO_CO_00023 | N-1 Gutinas â Smardan | [RO-RO] Lacu Sarat - Gura Ialomitei [DIR] [RO] | RGIAL11 _RLACS41 _1:line | 1338 |  | 1600 | -262 | 84 | []
RO_CO_00014 | N-1 Lacu Sarat - Isaccea | [RO-RO] Smardan - Isaccea c1 [DIR] [RO] | RSMIR41 _RIS1A41 _1:line | 1312 |  | 1600 | -288 | 82 | []
RO_CO_00018 | N-1 Cernavoda - Pelicanu | [RO-RO] Lacu Sarat - Gura Ialomitei [DIR] [RO] | RGIAL11 _RLACS41 _1:line | 1303 |  | 1600 | -297 | 81 | []
RO_CO_00017 | N-1 Constanta Nord- Cernavoda | [RO-RO] Lacu Sarat - Gura Ialomitei [DIR] [RO] | RGIAL11 _RLACS41 _1:line | 1290 |  | 1600 | -310 | 81 | []
RO_CO_00019 | N-1 Gura Ialomitei - Bucuresti Sud | [RO-RO] Lacu Sarat - Gura Ialomitei [DIR] [RO] | RGIAL11 _RLACS41 _1:line | 1288 |  | 1600 | -312 | 81 | []
BC | Base Case | [RO-RO] Lacu Sarat - Gura Ialomitei [DIR] [RO] | RGIAL11 _RLACS41 _1:line | 1256 |  | 1600 | -344 | 79 | []
RO_CO_00015 | N-1 Tulcea Vest - Tariverde | [RO-RO] Lacu Sarat - Gura Ialomitei [DIR] [RO] | RGIAL11 _RLACS41 _1:line | 1256 |  | 1600 | -344 | 79 | []
RO_CO_00020 | N-1 Bucuresti Sud - Domnesti | [RO-RO] Lacu Sarat - Gura Ialomitei [DIR] [RO] | RGIAL11 _RLACS41 _1:line | 1256 |  | 1600 | -344 | 79 | []
RO_CO_00016 | N-1 Tariverde - Constanta Nord | [RO-RO] Lacu Sarat - Gura Ialomitei [DIR] [RO] | RGIAL11 _RLACS41 _1:line | 1244 |  | 1600 | -356 | 78 | []
BC | Base Case | [RO-RO] Cernavoda - Gura Ialomitei c1 [DIR] [RO] | RGIAL11 _RCERN41 _1:line | 1228 |  | 1600 | -372 | 77 | []
RO-RS_CO_00001, RO_RS_CO_00001 | N-1 Portile de Fier-Djerdap, N-1 Portile de Fier-Djerdap | [RO-RO] AT3 Arad [OPP] [RO] | RARA4D1 _RARAD22 _1:trf | -753 |  | -999 | -246 | 75 | []
RO-RS_CO_00001, RO_RS_CO_00001 | N-1 Portile de Fier-Djerdap, N-1 Portile de Fier-Djerdap | [RO-BG] Tantareni-Kozlodui 2 [DIR] [RO] | RTINTB1 _XKO_TI12_1:line | 1198 |  | 1600 | -402 | 75 | []
RO-RS_CO_00001, RO_RS_CO_00001 | N-1 Portile de Fier-Djerdap, N-1 Portile de Fier-Djerdap | [RO-BG] Tantareni-Kozlodui 1 [OPP] [RO] | RTINTB1 _XKO_TI11_1:line | 1198 |  | 1600 | -402 | 75 | []
RO-RS_CO_00001, RO_RS_CO_00001 | N-1 Portile de Fier-Djerdap, N-1 Portile de Fier-Djerdap | [BG-RO] 400kV NPP Kozloduy - Tantareni ck. 1 [DIR] [BG] | VAECKO11_XKO_TI11_1:line | -1195 |  | 1601 | -406 | 75 | []
RO-RS_CO_00001, RO_RS_CO_00001 | N-1 Portile de Fier-Djerdap, N-1 Portile de Fier-Djerdap | [BG-RO] 400kV KOZLODUI-TINTARENI2 [DIR] [BG] | VAECKO11_XKO_TI12_1:line | -1195 |  | 1601 | -406 | 75 | []

## 0730Preventive
Detailed results
Generated at: | 2023-12-12 19:16
Business day: | 13.12.2023
Timestamp: | 07:30
Border & direction: | South-Romania Export
Horizon: | DA
Remedial actions: | true
Evaluation type: | PREVENTIVE
TTC [MW]: | 3150
Fallback applied | false
Loading threshold | 0.7
Applied RAs
CO ID | RA ID | Name of the RA | Usage | Type | Location | Status
[n/a] | BG_RA_00001 | PRA 400 kV TINTARENI1-KOZLODUI | preventive | topological |  | helpful
[n/a] | RO_RA_00001 | PRA 400/220kV AT3 Arad | preventive | pst |  | helpful
[n/a] | RO_RA_00002 | PRA 400/220kV AT Urechesti | preventive | pst |  | helpful
[n/a] | RO_RA_00008 | PRA 400 kV Tantareni-Kozlodui 1 | preventive | topological |  | notApplied
[n/a] | RO_RA_00009 | PRA 400 kV Tantareni-Kozlodui 2 | preventive | topological |  | notApplied
Limiting CNECs
CO ID | Name of the CO | Name of the CNE | CNE UCTE branch | Calculated I (A) | I max (PRE) | I max (CUR) | Margin (A) | Loading (%) | Applicable curative RAs
RO-BG_CO_00001 | N-1 Tantareni-Kozlodui 1 | [RO-BG] Tantareni-Kozlodui 2 [OPP] [RO] | RTINTB1 _XKO_TI12_1:line | 1593 | 1600 | 1600 | -7 | 100 | []
RO-BG_CO_00002 | N-1 Kozlodui-Tantareni 2 | [RO-BG] Tantareni-Kozlodui 1 [OPP] [RO] | RTINTB1 _XKO_TI11_1:line | 1593 | 1600 | 1600 | -7 | 100 | []
RO_BG_CO_00001 | N-1 400kV TINTARENI1-KOZLODUI | [BG-RO] 400kV KOZLODUI-TINTARENI2 [DIR] [BG] | VAECKO11_XKO_TI12_1:line | -1588 | 1601 | 1601 | -13 | 99 | []
RO_BG_CO_00002 | N-1 400kV KOZLODUI-TINTARENI2 | [BG-RO] 400kV TINTARENI1-KOZLODUI [DIR] [BG] | VAECKO11_XKO_TI11_1:line | -1588 | 1601 | 1601 | -13 | 99 | []
RO_CO_00012 | N-1 Isaccea - Tulcea Vest | [RO-RO] Lacu Sarat - Gura Ialomitei [OPP] [RO] | RGIAL11 _RLACS41 _1:line | 1506 | 1600 | 1600 | -94 | 94 | []
RO-RS_CO_00001, RO_RS_CO_00001 | N-1 Portile de Fier-Djerdap, N-1 Portile de Fier-Djerdap | [RO-RO] AT3 Arad [DIR] [RO] | RARA4D1 _RARAD22 _1:trf | -923 | -999 | -999 | -76 | 92 | []
RO_CO_00014 | N-1 Lacu Sarat - Isaccea | [RO-RO] Smardan - Isaccea c1 [DIR] [RO] | RSMIR41 _RIS1A41 _1:line | 1464 | 1600 | 1600 | -136 | 91 | []
RO_CO_00023 | N-1 Gutinas â Smardan | [RO-RO] Lacu Sarat - Gura Ialomitei [OPP] [RO] | RGIAL11 _RLACS41 _1:line | 1454 | 1600 | 1600 | -146 | 91 | []
RO_CO_00018 | N-1 Cernavoda - Pelicanu | [RO-RO] Lacu Sarat - Gura Ialomitei [OPP] [RO] | RGIAL11 _RLACS41 _1:line | 1410 | 1600 | 1600 | -190 | 88 | []
RO_CO_00019 | N-1 Gura Ialomitei - Bucuresti Sud | [RO-RO] Lacu Sarat - Gura Ialomitei [OPP] [RO] | RGIAL11 _RLACS41 _1:line | 1395 | 1600 | 1600 | -205 | 87 | []
RO_CO_00017 | N-1 Constanta Nord- Cernavoda | [RO-RO] Lacu Sarat - Gura Ialomitei [OPP] [RO] | RGIAL11 _RLACS41 _1:line | 1391 | 1600 | 1600 | -209 | 87 | []
BC | Base Case | [RO-RO] Lacu Sarat - Gura Ialomitei [OPP] [RO] | RGIAL11 _RLACS41 _1:line | 1364 | 1600 | 1600 | -236 | 85 | []
RO_CO_00015 | N-1 Tulcea Vest - Tariverde | [RO-RO] Lacu Sarat - Gura Ialomitei [OPP] [RO] | RGIAL11 _RLACS41 _1:line | 1364 | 1600 | 1600 | -236 | 85 | []
RO_CO_00020 | N-1 Bucuresti Sud - Domnesti | [RO-RO] Lacu Sarat - Gura Ialomitei [OPP] [RO] | RGIAL11 _RLACS41 _1:line | 1364 | 1600 | 1600 | -236 | 85 | []
RO_CO_00016 | N-1 Tariverde - Constanta Nord | [RO-RO] Lacu Sarat - Gura Ialomitei [OPP] [RO] | RGIAL11 _RLACS41 _1:line | 1336 | 1600 | 1600 | -264 | 84 | []
BC | Base Case | [RO-RO] Cernavoda - Gura Ialomitei c1 [OPP] [RO] | RGIAL11 _RCERN41 _1:line | 1313 | 1600 | 1600 | -287 | 82 | []
RO-RS_CO_00001, RO_RS_CO_00001 | N-1 Portile de Fier-Djerdap, N-1 Portile de Fier-Djerdap | [RO-BG] Tantareni-Kozlodui 2 [OPP] [RO] | RTINTB1 _XKO_TI12_1:line | 1262 | 1600 | 1600 | -338 | 79 | []
RO-RS_CO_00001, RO_RS_CO_00001 | N-1 Portile de Fier-Djerdap, N-1 Portile de Fier-Djerdap | [RO-BG] Tantareni-Kozlodui 1 [OPP] [RO] | RTINTB1 _XKO_TI11_1:line | 1262 | 1600 | 1600 | -338 | 79 | []
RO-RS_CO_00001, RO_RS_CO_00001 | N-1 Portile de Fier-Djerdap, N-1 Portile de Fier-Djerdap | [BG-RO] 400kV KOZLODUI-TINTARENI2 [DIR] [BG] | VAECKO11_XKO_TI12_1:line | -1257 | 1601 | 1601 | -344 | 79 | []
RO-RS_CO_00001, RO_RS_CO_00001 | N-1 Portile de Fier-Djerdap, N-1 Portile de Fier-Djerdap | [BG-RO] 400kV TINTARENI1-KOZLODUI [DIR] [BG] | VAECKO11_XKO_TI11_1:line | -1257 | 1601 | 1601 | -344 | 79 | []
RO_CO_00001 | N-1 Portile de Fier-Resita | [RO-RS] Portile de Fier-Djerdap [OPP] [RO] | RPDFE41 _XPF_DJ11_1:line | -1403 | -1836 | -1836 | -433 | 76 | []
RO_CO_00029 | N-1 Resita-Timisoara | [RO-RS] Portile de Fier-Djerdap [OPP] [RO] | RPDFE41 _XPF_DJ11_1:line | -1393 | -1836 | -1836 | -443 | 76 | []
RO-BG_CO_00001 | N-1 Tantareni-Kozlodui 1 | [RO-RS] Portile de Fier-Djerdap [OPP] [RO] | RPDFE41 _XPF_DJ11_1:line | -1345 | -1836 | -1836 | -491 | 73 | []
RO-BG_CO_00002 | N-1 Kozlodui-Tantareni 2 | [RO-RS] Portile de Fier-Djerdap [OPP] [RO] | RPDFE41 _XPF_DJ11_1:line | -1345 | -1836 | -1836 | -491 | 73 | []
RO_CO_00014 | N-1 Lacu Sarat - Isaccea | [RO-RO] Lacu Sarat - Smardan [OPP] [RO] | RSMIR41 _RLACS41 _1:line | -1145 | -1600 | -1600 | -455 | 72 | []

## 0730Curative
Detailed results
Generated at: | 2023-12-12 19:16
Business day: | 13.12.2023
Timestamp: | 07:30
Border & direction: | South-Romania Export
Horizon: | DA
Remedial actions: | true
Evaluation type: | CURATIVE
TTC [MW]: | 3150
Fallback applied | false
Loading threshold | 0.7
Applied RAs
CO ID | RA ID | Name of the RA | Usage | Type | Location | Status
[n/a] | BG_RA_00001 | PRA 400 kV TINTARENI1-KOZLODUI | preventive | topological |  | helpful
[n/a] | RO_RA_00001 | PRA 400/220kV AT3 Arad | preventive | pst |  | helpful
[n/a] | RO_RA_00002 | PRA 400/220kV AT Urechesti | preventive | pst |  | helpful
[n/a] | RO_RA_00008 | PRA 400 kV Tantareni-Kozlodui 1 | preventive | topological |  | notApplied
[n/a] | RO_RA_00009 | PRA 400 kV Tantareni-Kozlodui 2 | preventive | topological |  | notApplied
Limiting CNECs
CO ID | Name of the CO | Name of the CNE | CNE UCTE branch | Calculated I (A) | I max (PRE) | I max (CUR) | Margin (A) | Loading (%) | Applicable curative RAs
RO-BG_CO_00001 | N-1 Tantareni-Kozlodui 1 | [RO-BG] Tantareni-Kozlodui 2 [OPP] [RO] | RTINTB1 _XKO_TI12_1:line | 1593 |  | 1600 | -7 | 100 | []
RO-BG_CO_00002 | N-1 Kozlodui-Tantareni 2 | [RO-BG] Tantareni-Kozlodui 1 [OPP] [RO] | RTINTB1 _XKO_TI11_1:line | 1593 |  | 1600 | -7 | 100 | []
RO_BG_CO_00001 | N-1 400kV TINTARENI1-KOZLODUI | [BG-RO] 400kV KOZLODUI-TINTARENI2 [DIR] [BG] | VAECKO11_XKO_TI12_1:line | -1588 |  | 1601 | -13 | 99 | []
RO_BG_CO_00002 | N-1 400kV KOZLODUI-TINTARENI2 | [BG-RO] 400kV TINTARENI1-KOZLODUI [DIR] [BG] | VAECKO11_XKO_TI11_1:line | -1588 |  | 1601 | -13 | 99 | []
RO_CO_00012 | N-1 Isaccea - Tulcea Vest | [RO-RO] Lacu Sarat - Gura Ialomitei [OPP] [RO] | RGIAL11 _RLACS41 _1:line | 1506 |  | 1600 | -94 | 94 | []
RO-RS_CO_00001, RO_RS_CO_00001 | N-1 Portile de Fier-Djerdap, N-1 Portile de Fier-Djerdap | [RO-RO] AT3 Arad [DIR] [RO] | RARA4D1 _RARAD22 _1:trf | -923 |  | -999 | -76 | 92 | []
RO_CO_00014 | N-1 Lacu Sarat - Isaccea | [RO-RO] Smardan - Isaccea c1 [DIR] [RO] | RSMIR41 _RIS1A41 _1:line | 1464 |  | 1600 | -136 | 91 | []
RO_CO_00023 | N-1 Gutinas â Smardan | [RO-RO] Lacu Sarat - Gura Ialomitei [OPP] [RO] | RGIAL11 _RLACS41 _1:line | 1454 |  | 1600 | -146 | 91 | []
RO_CO_00018 | N-1 Cernavoda - Pelicanu | [RO-RO] Lacu Sarat - Gura Ialomitei [OPP] [RO] | RGIAL11 _RLACS41 _1:line | 1410 |  | 1600 | -190 | 88 | []
RO_CO_00019 | N-1 Gura Ialomitei - Bucuresti Sud | [RO-RO] Lacu Sarat - Gura Ialomitei [OPP] [RO] | RGIAL11 _RLACS41 _1:line | 1395 |  | 1600 | -205 | 87 | []
RO_CO_00017 | N-1 Constanta Nord- Cernavoda | [RO-RO] Lacu Sarat - Gura Ialomitei [OPP] [RO] | RGIAL11 _RLACS41 _1:line | 1391 |  | 1600 | -209 | 87 | []
BC | Base Case | [RO-RO] Lacu Sarat - Gura Ialomitei [OPP] [RO] | RGIAL11 _RLACS41 _1:line | 1364 |  | 1600 | -236 | 85 | []
RO_CO_00015 | N-1 Tulcea Vest - Tariverde | [RO-RO] Lacu Sarat - Gura Ialomitei [OPP] [RO] | RGIAL11 _RLACS41 _1:line | 1364 |  | 1600 | -236 | 85 | []
RO_CO_00020 | N-1 Bucuresti Sud - Domnesti | [RO-RO] Lacu Sarat - Gura Ialomitei [OPP] [RO] | RGIAL11 _RLACS41 _1:line | 1364 |  | 1600 | -236 | 85 | []
RO_CO_00016 | N-1 Tariverde - Constanta Nord | [RO-RO] Lacu Sarat - Gura Ialomitei [OPP] [RO] | RGIAL11 _RLACS41 _1:line | 1336 |  | 1600 | -264 | 84 | []
BC | Base Case | [RO-RO] Cernavoda - Gura Ialomitei c1 [OPP] [RO] | RGIAL11 _RCERN41 _1:line | 1313 |  | 1600 | -287 | 82 | []
RO-RS_CO_00001, RO_RS_CO_00001 | N-1 Portile de Fier-Djerdap, N-1 Portile de Fier-Djerdap | [RO-BG] Tantareni-Kozlodui 2 [OPP] [RO] | RTINTB1 _XKO_TI12_1:line | 1262 |  | 1600 | -338 | 79 | []
RO-RS_CO_00001, RO_RS_CO_00001 | N-1 Portile de Fier-Djerdap, N-1 Portile de Fier-Djerdap | [RO-BG] Tantareni-Kozlodui 1 [OPP] [RO] | RTINTB1 _XKO_TI11_1:line | 1262 |  | 1600 | -338 | 79 | []
RO-RS_CO_00001, RO_RS_CO_00001 | N-1 Portile de Fier-Djerdap, N-1 Portile de Fier-Djerdap | [BG-RO] 400kV KOZLODUI-TINTARENI2 [DIR] [BG] | VAECKO11_XKO_TI12_1:line | -1257 |  | 1601 | -344 | 79 | []
RO-RS_CO_00001, RO_RS_CO_00001 | N-1 Portile de Fier-Djerdap, N-1 Portile de Fier-Djerdap | [BG-RO] 400kV TINTARENI1-KOZLODUI [DIR] [BG] | VAECKO11_XKO_TI11_1:line | -1257 |  | 1601 | -344 | 79 | []
RO_CO_00001 | N-1 Portile de Fier-Resita | [RO-RS] Portile de Fier-Djerdap [OPP] [RO] | RPDFE41 _XPF_DJ11_1:line | -1403 |  | -1836 | -433 | 76 | []
RO_CO_00029 | N-1 Resita-Timisoara | [RO-RS] Portile de Fier-Djerdap [OPP] [RO] | RPDFE41 _XPF_DJ11_1:line | -1393 |  | -1836 | -443 | 76 | []
RO-BG_CO_00001 | N-1 Tantareni-Kozlodui 1 | [RO-RS] Portile de Fier-Djerdap [OPP] [RO] | RPDFE41 _XPF_DJ11_1:line | -1345 |  | -1836 | -491 | 73 | []
RO-BG_CO_00002 | N-1 Kozlodui-Tantareni 2 | [RO-RS] Portile de Fier-Djerdap [OPP] [RO] | RPDFE41 _XPF_DJ11_1:line | -1345 |  | -1836 | -491 | 73 | []
RO_CO_00014 | N-1 Lacu Sarat - Isaccea | [RO-RO] Lacu Sarat - Smardan [OPP] [RO] | RSMIR41 _RLACS41 _1:line | -1145 |  | -1600 | -455 | 72 | []

## 0830Preventive
Detailed results
Generated at: | 2023-12-12 19:16
Business day: | 13.12.2023
Timestamp: | 08:30
Border & direction: | South-Romania Export
Horizon: | DA
Remedial actions: | true
Evaluation type: | PREVENTIVE
TTC [MW]: | 2653
Fallback applied | false
Loading threshold | 0.7
Applied RAs
CO ID | RA ID | Name of the RA | Usage | Type | Location | Status
[n/a] | BG_RA_00001 | PRA 400 kV TINTARENI1-KOZLODUI | preventive | topological |  | helpful
[n/a] | RO_RA_00001 | PRA 400/220kV AT3 Arad | preventive | pst |  | helpful
[n/a] | RO_RA_00002 | PRA 400/220kV AT Urechesti | preventive | pst |  | helpful
[n/a] | RO_RA_00008 | PRA 400 kV Tantareni-Kozlodui 1 | preventive | topological |  | notApplied
[n/a] | RO_RA_00009 | PRA 400 kV Tantareni-Kozlodui 2 | preventive | topological |  | notApplied
Limiting CNECs
CO ID | Name of the CO | Name of the CNE | CNE UCTE branch | Calculated I (A) | I max (PRE) | I max (CUR) | Margin (A) | Loading (%) | Applicable curative RAs
RO_CO_00012 | N-1 Isaccea - Tulcea Vest | [RO-RO] Lacu Sarat - Gura Ialomitei [OPP] [RO] | RGIAL11 _RLACS41 _1:line | 1599 | 1600 | 1600 | -1 | 100 | []
RO_CO_00023 | N-1 Gutinas â Smardan | [RO-RO] Lacu Sarat - Gura Ialomitei [OPP] [RO] | RGIAL11 _RLACS41 _1:line | 1482 | 1600 | 1600 | -118 | 93 | []
RO_CO_00018 | N-1 Cernavoda - Pelicanu | [RO-RO] Lacu Sarat - Gura Ialomitei [OPP] [RO] | RGIAL11 _RLACS41 _1:line | 1468 | 1600 | 1600 | -132 | 92 | []
RO_CO_00019 | N-1 Gura Ialomitei - Bucuresti Sud | [RO-RO] Lacu Sarat - Gura Ialomitei [OPP] [RO] | RGIAL11 _RLACS41 _1:line | 1454 | 1600 | 1600 | -146 | 91 | []
RO-RS_CO_00001, RO_RS_CO_00001 | N-1 Portile de Fier-Djerdap, N-1 Portile de Fier-Djerdap | [RO-RO] AT3 Arad [OPP] [RO] | RARA4D1 _RARAD22 _1:trf | -897 | -999 | -999 | -103 | 90 | []
RO_CO_00017 | N-1 Constanta Nord- Cernavoda | [RO-RO] Lacu Sarat - Gura Ialomitei [OPP] [RO] | RGIAL11 _RLACS41 _1:line | 1425 | 1600 | 1600 | -175 | 89 | []
BC | Base Case | [RO-RO] Lacu Sarat - Gura Ialomitei [OPP] [RO] | RGIAL11 _RLACS41 _1:line | 1414 | 1600 | 1600 | -186 | 88 | []
RO_CO_00015 | N-1 Tulcea Vest - Tariverde | [RO-RO] Lacu Sarat - Gura Ialomitei [OPP] [RO] | RGIAL11 _RLACS41 _1:line | 1414 | 1600 | 1600 | -186 | 88 | []
RO_CO_00020 | N-1 Bucuresti Sud - Domnesti | [RO-RO] Lacu Sarat - Gura Ialomitei [OPP] [RO] | RGIAL11 _RLACS41 _1:line | 1414 | 1600 | 1600 | -186 | 88 | []
RO_CO_00014 | N-1 Lacu Sarat - Isaccea | [RO-RO] Smardan - Isaccea c1 [OPP] [RO] | RSMIR41 _RIS1A41 _1:line | 1407 | 1600 | 1600 | -193 | 88 | []
RO_CO_00016 | N-1 Tariverde - Constanta Nord | [RO-RO] Lacu Sarat - Gura Ialomitei [OPP] [RO] | RGIAL11 _RLACS41 _1:line | 1352 | 1600 | 1600 | -248 | 84 | []
BC | Base Case | [RO-RO] Cernavoda - Gura Ialomitei c1 [OPP] [RO] | RGIAL11 _RCERN41 _1:line | 1351 | 1600 | 1600 | -249 | 84 | []
RO-BG_CO_00002 | N-1 Kozlodui-Tantareni 2 | [RO-BG] Tantareni-Kozlodui 1 [DIR] [RO] | RTINTB1 _XKO_TI11_1:line | 1341 | 1600 | 1600 | -259 | 84 | []
RO-BG_CO_00001 | N-1 Tantareni-Kozlodui 1 | [RO-BG] Tantareni-Kozlodui 2 [OPP] [RO] | RTINTB1 _XKO_TI12_1:line | 1341 | 1600 | 1600 | -259 | 84 | []
RO_BG_CO_00001 | N-1 400kV TINTARENI1-KOZLODUI | [BG-RO] 400kV NPP Kozloduy - Tantareni ck. 2 [DIR] [BG] | VAECKO11_XKO_TI12_1:line | -1336 | 1601 | 1601 | -265 | 83 | []
RO_BG_CO_00002 | N-1 400kV KOZLODUI-TINTARENI2 | [BG-RO] 400kV NPP Kozloduy - Tantareni ck. 1 [DIR] [BG] | VAECKO11_XKO_TI11_1:line | -1336 | 1601 | 1601 | -265 | 83 | []
RO_CO_00014 | N-1 Lacu Sarat - Isaccea | [RO-RO] Lacu Sarat - Smardan [DIR] [RO] | RSMIR41 _RLACS41 _1:line | -1174 | -1600 | -1600 | -426 | 73 | []
RO_CO_00001 | N-1 Portile de Fier-Resita | [RO-RS] Portile de Fier-Djerdap [DIR] [RO] | RPDFE41 _XPF_DJ11_1:line | -1327 | -1836 | -1836 | -509 | 72 | []
RO_CO_00029 | N-1 Resita-Timisoara | [RO-RS] Portile de Fier-Djerdap [DIR] [RO] | RPDFE41 _XPF_DJ11_1:line | -1314 | -1836 | -1836 | -522 | 72 | []

## 0830Curative
Detailed results
Generated at: | 2023-12-12 19:16
Business day: | 13.12.2023
Timestamp: | 08:30
Border & direction: | South-Romania Export
Horizon: | DA
Remedial actions: | true
Evaluation type: | CURATIVE
TTC [MW]: | 2653
Fallback applied | false
Loading threshold | 0.7
Applied RAs
CO ID | RA ID | Name of the RA | Usage | Type | Location | Status
[n/a] | BG_RA_00001 | PRA 400 kV TINTARENI1-KOZLODUI | preventive | topological |  | helpful
[n/a] | RO_RA_00001 | PRA 400/220kV AT3 Arad | preventive | pst |  | helpful
[n/a] | RO_RA_00002 | PRA 400/220kV AT Urechesti | preventive | pst |  | helpful
[n/a] | RO_RA_00008 | PRA 400 kV Tantareni-Kozlodui 1 | preventive | topological |  | notApplied
[n/a] | RO_RA_00009 | PRA 400 kV Tantareni-Kozlodui 2 | preventive | topological |  | notApplied
Limiting CNECs
CO ID | Name of the CO | Name of the CNE | CNE UCTE branch | Calculated I (A) | I max (PRE) | I max (CUR) | Margin (A) | Loading (%) | Applicable curative RAs
RO_CO_00012 | N-1 Isaccea - Tulcea Vest | [RO-RO] Lacu Sarat - Gura Ialomitei [OPP] [RO] | RGIAL11 _RLACS41 _1:line | 1599 |  | 1600 | -1 | 100 | []
RO_CO_00023 | N-1 Gutinas â Smardan | [RO-RO] Lacu Sarat - Gura Ialomitei [OPP] [RO] | RGIAL11 _RLACS41 _1:line | 1482 |  | 1600 | -118 | 93 | []
RO_CO_00018 | N-1 Cernavoda - Pelicanu | [RO-RO] Lacu Sarat - Gura Ialomitei [OPP] [RO] | RGIAL11 _RLACS41 _1:line | 1468 |  | 1600 | -132 | 92 | []
RO_CO_00019 | N-1 Gura Ialomitei - Bucuresti Sud | [RO-RO] Lacu Sarat - Gura Ialomitei [OPP] [RO] | RGIAL11 _RLACS41 _1:line | 1454 |  | 1600 | -146 | 91 | []
RO-RS_CO_00001, RO_RS_CO_00001 | N-1 Portile de Fier-Djerdap, N-1 Portile de Fier-Djerdap | [RO-RO] AT3 Arad [OPP] [RO] | RARA4D1 _RARAD22 _1:trf | -897 |  | -999 | -103 | 90 | []
RO_CO_00017 | N-1 Constanta Nord- Cernavoda | [RO-RO] Lacu Sarat - Gura Ialomitei [OPP] [RO] | RGIAL11 _RLACS41 _1:line | 1425 |  | 1600 | -175 | 89 | []
BC | Base Case | [RO-RO] Lacu Sarat - Gura Ialomitei [OPP] [RO] | RGIAL11 _RLACS41 _1:line | 1414 |  | 1600 | -186 | 88 | []
RO_CO_00015 | N-1 Tulcea Vest - Tariverde | [RO-RO] Lacu Sarat - Gura Ialomitei [OPP] [RO] | RGIAL11 _RLACS41 _1:line | 1414 |  | 1600 | -186 | 88 | []
RO_CO_00020 | N-1 Bucuresti Sud - Domnesti | [RO-RO] Lacu Sarat - Gura Ialomitei [OPP] [RO] | RGIAL11 _RLACS41 _1:line | 1414 |  | 1600 | -186 | 88 | []
RO_CO_00014 | N-1 Lacu Sarat - Isaccea | [RO-RO] Smardan - Isaccea c1 [OPP] [RO] | RSMIR41 _RIS1A41 _1:line | 1407 |  | 1600 | -193 | 88 | []
RO_CO_00016 | N-1 Tariverde - Constanta Nord | [RO-RO] Lacu Sarat - Gura Ialomitei [OPP] [RO] | RGIAL11 _RLACS41 _1:line | 1352 |  | 1600 | -248 | 84 | []
BC | Base Case | [RO-RO] Cernavoda - Gura Ialomitei c1 [OPP] [RO] | RGIAL11 _RCERN41 _1:line | 1351 |  | 1600 | -249 | 84 | []
RO-BG_CO_00002 | N-1 Kozlodui-Tantareni 2 | [RO-BG] Tantareni-Kozlodui 1 [DIR] [RO] | RTINTB1 _XKO_TI11_1:line | 1341 |  | 1600 | -259 | 84 | []
RO-BG_CO_00001 | N-1 Tantareni-Kozlodui 1 | [RO-BG] Tantareni-Kozlodui 2 [OPP] [RO] | RTINTB1 _XKO_TI12_1:line | 1341 |  | 1600 | -259 | 84 | []
RO_BG_CO_00001 | N-1 400kV TINTARENI1-KOZLODUI | [BG-RO] 400kV NPP Kozloduy - Tantareni ck. 2 [DIR] [BG] | VAECKO11_XKO_TI12_1:line | -1336 |  | 1601 | -265 | 83 | []
RO_BG_CO_00002 | N-1 400kV KOZLODUI-TINTARENI2 | [BG-RO] 400kV NPP Kozloduy - Tantareni ck. 1 [DIR] [BG] | VAECKO11_XKO_TI11_1:line | -1336 |  | 1601 | -265 | 83 | []
RO_CO_00014 | N-1 Lacu Sarat - Isaccea | [RO-RO] Lacu Sarat - Smardan [DIR] [RO] | RSMIR41 _RLACS41 _1:line | -1174 |  | -1600 | -426 | 73 | []
RO_CO_00001 | N-1 Portile de Fier-Resita | [RO-RS] Portile de Fier-Djerdap [DIR] [RO] | RPDFE41 _XPF_DJ11_1:line | -1327 |  | -1836 | -509 | 72 | []
RO_CO_00029 | N-1 Resita-Timisoara | [RO-RS] Portile de Fier-Djerdap [DIR] [RO] | RPDFE41 _XPF_DJ11_1:line | -1314 |  | -1836 | -522 | 72 | []

## 0930Preventive
Detailed results
Generated at: | 2023-12-12 19:16
Business day: | 13.12.2023
Timestamp: | 09:30
Border & direction: | South-Romania Export
Horizon: | DA
Remedial actions: | true
Evaluation type: | PREVENTIVE
TTC [MW]: | 1438
Fallback applied | false
Loading threshold | 0.7
Applied RAs
CO ID | RA ID | Name of the RA | Usage | Type | Location | Status
Limiting CNECs
CO ID | Name of the CO | Name of the CNE | CNE UCTE branch | Calculated I (A) | I max (PRE) | I max (CUR) | Margin (A) | Loading (%) | Applicable curative RAs
RO_CO_00012 | N-1 Isaccea - Tulcea Vest | [RO-RO] Lacu Sarat - Gura Ialomitei [DIR] [RO] | RGIAL11 _RLACS41 _1:line | 1598 | 1600 | 1600 | -2 | 100 | []
RO_CO_00018 | N-1 Cernavoda - Pelicanu | [RO-RO] Lacu Sarat - Gura Ialomitei [DIR] [RO] | RGIAL11 _RLACS41 _1:line | 1459 | 1600 | 1600 | -141 | 91 | []
RO_CO_00019 | N-1 Gura Ialomitei - Bucuresti Sud | [RO-RO] Lacu Sarat - Gura Ialomitei [DIR] [RO] | RGIAL11 _RLACS41 _1:line | 1441 | 1600 | 1600 | -159 | 90 | []
RO_CO_00023 | N-1 Gutinas â Smardan | [RO-RO] Lacu Sarat - Gura Ialomitei [DIR] [RO] | RGIAL11 _RLACS41 _1:line | 1391 | 1600 | 1600 | -209 | 87 | []
RO_CO_00015 | N-1 Tulcea Vest - Tariverde | [RO-RO] Lacu Sarat - Gura Ialomitei [DIR] [RO] | RGIAL11 _RLACS41 _1:line | 1386 | 1600 | 1600 | -214 | 87 | []
RO_CO_00020 | N-1 Bucuresti Sud - Domnesti | [RO-RO] Lacu Sarat - Gura Ialomitei [DIR] [RO] | RGIAL11 _RLACS41 _1:line | 1386 | 1600 | 1600 | -214 | 87 | []
BC | Base Case | [RO-RO] Lacu Sarat - Gura Ialomitei [DIR] [RO] | RGIAL11 _RLACS41 _1:line | 1386 | 1600 | 1600 | -214 | 87 | []
RO_CO_00017 | N-1 Constanta Nord- Cernavoda | [RO-RO] Lacu Sarat - Gura Ialomitei [DIR] [RO] | RGIAL11 _RLACS41 _1:line | 1376 | 1600 | 1600 | -224 | 86 | []
BC | Base Case | [RO-RO] Cernavoda - Gura Ialomitei c1 [OPP] [RO] | RGIAL11 _RCERN41 _1:line | 1327 | 1600 | 1600 | -273 | 83 | []
RO_CO_00016 | N-1 Tariverde - Constanta Nord | [RO-RO] Lacu Sarat - Gura Ialomitei [DIR] [RO] | RGIAL11 _RLACS41 _1:line | 1280 | 1600 | 1600 | -320 | 80 | []

## 0930Curative
Detailed results
Generated at: | 2023-12-12 19:16
Business day: | 13.12.2023
Timestamp: | 09:30
Border & direction: | South-Romania Export
Horizon: | DA
Remedial actions: | true
Evaluation type: | CURATIVE
TTC [MW]: | 1438
Fallback applied | false
Loading threshold | 0.7
Applied RAs
CO ID | RA ID | Name of the RA | Usage | Type | Location | Status
Limiting CNECs
CO ID | Name of the CO | Name of the CNE | CNE UCTE branch | Calculated I (A) | I max (PRE) | I max (CUR) | Margin (A) | Loading (%) | Applicable curative RAs
RO_CO_00012 | N-1 Isaccea - Tulcea Vest | [RO-RO] Lacu Sarat - Gura Ialomitei [DIR] [RO] | RGIAL11 _RLACS41 _1:line | 1598 |  | 1600 | -2 | 100 | []
RO_CO_00018 | N-1 Cernavoda - Pelicanu | [RO-RO] Lacu Sarat - Gura Ialomitei [DIR] [RO] | RGIAL11 _RLACS41 _1:line | 1459 |  | 1600 | -141 | 91 | []
RO_CO_00019 | N-1 Gura Ialomitei - Bucuresti Sud | [RO-RO] Lacu Sarat - Gura Ialomitei [DIR] [RO] | RGIAL11 _RLACS41 _1:line | 1441 |  | 1600 | -159 | 90 | []
RO_CO_00023 | N-1 Gutinas â Smardan | [RO-RO] Lacu Sarat - Gura Ialomitei [DIR] [RO] | RGIAL11 _RLACS41 _1:line | 1391 |  | 1600 | -209 | 87 | []
RO_CO_00015 | N-1 Tulcea Vest - Tariverde | [RO-RO] Lacu Sarat - Gura Ialomitei [DIR] [RO] | RGIAL11 _RLACS41 _1:line | 1386 |  | 1600 | -214 | 87 | []
RO_CO_00020 | N-1 Bucuresti Sud - Domnesti | [RO-RO] Lacu Sarat - Gura Ialomitei [DIR] [RO] | RGIAL11 _RLACS41 _1:line | 1386 |  | 1600 | -214 | 87 | []
BC | Base Case | [RO-RO] Lacu Sarat - Gura Ialomitei [DIR] [RO] | RGIAL11 _RLACS41 _1:line | 1386 |  | 1600 | -214 | 87 | []
RO_CO_00017 | N-1 Constanta Nord- Cernavoda | [RO-RO] Lacu Sarat - Gura Ialomitei [DIR] [RO] | RGIAL11 _RLACS41 _1:line | 1376 |  | 1600 | -224 | 86 | []
BC | Base Case | [RO-RO] Cernavoda - Gura Ialomitei c1 [OPP] [RO] | RGIAL11 _RCERN41 _1:line | 1327 |  | 1600 | -273 | 83 | []
RO_CO_00016 | N-1 Tariverde - Constanta Nord | [RO-RO] Lacu Sarat - Gura Ialomitei [DIR] [RO] | RGIAL11 _RLACS41 _1:line | 1280 |  | 1600 | -320 | 80 | []

## 1030Preventive
Detailed results
Generated at: | 2023-12-12 19:16
Business day: | 13.12.2023
Timestamp: | 10:30
Border & direction: | South-Romania Export
Horizon: | DA
Remedial actions: | true
Evaluation type: | PREVENTIVE
TTC [MW]: | 1157
Fallback applied | false
Loading threshold | 0.7
Applied RAs
CO ID | RA ID | Name of the RA | Usage | Type | Location | Status
Limiting CNECs
CO ID | Name of the CO | Name of the CNE | CNE UCTE branch | Calculated I (A) | I max (PRE) | I max (CUR) | Margin (A) | Loading (%) | Applicable curative RAs
RO_CO_00018 | N-1 Cernavoda - Pelicanu | [RO-RO] Lacu Sarat - Gura Ialomitei [DIR] [RO] | RGIAL11 _RLACS41 _1:line | 1598 | 1600 | 1600 | -2 | 100 | []
RO_CO_00019 | N-1 Gura Ialomitei - Bucuresti Sud | [RO-RO] Lacu Sarat - Gura Ialomitei [DIR] [RO] | RGIAL11 _RLACS41 _1:line | 1579 | 1600 | 1600 | -21 | 99 | []
RO_CO_00012 | N-1 Isaccea - Tulcea Vest | [RO-RO] Lacu Sarat - Gura Ialomitei [DIR] [RO] | RGIAL11 _RLACS41 _1:line | 1520 | 1600 | 1600 | -80 | 95 | []
RO_CO_00015 | N-1 Tulcea Vest - Tariverde | [RO-RO] Lacu Sarat - Gura Ialomitei [DIR] [RO] | RGIAL11 _RLACS41 _1:line | 1488 | 1600 | 1600 | -112 | 93 | []
RO_CO_00020 | N-1 Bucuresti Sud - Domnesti | [RO-RO] Lacu Sarat - Gura Ialomitei [DIR] [RO] | RGIAL11 _RLACS41 _1:line | 1488 | 1600 | 1600 | -112 | 93 | []
BC | Base Case | [RO-RO] Lacu Sarat - Gura Ialomitei [DIR] [RO] | RGIAL11 _RLACS41 _1:line | 1488 | 1600 | 1600 | -112 | 93 | []
RO_CO_00017 | N-1 Constanta Nord- Cernavoda | [RO-RO] Lacu Sarat - Gura Ialomitei [DIR] [RO] | RGIAL11 _RLACS41 _1:line | 1486 | 1600 | 1600 | -114 | 93 | []
RO_CO_00023 | N-1 Gutinas â Smardan | [RO-RO] Lacu Sarat - Gura Ialomitei [DIR] [RO] | RGIAL11 _RLACS41 _1:line | 1459 | 1600 | 1600 | -141 | 91 | []
BC | Base Case | [RO-RO] Cernavoda - Gura Ialomitei c1 [DIR] [RO] | RGIAL11 _RCERN41 _1:line | 1420 | 1600 | 1600 | -180 | 89 | []
RO_CO_00016 | N-1 Tariverde - Constanta Nord | [RO-RO] Lacu Sarat - Gura Ialomitei [DIR] [RO] | RGIAL11 _RLACS41 _1:line | 1326 | 1600 | 1600 | -274 | 83 | []
RO_CO_00014 | N-1 Lacu Sarat - Isaccea | [RO-RO] Lacu Sarat - Smardan [DIR] [RO] | RSMIR41 _RLACS41 _1:line | -1158 | -1600 | -1600 | -442 | 72 | []

## 1030Curative
Detailed results
Generated at: | 2023-12-12 19:16
Business day: | 13.12.2023
Timestamp: | 10:30
Border & direction: | South-Romania Export
Horizon: | DA
Remedial actions: | true
Evaluation type: | CURATIVE
TTC [MW]: | 1157
Fallback applied | false
Loading threshold | 0.7
Applied RAs
CO ID | RA ID | Name of the RA | Usage | Type | Location | Status
Limiting CNECs
CO ID | Name of the CO | Name of the CNE | CNE UCTE branch | Calculated I (A) | I max (PRE) | I max (CUR) | Margin (A) | Loading (%) | Applicable curative RAs
RO_CO_00018 | N-1 Cernavoda - Pelicanu | [RO-RO] Lacu Sarat - Gura Ialomitei [DIR] [RO] | RGIAL11 _RLACS41 _1:line | 1598 |  | 1600 | -2 | 100 | []
RO_CO_00019 | N-1 Gura Ialomitei - Bucuresti Sud | [RO-RO] Lacu Sarat - Gura Ialomitei [DIR] [RO] | RGIAL11 _RLACS41 _1:line | 1579 |  | 1600 | -21 | 99 | []
RO_CO_00012 | N-1 Isaccea - Tulcea Vest | [RO-RO] Lacu Sarat - Gura Ialomitei [DIR] [RO] | RGIAL11 _RLACS41 _1:line | 1520 |  | 1600 | -80 | 95 | []
RO_CO_00015 | N-1 Tulcea Vest - Tariverde | [RO-RO] Lacu Sarat - Gura Ialomitei [DIR] [RO] | RGIAL11 _RLACS41 _1:line | 1488 |  | 1600 | -112 | 93 | []
RO_CO_00020 | N-1 Bucuresti Sud - Domnesti | [RO-RO] Lacu Sarat - Gura Ialomitei [DIR] [RO] | RGIAL11 _RLACS41 _1:line | 1488 |  | 1600 | -112 | 93 | []
BC | Base Case | [RO-RO] Lacu Sarat - Gura Ialomitei [DIR] [RO] | RGIAL11 _RLACS41 _1:line | 1488 |  | 1600 | -112 | 93 | []
RO_CO_00017 | N-1 Constanta Nord- Cernavoda | [RO-RO] Lacu Sarat - Gura Ialomitei [DIR] [RO] | RGIAL11 _RLACS41 _1:line | 1486 |  | 1600 | -114 | 93 | []
RO_CO_00023 | N-1 Gutinas â Smardan | [RO-RO] Lacu Sarat - Gura Ialomitei [DIR] [RO] | RGIAL11 _RLACS41 _1:line | 1459 |  | 1600 | -141 | 91 | []
BC | Base Case | [RO-RO] Cernavoda - Gura Ialomitei c1 [DIR] [RO] | RGIAL11 _RCERN41 _1:line | 1420 |  | 1600 | -180 | 89 | []
RO_CO_00016 | N-1 Tariverde - Constanta Nord | [RO-RO] Lacu Sarat - Gura Ialomitei [DIR] [RO] | RGIAL11 _RLACS41 _1:line | 1326 |  | 1600 | -274 | 83 | []
RO_CO_00014 | N-1 Lacu Sarat - Isaccea | [RO-RO] Lacu Sarat - Smardan [DIR] [RO] | RSMIR41 _RLACS41 _1:line | -1158 |  | -1600 | -442 | 72 | []

## 1130Preventive
Detailed results
Generated at: | 2023-12-12 19:16
Business day: | 13.12.2023
Timestamp: | 11:30
Border & direction: | South-Romania Export
Horizon: | DA
Remedial actions: | true
Evaluation type: | PREVENTIVE
TTC [MW]: | 924
Fallback applied | false
Loading threshold | 0.7
Applied RAs
CO ID | RA ID | Name of the RA | Usage | Type | Location | Status
Limiting CNECs
CO ID | Name of the CO | Name of the CNE | CNE UCTE branch | Calculated I (A) | I max (PRE) | I max (CUR) | Margin (A) | Loading (%) | Applicable curative RAs
RO_CO_00018 | N-1 Cernavoda - Pelicanu | [RO-RO] Lacu Sarat - Gura Ialomitei [OPP] [RO] | RGIAL11 _RLACS41 _1:line | 1600 | 1600 | 1600 | 0 | 100 | []
RO_CO_00019 | N-1 Gura Ialomitei - Bucuresti Sud | [RO-RO] Lacu Sarat - Gura Ialomitei [OPP] [RO] | RGIAL11 _RLACS41 _1:line | 1581 | 1600 | 1600 | -19 | 99 | []
RO_CO_00012 | N-1 Isaccea - Tulcea Vest | [RO-RO] Lacu Sarat - Gura Ialomitei [OPP] [RO] | RGIAL11 _RLACS41 _1:line | 1516 | 1600 | 1600 | -84 | 95 | []
BC | Base Case | [RO-RO] Lacu Sarat - Gura Ialomitei [OPP] [RO] | RGIAL11 _RLACS41 _1:line | 1481 | 1600 | 1600 | -119 | 93 | []
RO_CO_00015 | N-1 Tulcea Vest - Tariverde | [RO-RO] Lacu Sarat - Gura Ialomitei [OPP] [RO] | RGIAL11 _RLACS41 _1:line | 1481 | 1600 | 1600 | -119 | 93 | []
RO_CO_00020 | N-1 Bucuresti Sud - Domnesti | [RO-RO] Lacu Sarat - Gura Ialomitei [OPP] [RO] | RGIAL11 _RLACS41 _1:line | 1481 | 1600 | 1600 | -119 | 93 | []
RO_CO_00017 | N-1 Constanta Nord- Cernavoda | [RO-RO] Lacu Sarat - Gura Ialomitei [OPP] [RO] | RGIAL11 _RLACS41 _1:line | 1478 | 1600 | 1600 | -122 | 92 | []
RO_CO_00023 | N-1 Gutinas â Smardan | [RO-RO] Lacu Sarat - Gura Ialomitei [OPP] [RO] | RGIAL11 _RLACS41 _1:line | 1433 | 1600 | 1600 | -167 | 90 | []
BC | Base Case | [RO-RO] Cernavoda - Gura Ialomitei c1 [DIR] [RO] | RGIAL11 _RCERN41 _1:line | 1410 | 1600 | 1600 | -190 | 88 | []
RO_CO_00016 | N-1 Tariverde - Constanta Nord | [RO-RO] Lacu Sarat - Gura Ialomitei [OPP] [RO] | RGIAL11 _RLACS41 _1:line | 1305 | 1600 | 1600 | -295 | 82 | []
RO_CO_00014 | N-1 Lacu Sarat - Isaccea | [RO-RO] Lacu Sarat - Smardan [DIR] [RO] | RSMIR41 _RLACS41 _1:line | -1143 | -1600 | -1600 | -457 | 71 | []

## 1130Curative
Detailed results
Generated at: | 2023-12-12 19:16
Business day: | 13.12.2023
Timestamp: | 11:30
Border & direction: | South-Romania Export
Horizon: | DA
Remedial actions: | true
Evaluation type: | CURATIVE
TTC [MW]: | 924
Fallback applied | false
Loading threshold | 0.7
Applied RAs
CO ID | RA ID | Name of the RA | Usage | Type | Location | Status
Limiting CNECs
CO ID | Name of the CO | Name of the CNE | CNE UCTE branch | Calculated I (A) | I max (PRE) | I max (CUR) | Margin (A) | Loading (%) | Applicable curative RAs
RO_CO_00018 | N-1 Cernavoda - Pelicanu | [RO-RO] Lacu Sarat - Gura Ialomitei [OPP] [RO] | RGIAL11 _RLACS41 _1:line | 1600 |  | 1600 | 0 | 100 | []
RO_CO_00019 | N-1 Gura Ialomitei - Bucuresti Sud | [RO-RO] Lacu Sarat - Gura Ialomitei [OPP] [RO] | RGIAL11 _RLACS41 _1:line | 1581 |  | 1600 | -19 | 99 | []
RO_CO_00012 | N-1 Isaccea - Tulcea Vest | [RO-RO] Lacu Sarat - Gura Ialomitei [OPP] [RO] | RGIAL11 _RLACS41 _1:line | 1516 |  | 1600 | -84 | 95 | []
BC | Base Case | [RO-RO] Lacu Sarat - Gura Ialomitei [OPP] [RO] | RGIAL11 _RLACS41 _1:line | 1481 |  | 1600 | -119 | 93 | []
RO_CO_00015 | N-1 Tulcea Vest - Tariverde | [RO-RO] Lacu Sarat - Gura Ialomitei [OPP] [RO] | RGIAL11 _RLACS41 _1:line | 1481 |  | 1600 | -119 | 93 | []
RO_CO_00020 | N-1 Bucuresti Sud - Domnesti | [RO-RO] Lacu Sarat - Gura Ialomitei [OPP] [RO] | RGIAL11 _RLACS41 _1:line | 1481 |  | 1600 | -119 | 93 | []
RO_CO_00017 | N-1 Constanta Nord- Cernavoda | [RO-RO] Lacu Sarat - Gura Ialomitei [OPP] [RO] | RGIAL11 _RLACS41 _1:line | 1478 |  | 1600 | -122 | 92 | []
RO_CO_00023 | N-1 Gutinas â Smardan | [RO-RO] Lacu Sarat - Gura Ialomitei [OPP] [RO] | RGIAL11 _RLACS41 _1:line | 1433 |  | 1600 | -167 | 90 | []
BC | Base Case | [RO-RO] Cernavoda - Gura Ialomitei c1 [DIR] [RO] | RGIAL11 _RCERN41 _1:line | 1410 |  | 1600 | -190 | 88 | []
RO_CO_00016 | N-1 Tariverde - Constanta Nord | [RO-RO] Lacu Sarat - Gura Ialomitei [OPP] [RO] | RGIAL11 _RLACS41 _1:line | 1305 |  | 1600 | -295 | 82 | []
RO_CO_00014 | N-1 Lacu Sarat - Isaccea | [RO-RO] Lacu Sarat - Smardan [DIR] [RO] | RSMIR41 _RLACS41 _1:line | -1143 |  | -1600 | -457 | 71 | []

## 1230Preventive
Detailed results
Generated at: | 2023-12-12 19:16
Business day: | 13.12.2023
Timestamp: | 12:30
Border & direction: | South-Romania Export
Horizon: | DA
Remedial actions: | true
Evaluation type: | PREVENTIVE
TTC [MW]: | 626
Fallback applied | false
Loading threshold | 0.7
Applied RAs
CO ID | RA ID | Name of the RA | Usage | Type | Location | Status
Limiting CNECs
CO ID | Name of the CO | Name of the CNE | CNE UCTE branch | Calculated I (A) | I max (PRE) | I max (CUR) | Margin (A) | Loading (%) | Applicable curative RAs
RO_CO_00018 | N-1 Cernavoda - Pelicanu | [RO-RO] Lacu Sarat - Gura Ialomitei [OPP] [RO] | RGIAL11 _RLACS41 _1:line | 1599 | 1600 | 1600 | -1 | 100 | []
RO_CO_00019 | N-1 Gura Ialomitei - Bucuresti Sud | [RO-RO] Lacu Sarat - Gura Ialomitei [OPP] [RO] | RGIAL11 _RLACS41 _1:line | 1580 | 1600 | 1600 | -20 | 99 | []
RO_CO_00012 | N-1 Isaccea - Tulcea Vest | [RO-RO] Lacu Sarat - Gura Ialomitei [OPP] [RO] | RGIAL11 _RLACS41 _1:line | 1511 | 1600 | 1600 | -89 | 94 | []
BC | Base Case | [RO-RO] Lacu Sarat - Gura Ialomitei [OPP] [RO] | RGIAL11 _RLACS41 _1:line | 1470 | 1600 | 1600 | -130 | 92 | []
RO_CO_00015 | N-1 Tulcea Vest - Tariverde | [RO-RO] Lacu Sarat - Gura Ialomitei [OPP] [RO] | RGIAL11 _RLACS41 _1:line | 1470 | 1600 | 1600 | -130 | 92 | []
RO_CO_00020 | N-1 Bucuresti Sud - Domnesti | [RO-RO] Lacu Sarat - Gura Ialomitei [OPP] [RO] | RGIAL11 _RLACS41 _1:line | 1470 | 1600 | 1600 | -130 | 92 | []
RO_CO_00017 | N-1 Constanta Nord- Cernavoda | [RO-RO] Lacu Sarat - Gura Ialomitei [OPP] [RO] | RGIAL11 _RLACS41 _1:line | 1467 | 1600 | 1600 | -133 | 92 | []
RO_CO_00023 | N-1 Gutinas â Smardan | [RO-RO] Lacu Sarat - Gura Ialomitei [OPP] [RO] | RGIAL11 _RLACS41 _1:line | 1401 | 1600 | 1600 | -199 | 88 | []
BC | Base Case | [RO-RO] Cernavoda - Gura Ialomitei c1 [OPP] [RO] | RGIAL11 _RCERN41 _1:line | 1400 | 1600 | 1600 | -200 | 87 | []
RO_CO_00016 | N-1 Tariverde - Constanta Nord | [RO-RO] Lacu Sarat - Gura Ialomitei [OPP] [RO] | RGIAL11 _RLACS41 _1:line | 1274 | 1600 | 1600 | -326 | 80 | []

## 1230Curative
Detailed results
Generated at: | 2023-12-12 19:16
Business day: | 13.12.2023
Timestamp: | 12:30
Border & direction: | South-Romania Export
Horizon: | DA
Remedial actions: | true
Evaluation type: | CURATIVE
TTC [MW]: | 626
Fallback applied | false
Loading threshold | 0.7
Applied RAs
CO ID | RA ID | Name of the RA | Usage | Type | Location | Status
Limiting CNECs
CO ID | Name of the CO | Name of the CNE | CNE UCTE branch | Calculated I (A) | I max (PRE) | I max (CUR) | Margin (A) | Loading (%) | Applicable curative RAs
RO_CO_00018 | N-1 Cernavoda - Pelicanu | [RO-RO] Lacu Sarat - Gura Ialomitei [OPP] [RO] | RGIAL11 _RLACS41 _1:line | 1599 |  | 1600 | -1 | 100 | []
RO_CO_00019 | N-1 Gura Ialomitei - Bucuresti Sud | [RO-RO] Lacu Sarat - Gura Ialomitei [OPP] [RO] | RGIAL11 _RLACS41 _1:line | 1580 |  | 1600 | -20 | 99 | []
RO_CO_00012 | N-1 Isaccea - Tulcea Vest | [RO-RO] Lacu Sarat - Gura Ialomitei [OPP] [RO] | RGIAL11 _RLACS41 _1:line | 1511 |  | 1600 | -89 | 94 | []
BC | Base Case | [RO-RO] Lacu Sarat - Gura Ialomitei [OPP] [RO] | RGIAL11 _RLACS41 _1:line | 1470 |  | 1600 | -130 | 92 | []
RO_CO_00015 | N-1 Tulcea Vest - Tariverde | [RO-RO] Lacu Sarat - Gura Ialomitei [OPP] [RO] | RGIAL11 _RLACS41 _1:line | 1470 |  | 1600 | -130 | 92 | []
RO_CO_00020 | N-1 Bucuresti Sud - Domnesti | [RO-RO] Lacu Sarat - Gura Ialomitei [OPP] [RO] | RGIAL11 _RLACS41 _1:line | 1470 |  | 1600 | -130 | 92 | []
RO_CO_00017 | N-1 Constanta Nord- Cernavoda | [RO-RO] Lacu Sarat - Gura Ialomitei [OPP] [RO] | RGIAL11 _RLACS41 _1:line | 1467 |  | 1600 | -133 | 92 | []
RO_CO_00023 | N-1 Gutinas â Smardan | [RO-RO] Lacu Sarat - Gura Ialomitei [OPP] [RO] | RGIAL11 _RLACS41 _1:line | 1401 |  | 1600 | -199 | 88 | []
BC | Base Case | [RO-RO] Cernavoda - Gura Ialomitei c1 [OPP] [RO] | RGIAL11 _RCERN41 _1:line | 1400 |  | 1600 | -200 | 87 | []
RO_CO_00016 | N-1 Tariverde - Constanta Nord | [RO-RO] Lacu Sarat - Gura Ialomitei [OPP] [RO] | RGIAL11 _RLACS41 _1:line | 1274 |  | 1600 | -326 | 80 | []

## 1330Preventive
Detailed results
Generated at: | 2023-12-12 19:16
Business day: | 13.12.2023
Timestamp: | 13:30
Border & direction: | South-Romania Export
Horizon: | DA
Remedial actions: | true
Evaluation type: | PREVENTIVE
TTC [MW]:
Fallback applied | true
Loading threshold | 0.7
Applied RAs
CO ID | RA ID | Name of the RA | Usage | Type | Location | Status
Limiting CNECs
CO ID | Name of the CO | Name of the CNE | CNE UCTE branch | Calculated I (A) | I max (PRE) | I max (CUR) | Margin (A) | Loading (%) | Applicable curative RAs

## 1330Curative
Detailed results
Generated at: | 2023-12-12 19:16
Business day: | 13.12.2023
Timestamp: | 13:30
Border & direction: | South-Romania Export
Horizon: | DA
Remedial actions: | true
Evaluation type: | CURATIVE
TTC [MW]:
Fallback applied | true
Loading threshold | 0.7
Applied RAs
CO ID | RA ID | Name of the RA | Usage | Type | Location | Status
Limiting CNECs
CO ID | Name of the CO | Name of the CNE | CNE UCTE branch | Calculated I (A) | I max (PRE) | I max (CUR) | Margin (A) | Loading (%) | Applicable curative RAs

## 1430Preventive
Detailed results
Generated at: | 2023-12-12 19:16
Business day: | 13.12.2023
Timestamp: | 14:30
Border & direction: | South-Romania Export
Horizon: | DA
Remedial actions: | true
Evaluation type: | PREVENTIVE
TTC [MW]:
Fallback applied | true
Loading threshold | 0.7
Applied RAs
CO ID | RA ID | Name of the RA | Usage | Type | Location | Status
Limiting CNECs
CO ID | Name of the CO | Name of the CNE | CNE UCTE branch | Calculated I (A) | I max (PRE) | I max (CUR) | Margin (A) | Loading (%) | Applicable curative RAs

## 1430Curative
Detailed results
Generated at: | 2023-12-12 19:16
Business day: | 13.12.2023
Timestamp: | 14:30
Border & direction: | South-Romania Export
Horizon: | DA
Remedial actions: | true
Evaluation type: | CURATIVE
TTC [MW]:
Fallback applied | true
Loading threshold | 0.7
Applied RAs
CO ID | RA ID | Name of the RA | Usage | Type | Location | Status
Limiting CNECs
CO ID | Name of the CO | Name of the CNE | CNE UCTE branch | Calculated I (A) | I max (PRE) | I max (CUR) | Margin (A) | Loading (%) | Applicable curative RAs

## 1530Preventive
Detailed results
Generated at: | 2023-12-12 19:16
Business day: | 13.12.2023
Timestamp: | 15:30
Border & direction: | South-Romania Export
Horizon: | DA
Remedial actions: | true
Evaluation type: | PREVENTIVE
TTC [MW]:
Fallback applied | true
Loading threshold | 0.7
Applied RAs
CO ID | RA ID | Name of the RA | Usage | Type | Location | Status
Limiting CNECs
CO ID | Name of the CO | Name of the CNE | CNE UCTE branch | Calculated I (A) | I max (PRE) | I max (CUR) | Margin (A) | Loading (%) | Applicable curative RAs

## 1530Curative
Detailed results
Generated at: | 2023-12-12 19:16
Business day: | 13.12.2023
Timestamp: | 15:30
Border & direction: | South-Romania Export
Horizon: | DA
Remedial actions: | true
Evaluation type: | CURATIVE
TTC [MW]:
Fallback applied | true
Loading threshold | 0.7
Applied RAs
CO ID | RA ID | Name of the RA | Usage | Type | Location | Status
Limiting CNECs
CO ID | Name of the CO | Name of the CNE | CNE UCTE branch | Calculated I (A) | I max (PRE) | I max (CUR) | Margin (A) | Loading (%) | Applicable curative RAs

## 1630Preventive
Detailed results
Generated at: | 2023-12-12 19:16
Business day: | 13.12.2023
Timestamp: | 16:30
Border & direction: | South-Romania Export
Horizon: | DA
Remedial actions: | true
Evaluation type: | PREVENTIVE
TTC [MW]:
Fallback applied | true
Loading threshold | 0.7
Applied RAs
CO ID | RA ID | Name of the RA | Usage | Type | Location | Status
Limiting CNECs
CO ID | Name of the CO | Name of the CNE | CNE UCTE branch | Calculated I (A) | I max (PRE) | I max (CUR) | Margin (A) | Loading (%) | Applicable curative RAs

## 1630Curative
Detailed results
Generated at: | 2023-12-12 19:16
Business day: | 13.12.2023
Timestamp: | 16:30
Border & direction: | South-Romania Export
Horizon: | DA
Remedial actions: | true
Evaluation type: | CURATIVE
TTC [MW]:
Fallback applied | true
Loading threshold | 0.7
Applied RAs
CO ID | RA ID | Name of the RA | Usage | Type | Location | Status
Limiting CNECs
CO ID | Name of the CO | Name of the CNE | CNE UCTE branch | Calculated I (A) | I max (PRE) | I max (CUR) | Margin (A) | Loading (%) | Applicable curative RAs

## 1730Preventive
Detailed results
Generated at: | 2023-12-12 19:16
Business day: | 13.12.2023
Timestamp: | 17:30
Border & direction: | South-Romania Export
Horizon: | DA
Remedial actions: | true
Evaluation type: | PREVENTIVE
TTC [MW]: | 138
Fallback applied | false
Loading threshold | 0.7
Applied RAs
CO ID | RA ID | Name of the RA | Usage | Type | Location | Status
Limiting CNECs
CO ID | Name of the CO | Name of the CNE | CNE UCTE branch | Calculated I (A) | I max (PRE) | I max (CUR) | Margin (A) | Loading (%) | Applicable curative RAs
RO_CO_00018 | N-1 Cernavoda - Pelicanu | [RO-RO] Cernavoda - Gura Ialomitei c1 [DIR] [RO] | RGIAL11 _RCERN41 _1:line | 1600 | 1600 | 1600 | 0 | 100 | []
RO_CO_00018 | N-1 Cernavoda - Pelicanu | [RO-RO] Lacu Sarat - Gura Ialomitei [OPP] [RO] | RGIAL11 _RLACS41 _1:line | 1573 | 1600 | 1600 | -27 | 98 | []
RO_CO_00019 | N-1 Gura Ialomitei - Bucuresti Sud | [RO-RO] Lacu Sarat - Gura Ialomitei [OPP] [RO] | RGIAL11 _RLACS41 _1:line | 1565 | 1600 | 1600 | -35 | 98 | []
RO_CO_00019 | N-1 Gura Ialomitei - Bucuresti Sud | [RO-RO] Cernavoda - Gura Ialomitei c1 [DIR] [RO] | RGIAL11 _RCERN41 _1:line | 1517 | 1600 | 1600 | -83 | 95 | []
RO_CO_00020 | N-1 Bucuresti Sud - Domnesti | [RO-RO] Lacu Sarat - Gura Ialomitei [OPP] [RO] | RGIAL11 _RLACS41 _1:line | 1450 | 1600 | 1600 | -150 | 91 | []
RO_CO_00012 | N-1 Isaccea - Tulcea Vest | [RO-RO] Lacu Sarat - Gura Ialomitei [OPP] [RO] | RGIAL11 _RLACS41 _1:line | 1434 | 1600 | 1600 | -166 | 90 | []
BC | Base Case | [RO-RO] Lacu Sarat - Gura Ialomitei [OPP] [RO] | RGIAL11 _RLACS41 _1:line | 1361 | 1600 | 1600 | -239 | 85 | []
RO_CO_00015 | N-1 Tulcea Vest - Tariverde | [RO-RO] Lacu Sarat - Gura Ialomitei [OPP] [RO] | RGIAL11 _RLACS41 _1:line | 1361 | 1600 | 1600 | -239 | 85 | []
RO_CO_00017 | N-1 Constanta Nord- Cernavoda | [RO-RO] Lacu Sarat - Gura Ialomitei [OPP] [RO] | RGIAL11 _RLACS41 _1:line | 1351 | 1600 | 1600 | -249 | 84 | []
BC | Base Case | [RO-RO] Cernavoda - Gura Ialomitei c1 [DIR] [RO] | RGIAL11 _RCERN41 _1:line | -1279 | -1600 | -1600 | -321 | 80 | []
RO_CO_00023 | N-1 Gutinas â Smardan | [RO-RO] Lacu Sarat - Gura Ialomitei [OPP] [RO] | RGIAL11 _RLACS41 _1:line | 1201 | 1600 | 1600 | -399 | 75 | []

## 1730Curative
Detailed results
Generated at: | 2023-12-12 19:16
Business day: | 13.12.2023
Timestamp: | 17:30
Border & direction: | South-Romania Export
Horizon: | DA
Remedial actions: | true
Evaluation type: | CURATIVE
TTC [MW]: | 138
Fallback applied | false
Loading threshold | 0.7
Applied RAs
CO ID | RA ID | Name of the RA | Usage | Type | Location | Status
Limiting CNECs
CO ID | Name of the CO | Name of the CNE | CNE UCTE branch | Calculated I (A) | I max (PRE) | I max (CUR) | Margin (A) | Loading (%) | Applicable curative RAs
RO_CO_00018 | N-1 Cernavoda - Pelicanu | [RO-RO] Cernavoda - Gura Ialomitei c1 [DIR] [RO] | RGIAL11 _RCERN41 _1:line | 1600 |  | 1600 | 0 | 100 | []
RO_CO_00018 | N-1 Cernavoda - Pelicanu | [RO-RO] Lacu Sarat - Gura Ialomitei [OPP] [RO] | RGIAL11 _RLACS41 _1:line | 1573 |  | 1600 | -27 | 98 | []
RO_CO_00019 | N-1 Gura Ialomitei - Bucuresti Sud | [RO-RO] Lacu Sarat - Gura Ialomitei [OPP] [RO] | RGIAL11 _RLACS41 _1:line | 1565 |  | 1600 | -35 | 98 | []
RO_CO_00019 | N-1 Gura Ialomitei - Bucuresti Sud | [RO-RO] Cernavoda - Gura Ialomitei c1 [DIR] [RO] | RGIAL11 _RCERN41 _1:line | 1517 |  | 1600 | -83 | 95 | []
RO_CO_00020 | N-1 Bucuresti Sud - Domnesti | [RO-RO] Lacu Sarat - Gura Ialomitei [OPP] [RO] | RGIAL11 _RLACS41 _1:line | 1450 |  | 1600 | -150 | 91 | []
RO_CO_00012 | N-1 Isaccea - Tulcea Vest | [RO-RO] Lacu Sarat - Gura Ialomitei [OPP] [RO] | RGIAL11 _RLACS41 _1:line | 1434 |  | 1600 | -166 | 90 | []
BC | Base Case | [RO-RO] Lacu Sarat - Gura Ialomitei [OPP] [RO] | RGIAL11 _RLACS41 _1:line | 1361 |  | 1600 | -239 | 85 | []
RO_CO_00015 | N-1 Tulcea Vest - Tariverde | [RO-RO] Lacu Sarat - Gura Ialomitei [OPP] [RO] | RGIAL11 _RLACS41 _1:line | 1361 |  | 1600 | -239 | 85 | []
RO_CO_00017 | N-1 Constanta Nord- Cernavoda | [RO-RO] Lacu Sarat - Gura Ialomitei [OPP] [RO] | RGIAL11 _RLACS41 _1:line | 1351 |  | 1600 | -249 | 84 | []
BC | Base Case | [RO-RO] Cernavoda - Gura Ialomitei c1 [DIR] [RO] | RGIAL11 _RCERN41 _1:line | -1279 |  | -1600 | -321 | 80 | []
RO_CO_00023 | N-1 Gutinas â Smardan | [RO-RO] Lacu Sarat - Gura Ialomitei [OPP] [RO] | RGIAL11 _RLACS41 _1:line | 1201 |  | 1600 | -399 | 75 | []

## 1830Preventive
Detailed results
Generated at: | 2023-12-12 19:16
Business day: | 13.12.2023
Timestamp: | 18:30
Border & direction: | South-Romania Export
Horizon: | DA
Remedial actions: | true
Evaluation type: | PREVENTIVE
TTC [MW]: | 407
Fallback applied | false
Loading threshold | 0.7
Applied RAs
CO ID | RA ID | Name of the RA | Usage | Type | Location | Status
Limiting CNECs
CO ID | Name of the CO | Name of the CNE | CNE UCTE branch | Calculated I (A) | I max (PRE) | I max (CUR) | Margin (A) | Loading (%) | Applicable curative RAs
RO_CO_00018 | N-1 Cernavoda - Pelicanu | [RO-RO] Cernavoda - Gura Ialomitei c1 [DIR] [RO] | RGIAL11 _RCERN41 _1:line | 1599 | 1600 | 1600 | -1 | 100 | []
RO_CO_00018 | N-1 Cernavoda - Pelicanu | [RO-RO] Lacu Sarat - Gura Ialomitei [OPP] [RO] | RGIAL11 _RLACS41 _1:line | 1573 | 1600 | 1600 | -27 | 98 | []
RO_CO_00019 | N-1 Gura Ialomitei - Bucuresti Sud | [RO-RO] Lacu Sarat - Gura Ialomitei [OPP] [RO] | RGIAL11 _RLACS41 _1:line | 1565 | 1600 | 1600 | -35 | 98 | []
RO_CO_00019 | N-1 Gura Ialomitei - Bucuresti Sud | [RO-RO] Cernavoda - Gura Ialomitei c1 [DIR] [RO] | RGIAL11 _RCERN41 _1:line | 1516 | 1600 | 1600 | -84 | 95 | []
RO_CO_00020 | N-1 Bucuresti Sud - Domnesti | [RO-RO] Lacu Sarat - Gura Ialomitei [OPP] [RO] | RGIAL11 _RLACS41 _1:line | 1448 | 1600 | 1600 | -152 | 90 | []
RO_CO_00012 | N-1 Isaccea - Tulcea Vest | [RO-RO] Lacu Sarat - Gura Ialomitei [OPP] [RO] | RGIAL11 _RLACS41 _1:line | 1433 | 1600 | 1600 | -167 | 90 | []
RO_CO_00015 | N-1 Tulcea Vest - Tariverde | [RO-RO] Lacu Sarat - Gura Ialomitei [OPP] [RO] | RGIAL11 _RLACS41 _1:line | 1360 | 1600 | 1600 | -240 | 85 | []
BC | Base Case | [RO-RO] Lacu Sarat - Gura Ialomitei [OPP] [RO] | RGIAL11 _RLACS41 _1:line | 1360 | 1600 | 1600 | -240 | 85 | []
RO_CO_00017 | N-1 Constanta Nord- Cernavoda | [RO-RO] Lacu Sarat - Gura Ialomitei [OPP] [RO] | RGIAL11 _RLACS41 _1:line | 1350 | 1600 | 1600 | -250 | 84 | []
BC | Base Case | [RO-RO] Cernavoda - Gura Ialomitei c1 [DIR] [RO] | RGIAL11 _RCERN41 _1:line | -1277 | -1600 | -1600 | -323 | 80 | []
RO_CO_00023 | N-1 Gutinas â Smardan | [RO-RO] Lacu Sarat - Gura Ialomitei [OPP] [RO] | RGIAL11 _RLACS41 _1:line | 1204 | 1600 | 1600 | -396 | 75 | []

## 1830Curative
Detailed results
Generated at: | 2023-12-12 19:16
Business day: | 13.12.2023
Timestamp: | 18:30
Border & direction: | South-Romania Export
Horizon: | DA
Remedial actions: | true
Evaluation type: | CURATIVE
TTC [MW]: | 407
Fallback applied | false
Loading threshold | 0.7
Applied RAs
CO ID | RA ID | Name of the RA | Usage | Type | Location | Status
Limiting CNECs
CO ID | Name of the CO | Name of the CNE | CNE UCTE branch | Calculated I (A) | I max (PRE) | I max (CUR) | Margin (A) | Loading (%) | Applicable curative RAs
RO_CO_00018 | N-1 Cernavoda - Pelicanu | [RO-RO] Cernavoda - Gura Ialomitei c1 [DIR] [RO] | RGIAL11 _RCERN41 _1:line | 1599 |  | 1600 | -1 | 100 | []
RO_CO_00018 | N-1 Cernavoda - Pelicanu | [RO-RO] Lacu Sarat - Gura Ialomitei [OPP] [RO] | RGIAL11 _RLACS41 _1:line | 1573 |  | 1600 | -27 | 98 | []
RO_CO_00019 | N-1 Gura Ialomitei - Bucuresti Sud | [RO-RO] Lacu Sarat - Gura Ialomitei [OPP] [RO] | RGIAL11 _RLACS41 _1:line | 1565 |  | 1600 | -35 | 98 | []
RO_CO_00019 | N-1 Gura Ialomitei - Bucuresti Sud | [RO-RO] Cernavoda - Gura Ialomitei c1 [DIR] [RO] | RGIAL11 _RCERN41 _1:line | 1516 |  | 1600 | -84 | 95 | []
RO_CO_00020 | N-1 Bucuresti Sud - Domnesti | [RO-RO] Lacu Sarat - Gura Ialomitei [OPP] [RO] | RGIAL11 _RLACS41 _1:line | 1448 |  | 1600 | -152 | 90 | []
RO_CO_00012 | N-1 Isaccea - Tulcea Vest | [RO-RO] Lacu Sarat - Gura Ialomitei [OPP] [RO] | RGIAL11 _RLACS41 _1:line | 1433 |  | 1600 | -167 | 90 | []
RO_CO_00015 | N-1 Tulcea Vest - Tariverde | [RO-RO] Lacu Sarat - Gura Ialomitei [OPP] [RO] | RGIAL11 _RLACS41 _1:line | 1360 |  | 1600 | -240 | 85 | []
BC | Base Case | [RO-RO] Lacu Sarat - Gura Ialomitei [OPP] [RO] | RGIAL11 _RLACS41 _1:line | 1360 |  | 1600 | -240 | 85 | []
RO_CO_00017 | N-1 Constanta Nord- Cernavoda | [RO-RO] Lacu Sarat - Gura Ialomitei [OPP] [RO] | RGIAL11 _RLACS41 _1:line | 1350 |  | 1600 | -250 | 84 | []
BC | Base Case | [RO-RO] Cernavoda - Gura Ialomitei c1 [DIR] [RO] | RGIAL11 _RCERN41 _1:line | -1277 |  | -1600 | -323 | 80 | []
RO_CO_00023 | N-1 Gutinas â Smardan | [RO-RO] Lacu Sarat - Gura Ialomitei [OPP] [RO] | RGIAL11 _RLACS41 _1:line | 1204 |  | 1600 | -396 | 75 | []

## 1930Preventive
Detailed results
Generated at: | 2023-12-12 19:16
Business day: | 13.12.2023
Timestamp: | 19:30
Border & direction: | South-Romania Export
Horizon: | DA
Remedial actions: | true
Evaluation type: | PREVENTIVE
TTC [MW]: | 634
Fallback applied | false
Loading threshold | 0.7
Applied RAs
CO ID | RA ID | Name of the RA | Usage | Type | Location | Status
Limiting CNECs
CO ID | Name of the CO | Name of the CNE | CNE UCTE branch | Calculated I (A) | I max (PRE) | I max (CUR) | Margin (A) | Loading (%) | Applicable curative RAs
RO_CO_00018 | N-1 Cernavoda - Pelicanu | [RO-RO] Cernavoda - Gura Ialomitei c1 [OPP] [RO] | RGIAL11 _RCERN41 _1:line | 1600 | 1600 | 1600 | 0 | 100 | []
RO_CO_00018 | N-1 Cernavoda - Pelicanu | [RO-RO] Lacu Sarat - Gura Ialomitei [DIR] [RO] | RGIAL11 _RLACS41 _1:line | 1577 | 1600 | 1600 | -23 | 99 | []
RO_CO_00019 | N-1 Gura Ialomitei - Bucuresti Sud | [RO-RO] Lacu Sarat - Gura Ialomitei [DIR] [RO] | RGIAL11 _RLACS41 _1:line | 1569 | 1600 | 1600 | -31 | 98 | []
RO_CO_00019 | N-1 Gura Ialomitei - Bucuresti Sud | [RO-RO] Cernavoda - Gura Ialomitei c1 [OPP] [RO] | RGIAL11 _RCERN41 _1:line | 1518 | 1600 | 1600 | -82 | 95 | []
RO_CO_00020 | N-1 Bucuresti Sud - Domnesti | [RO-RO] Lacu Sarat - Gura Ialomitei [DIR] [RO] | RGIAL11 _RLACS41 _1:line | 1450 | 1600 | 1600 | -150 | 91 | []
RO_CO_00012 | N-1 Isaccea - Tulcea Vest | [RO-RO] Lacu Sarat - Gura Ialomitei [DIR] [RO] | RGIAL11 _RLACS41 _1:line | 1439 | 1600 | 1600 | -161 | 90 | []
RO_CO_00015 | N-1 Tulcea Vest - Tariverde | [RO-RO] Lacu Sarat - Gura Ialomitei [DIR] [RO] | RGIAL11 _RLACS41 _1:line | 1368 | 1600 | 1600 | -232 | 85 | []
BC | Base Case | [RO-RO] Lacu Sarat - Gura Ialomitei [DIR] [RO] | RGIAL11 _RLACS41 _1:line | 1368 | 1600 | 1600 | -232 | 85 | []
RO_CO_00017 | N-1 Constanta Nord- Cernavoda | [RO-RO] Lacu Sarat - Gura Ialomitei [DIR] [RO] | RGIAL11 _RLACS41 _1:line | 1358 | 1600 | 1600 | -242 | 85 | []
BC | Base Case | [RO-RO] Cernavoda - Gura Ialomitei c1 [OPP] [RO] | RGIAL11 _RCERN41 _1:line | -1284 | -1600 | -1600 | -316 | 80 | []
RO_CO_00023 | N-1 Gutinas â Smardan | [RO-RO] Lacu Sarat - Gura Ialomitei [DIR] [RO] | RGIAL11 _RLACS41 _1:line | 1228 | 1600 | 1600 | -372 | 77 | []

## 1930Curative
Detailed results
Generated at: | 2023-12-12 19:16
Business day: | 13.12.2023
Timestamp: | 19:30
Border & direction: | South-Romania Export
Horizon: | DA
Remedial actions: | true
Evaluation type: | CURATIVE
TTC [MW]: | 634
Fallback applied | false
Loading threshold | 0.7
Applied RAs
CO ID | RA ID | Name of the RA | Usage | Type | Location | Status
Limiting CNECs
CO ID | Name of the CO | Name of the CNE | CNE UCTE branch | Calculated I (A) | I max (PRE) | I max (CUR) | Margin (A) | Loading (%) | Applicable curative RAs
RO_CO_00018 | N-1 Cernavoda - Pelicanu | [RO-RO] Cernavoda - Gura Ialomitei c1 [OPP] [RO] | RGIAL11 _RCERN41 _1:line | 1600 |  | 1600 | 0 | 100 | []
RO_CO_00018 | N-1 Cernavoda - Pelicanu | [RO-RO] Lacu Sarat - Gura Ialomitei [DIR] [RO] | RGIAL11 _RLACS41 _1:line | 1577 |  | 1600 | -23 | 99 | []
RO_CO_00019 | N-1 Gura Ialomitei - Bucuresti Sud | [RO-RO] Lacu Sarat - Gura Ialomitei [DIR] [RO] | RGIAL11 _RLACS41 _1:line | 1569 |  | 1600 | -31 | 98 | []
RO_CO_00019 | N-1 Gura Ialomitei - Bucuresti Sud | [RO-RO] Cernavoda - Gura Ialomitei c1 [OPP] [RO] | RGIAL11 _RCERN41 _1:line | 1518 |  | 1600 | -82 | 95 | []
RO_CO_00020 | N-1 Bucuresti Sud - Domnesti | [RO-RO] Lacu Sarat - Gura Ialomitei [DIR] [RO] | RGIAL11 _RLACS41 _1:line | 1450 |  | 1600 | -150 | 91 | []
RO_CO_00012 | N-1 Isaccea - Tulcea Vest | [RO-RO] Lacu Sarat - Gura Ialomitei [DIR] [RO] | RGIAL11 _RLACS41 _1:line | 1439 |  | 1600 | -161 | 90 | []
RO_CO_00015 | N-1 Tulcea Vest - Tariverde | [RO-RO] Lacu Sarat - Gura Ialomitei [DIR] [RO] | RGIAL11 _RLACS41 _1:line | 1368 |  | 1600 | -232 | 85 | []
BC | Base Case | [RO-RO] Lacu Sarat - Gura Ialomitei [DIR] [RO] | RGIAL11 _RLACS41 _1:line | 1368 |  | 1600 | -232 | 85 | []
RO_CO_00017 | N-1 Constanta Nord- Cernavoda | [RO-RO] Lacu Sarat - Gura Ialomitei [DIR] [RO] | RGIAL11 _RLACS41 _1:line | 1358 |  | 1600 | -242 | 85 | []
BC | Base Case | [RO-RO] Cernavoda - Gura Ialomitei c1 [OPP] [RO] | RGIAL11 _RCERN41 _1:line | -1284 |  | -1600 | -316 | 80 | []
RO_CO_00023 | N-1 Gutinas â Smardan | [RO-RO] Lacu Sarat - Gura Ialomitei [DIR] [RO] | RGIAL11 _RLACS41 _1:line | 1228 |  | 1600 | -372 | 77 | []

## 2030Preventive
Detailed results
Generated at: | 2023-12-12 19:16
Business day: | 13.12.2023
Timestamp: | 20:30
Border & direction: | South-Romania Export
Horizon: | DA
Remedial actions: | true
Evaluation type: | PREVENTIVE
TTC [MW]: | 888
Fallback applied | false
Loading threshold | 0.7
Applied RAs
CO ID | RA ID | Name of the RA | Usage | Type | Location | Status
Limiting CNECs
CO ID | Name of the CO | Name of the CNE | CNE UCTE branch | Calculated I (A) | I max (PRE) | I max (CUR) | Margin (A) | Loading (%) | Applicable curative RAs
RO_CO_00018 | N-1 Cernavoda - Pelicanu | [RO-RO] Cernavoda - Gura Ialomitei c1 [DIR] [RO] | RGIAL11 _RCERN41 _1:line | 1599 | 1600 | 1600 | -1 | 100 | []
RO_CO_00018 | N-1 Cernavoda - Pelicanu | [RO-RO] Lacu Sarat - Gura Ialomitei [DIR] [RO] | RGIAL11 _RLACS41 _1:line | 1582 | 1600 | 1600 | -18 | 99 | []
RO_CO_00019 | N-1 Gura Ialomitei - Bucuresti Sud | [RO-RO] Lacu Sarat - Gura Ialomitei [DIR] [RO] | RGIAL11 _RLACS41 _1:line | 1573 | 1600 | 1600 | -27 | 98 | []
RO_CO_00019 | N-1 Gura Ialomitei - Bucuresti Sud | [RO-RO] Cernavoda - Gura Ialomitei c1 [DIR] [RO] | RGIAL11 _RCERN41 _1:line | 1520 | 1600 | 1600 | -80 | 95 | []
RO_CO_00020 | N-1 Bucuresti Sud - Domnesti | [RO-RO] Lacu Sarat - Gura Ialomitei [DIR] [RO] | RGIAL11 _RLACS41 _1:line | 1458 | 1600 | 1600 | -142 | 91 | []
RO_CO_00012 | N-1 Isaccea - Tulcea Vest | [RO-RO] Lacu Sarat - Gura Ialomitei [DIR] [RO] | RGIAL11 _RLACS41 _1:line | 1451 | 1600 | 1600 | -149 | 91 | []
RO_CO_00015 | N-1 Tulcea Vest - Tariverde | [RO-RO] Lacu Sarat - Gura Ialomitei [DIR] [RO] | RGIAL11 _RLACS41 _1:line | 1384 | 1600 | 1600 | -216 | 86 | []
BC | Base Case | [RO-RO] Lacu Sarat - Gura Ialomitei [DIR] [RO] | RGIAL11 _RLACS41 _1:line | 1384 | 1600 | 1600 | -216 | 86 | []
RO_CO_00017 | N-1 Constanta Nord- Cernavoda | [RO-RO] Lacu Sarat - Gura Ialomitei [DIR] [RO] | RGIAL11 _RLACS41 _1:line | 1375 | 1600 | 1600 | -225 | 86 | []
BC | Base Case | [RO-RO] Cernavoda - Gura Ialomitei c1 [DIR] [RO] | RGIAL11 _RCERN41 _1:line | -1299 | -1600 | -1600 | -301 | 81 | []
RO_CO_00023 | N-1 Gutinas â Smardan | [RO-RO] Lacu Sarat - Gura Ialomitei [DIR] [RO] | RGIAL11 _RLACS41 _1:line | 1268 | 1600 | 1600 | -332 | 79 | []
RO_CO_00016 | N-1 Tariverde - Constanta Nord | [RO-RO] Lacu Sarat - Gura Ialomitei [DIR] [RO] | RGIAL11 _RLACS41 _1:line | 1146 | 1600 | 1600 | -454 | 72 | []

## 2030Curative
Detailed results
Generated at: | 2023-12-12 19:16
Business day: | 13.12.2023
Timestamp: | 20:30
Border & direction: | South-Romania Export
Horizon: | DA
Remedial actions: | true
Evaluation type: | CURATIVE
TTC [MW]: | 888
Fallback applied | false
Loading threshold | 0.7
Applied RAs
CO ID | RA ID | Name of the RA | Usage | Type | Location | Status
Limiting CNECs
CO ID | Name of the CO | Name of the CNE | CNE UCTE branch | Calculated I (A) | I max (PRE) | I max (CUR) | Margin (A) | Loading (%) | Applicable curative RAs
RO_CO_00018 | N-1 Cernavoda - Pelicanu | [RO-RO] Cernavoda - Gura Ialomitei c1 [DIR] [RO] | RGIAL11 _RCERN41 _1:line | 1599 |  | 1600 | -1 | 100 | []
RO_CO_00018 | N-1 Cernavoda - Pelicanu | [RO-RO] Lacu Sarat - Gura Ialomitei [DIR] [RO] | RGIAL11 _RLACS41 _1:line | 1582 |  | 1600 | -18 | 99 | []
RO_CO_00019 | N-1 Gura Ialomitei - Bucuresti Sud | [RO-RO] Lacu Sarat - Gura Ialomitei [DIR] [RO] | RGIAL11 _RLACS41 _1:line | 1573 |  | 1600 | -27 | 98 | []
RO_CO_00019 | N-1 Gura Ialomitei - Bucuresti Sud | [RO-RO] Cernavoda - Gura Ialomitei c1 [DIR] [RO] | RGIAL11 _RCERN41 _1:line | 1520 |  | 1600 | -80 | 95 | []
RO_CO_00020 | N-1 Bucuresti Sud - Domnesti | [RO-RO] Lacu Sarat - Gura Ialomitei [DIR] [RO] | RGIAL11 _RLACS41 _1:line | 1458 |  | 1600 | -142 | 91 | []
RO_CO_00012 | N-1 Isaccea - Tulcea Vest | [RO-RO] Lacu Sarat - Gura Ialomitei [DIR] [RO] | RGIAL11 _RLACS41 _1:line | 1451 |  | 1600 | -149 | 91 | []
RO_CO_00015 | N-1 Tulcea Vest - Tariverde | [RO-RO] Lacu Sarat - Gura Ialomitei [DIR] [RO] | RGIAL11 _RLACS41 _1:line | 1384 |  | 1600 | -216 | 86 | []
BC | Base Case | [RO-RO] Lacu Sarat - Gura Ialomitei [DIR] [RO] | RGIAL11 _RLACS41 _1:line | 1384 |  | 1600 | -216 | 86 | []
RO_CO_00017 | N-1 Constanta Nord- Cernavoda | [RO-RO] Lacu Sarat - Gura Ialomitei [DIR] [RO] | RGIAL11 _RLACS41 _1:line | 1375 |  | 1600 | -225 | 86 | []
BC | Base Case | [RO-RO] Cernavoda - Gura Ialomitei c1 [DIR] [RO] | RGIAL11 _RCERN41 _1:line | -1299 |  | -1600 | -301 | 81 | []
RO_CO_00023 | N-1 Gutinas â Smardan | [RO-RO] Lacu Sarat - Gura Ialomitei [DIR] [RO] | RGIAL11 _RLACS41 _1:line | 1268 |  | 1600 | -332 | 79 | []
RO_CO_00016 | N-1 Tariverde - Constanta Nord | [RO-RO] Lacu Sarat - Gura Ialomitei [DIR] [RO] | RGIAL11 _RLACS41 _1:line | 1146 |  | 1600 | -454 | 72 | []

## 2130Preventive
Detailed results
Generated at: | 2023-12-12 19:16
Business day: | 13.12.2023
Timestamp: | 21:30
Border & direction: | South-Romania Export
Horizon: | DA
Remedial actions: | true
Evaluation type: | PREVENTIVE
TTC [MW]: | 1259
Fallback applied | false
Loading threshold | 0.7
Applied RAs
CO ID | RA ID | Name of the RA | Usage | Type | Location | Status
Limiting CNECs
CO ID | Name of the CO | Name of the CNE | CNE UCTE branch | Calculated I (A) | I max (PRE) | I max (CUR) | Margin (A) | Loading (%) | Applicable curative RAs
RO_CO_00018 | N-1 Cernavoda - Pelicanu | [RO-RO] Cernavoda - Gura Ialomitei c1 [OPP] [RO] | RGIAL11 _RCERN41 _1:line | 1600 | 1600 | 1600 | 0 | 100 | []
RO_CO_00018 | N-1 Cernavoda - Pelicanu | [RO-RO] Lacu Sarat - Gura Ialomitei [OPP] [RO] | RGIAL11 _RLACS41 _1:line | 1593 | 1600 | 1600 | -7 | 100 | []
RO_CO_00019 | N-1 Gura Ialomitei - Bucuresti Sud | [RO-RO] Lacu Sarat - Gura Ialomitei [OPP] [RO] | RGIAL11 _RLACS41 _1:line | 1582 | 1600 | 1600 | -18 | 99 | []
RO_CO_00019 | N-1 Gura Ialomitei - Bucuresti Sud | [RO-RO] Cernavoda - Gura Ialomitei c1 [OPP] [RO] | RGIAL11 _RCERN41 _1:line | 1524 | 1600 | 1600 | -76 | 95 | []
RO_CO_00020 | N-1 Bucuresti Sud - Domnesti | [RO-RO] Lacu Sarat - Gura Ialomitei [OPP] [RO] | RGIAL11 _RLACS41 _1:line | 1472 | 1600 | 1600 | -128 | 92 | []
RO_CO_00012 | N-1 Isaccea - Tulcea Vest | [RO-RO] Lacu Sarat - Gura Ialomitei [OPP] [RO] | RGIAL11 _RLACS41 _1:line | 1470 | 1600 | 1600 | -130 | 92 | []
RO_CO_00015 | N-1 Tulcea Vest - Tariverde | [RO-RO] Lacu Sarat - Gura Ialomitei [OPP] [RO] | RGIAL11 _RLACS41 _1:line | 1409 | 1600 | 1600 | -191 | 88 | []
BC | Base Case | [RO-RO] Lacu Sarat - Gura Ialomitei [OPP] [RO] | RGIAL11 _RLACS41 _1:line | 1409 | 1600 | 1600 | -191 | 88 | []
RO_CO_00017 | N-1 Constanta Nord- Cernavoda | [RO-RO] Lacu Sarat - Gura Ialomitei [OPP] [RO] | RGIAL11 _RLACS41 _1:line | 1402 | 1600 | 1600 | -198 | 88 | []
RO_CO_00023 | N-1 Gutinas â Smardan | [RO-RO] Lacu Sarat - Gura Ialomitei [OPP] [RO] | RGIAL11 _RLACS41 _1:line | 1325 | 1600 | 1600 | -275 | 83 | []
BC | Base Case | [RO-RO] Cernavoda - Gura Ialomitei c1 [OPP] [RO] | RGIAL11 _RCERN41 _1:line | 1321 | 1600 | 1600 | -279 | 83 | []
RO_CO_00016 | N-1 Tariverde - Constanta Nord | [RO-RO] Lacu Sarat - Gura Ialomitei [OPP] [RO] | RGIAL11 _RLACS41 _1:line | 1193 | 1600 | 1600 | -407 | 75 | []

## 2130Curative
Detailed results
Generated at: | 2023-12-12 19:16
Business day: | 13.12.2023
Timestamp: | 21:30
Border & direction: | South-Romania Export
Horizon: | DA
Remedial actions: | true
Evaluation type: | CURATIVE
TTC [MW]: | 1259
Fallback applied | false
Loading threshold | 0.7
Applied RAs
CO ID | RA ID | Name of the RA | Usage | Type | Location | Status
Limiting CNECs
CO ID | Name of the CO | Name of the CNE | CNE UCTE branch | Calculated I (A) | I max (PRE) | I max (CUR) | Margin (A) | Loading (%) | Applicable curative RAs
RO_CO_00018 | N-1 Cernavoda - Pelicanu | [RO-RO] Cernavoda - Gura Ialomitei c1 [OPP] [RO] | RGIAL11 _RCERN41 _1:line | 1600 |  | 1600 | 0 | 100 | []
RO_CO_00018 | N-1 Cernavoda - Pelicanu | [RO-RO] Lacu Sarat - Gura Ialomitei [OPP] [RO] | RGIAL11 _RLACS41 _1:line | 1593 |  | 1600 | -7 | 100 | []
RO_CO_00019 | N-1 Gura Ialomitei - Bucuresti Sud | [RO-RO] Lacu Sarat - Gura Ialomitei [OPP] [RO] | RGIAL11 _RLACS41 _1:line | 1582 |  | 1600 | -18 | 99 | []
RO_CO_00019 | N-1 Gura Ialomitei - Bucuresti Sud | [RO-RO] Cernavoda - Gura Ialomitei c1 [OPP] [RO] | RGIAL11 _RCERN41 _1:line | 1524 |  | 1600 | -76 | 95 | []
RO_CO_00020 | N-1 Bucuresti Sud - Domnesti | [RO-RO] Lacu Sarat - Gura Ialomitei [OPP] [RO] | RGIAL11 _RLACS41 _1:line | 1472 |  | 1600 | -128 | 92 | []
RO_CO_00012 | N-1 Isaccea - Tulcea Vest | [RO-RO] Lacu Sarat - Gura Ialomitei [OPP] [RO] | RGIAL11 _RLACS41 _1:line | 1470 |  | 1600 | -130 | 92 | []
RO_CO_00015 | N-1 Tulcea Vest - Tariverde | [RO-RO] Lacu Sarat - Gura Ialomitei [OPP] [RO] | RGIAL11 _RLACS41 _1:line | 1409 |  | 1600 | -191 | 88 | []
BC | Base Case | [RO-RO] Lacu Sarat - Gura Ialomitei [OPP] [RO] | RGIAL11 _RLACS41 _1:line | 1409 |  | 1600 | -191 | 88 | []
RO_CO_00017 | N-1 Constanta Nord- Cernavoda | [RO-RO] Lacu Sarat - Gura Ialomitei [OPP] [RO] | RGIAL11 _RLACS41 _1:line | 1402 |  | 1600 | -198 | 88 | []
RO_CO_00023 | N-1 Gutinas â Smardan | [RO-RO] Lacu Sarat - Gura Ialomitei [OPP] [RO] | RGIAL11 _RLACS41 _1:line | 1325 |  | 1600 | -275 | 83 | []
BC | Base Case | [RO-RO] Cernavoda - Gura Ialomitei c1 [OPP] [RO] | RGIAL11 _RCERN41 _1:line | 1321 |  | 1600 | -279 | 83 | []
RO_CO_00016 | N-1 Tariverde - Constanta Nord | [RO-RO] Lacu Sarat - Gura Ialomitei [OPP] [RO] | RGIAL11 _RLACS41 _1:line | 1193 |  | 1600 | -407 | 75 | []

## 2230Preventive
Detailed results
Generated at: | 2023-12-12 19:16
Business day: | 13.12.2023
Timestamp: | 22:30
Border & direction: | South-Romania Export
Horizon: | DA
Remedial actions: | true
Evaluation type: | PREVENTIVE
TTC [MW]: | 1872
Fallback applied | false
Loading threshold | 0.7
Applied RAs
CO ID | RA ID | Name of the RA | Usage | Type | Location | Status
Limiting CNECs
CO ID | Name of the CO | Name of the CNE | CNE UCTE branch | Calculated I (A) | I max (PRE) | I max (CUR) | Margin (A) | Loading (%) | Applicable curative RAs
RO_CO_00018 | N-1 Cernavoda - Pelicanu | [RO-RO] Lacu Sarat - Gura Ialomitei [DIR] [RO] | RGIAL11 _RLACS41 _1:line | 1600 | 1600 | 1600 | 0 | 100 | []
RO_CO_00018 | N-1 Cernavoda - Pelicanu | [RO-RO] Cernavoda - Gura Ialomitei c1 [OPP] [RO] | RGIAL11 _RCERN41 _1:line | 1599 | 1600 | 1600 | -1 | 100 | []
RO_CO_00019 | N-1 Gura Ialomitei - Bucuresti Sud | [RO-RO] Lacu Sarat - Gura Ialomitei [DIR] [RO] | RGIAL11 _RLACS41 _1:line | 1587 | 1600 | 1600 | -13 | 99 | []
RO_CO_00019 | N-1 Gura Ialomitei - Bucuresti Sud | [RO-RO] Cernavoda - Gura Ialomitei c1 [OPP] [RO] | RGIAL11 _RCERN41 _1:line | 1526 | 1600 | 1600 | -74 | 95 | []
RO_CO_00012 | N-1 Isaccea - Tulcea Vest | [RO-RO] Lacu Sarat - Gura Ialomitei [DIR] [RO] | RGIAL11 _RLACS41 _1:line | 1487 | 1600 | 1600 | -113 | 93 | []
RO_CO_00020 | N-1 Bucuresti Sud - Domnesti | [RO-RO] Lacu Sarat - Gura Ialomitei [DIR] [RO] | RGIAL11 _RLACS41 _1:line | 1481 | 1600 | 1600 | -119 | 93 | []
RO_CO_00015 | N-1 Tulcea Vest - Tariverde | [RO-RO] Lacu Sarat - Gura Ialomitei [DIR] [RO] | RGIAL11 _RLACS41 _1:line | 1434 | 1600 | 1600 | -166 | 90 | []
BC | Base Case | [RO-RO] Lacu Sarat - Gura Ialomitei [DIR] [RO] | RGIAL11 _RLACS41 _1:line | 1434 | 1600 | 1600 | -166 | 90 | []
RO_CO_00017 | N-1 Constanta Nord- Cernavoda | [RO-RO] Lacu Sarat - Gura Ialomitei [DIR] [RO] | RGIAL11 _RLACS41 _1:line | 1429 | 1600 | 1600 | -171 | 89 | []
RO_CO_00023 | N-1 Gutinas â Smardan | [RO-RO] Lacu Sarat - Gura Ialomitei [DIR] [RO] | RGIAL11 _RLACS41 _1:line | 1392 | 1600 | 1600 | -208 | 87 | []
BC | Base Case | [RO-RO] Cernavoda - Gura Ialomitei c1 [OPP] [RO] | RGIAL11 _RCERN41 _1:line | 1347 | 1600 | 1600 | -253 | 84 | []
RO-RS_CO_00001, RO_RS_CO_00001 | N-1 Portile de Fier-Djerdap, N-1 Portile de Fier-Djerdap | [RO-BG] Tantareni-Kozlodui 2 [DIR] [RO] | RTINTB1 _XKO_TI12_1:line | 1310 | 1600 | 1600 | -290 | 82 | []
RO-RS_CO_00001, RO_RS_CO_00001 | N-1 Portile de Fier-Djerdap, N-1 Portile de Fier-Djerdap | [BG-RO] 400kV NPP Kozloduy - Tantareni ck. 2 [DIR] [BG] | VAECKO11_XKO_TI12_1:line | -1306 | 1601 | 1601 | -295 | 82 | []
RO_CO_00016 | N-1 Tariverde - Constanta Nord | [RO-RO] Lacu Sarat - Gura Ialomitei [DIR] [RO] | RGIAL11 _RLACS41 _1:line | 1243 | 1600 | 1600 | -357 | 78 | []

## 2230Curative
Detailed results
Generated at: | 2023-12-12 19:16
Business day: | 13.12.2023
Timestamp: | 22:30
Border & direction: | South-Romania Export
Horizon: | DA
Remedial actions: | true
Evaluation type: | CURATIVE
TTC [MW]: | 1872
Fallback applied | false
Loading threshold | 0.7
Applied RAs
CO ID | RA ID | Name of the RA | Usage | Type | Location | Status
Limiting CNECs
CO ID | Name of the CO | Name of the CNE | CNE UCTE branch | Calculated I (A) | I max (PRE) | I max (CUR) | Margin (A) | Loading (%) | Applicable curative RAs
RO_CO_00018 | N-1 Cernavoda - Pelicanu | [RO-RO] Lacu Sarat - Gura Ialomitei [DIR] [RO] | RGIAL11 _RLACS41 _1:line | 1600 |  | 1600 | 0 | 100 | []
RO_CO_00018 | N-1 Cernavoda - Pelicanu | [RO-RO] Cernavoda - Gura Ialomitei c1 [OPP] [RO] | RGIAL11 _RCERN41 _1:line | 1599 |  | 1600 | -1 | 100 | []
RO_CO_00019 | N-1 Gura Ialomitei - Bucuresti Sud | [RO-RO] Lacu Sarat - Gura Ialomitei [DIR] [RO] | RGIAL11 _RLACS41 _1:line | 1587 |  | 1600 | -13 | 99 | []
RO_CO_00019 | N-1 Gura Ialomitei - Bucuresti Sud | [RO-RO] Cernavoda - Gura Ialomitei c1 [OPP] [RO] | RGIAL11 _RCERN41 _1:line | 1526 |  | 1600 | -74 | 95 | []
RO_CO_00012 | N-1 Isaccea - Tulcea Vest | [RO-RO] Lacu Sarat - Gura Ialomitei [DIR] [RO] | RGIAL11 _RLACS41 _1:line | 1487 |  | 1600 | -113 | 93 | []
RO_CO_00020 | N-1 Bucuresti Sud - Domnesti | [RO-RO] Lacu Sarat - Gura Ialomitei [DIR] [RO] | RGIAL11 _RLACS41 _1:line | 1481 |  | 1600 | -119 | 93 | []
RO_CO_00015 | N-1 Tulcea Vest - Tariverde | [RO-RO] Lacu Sarat - Gura Ialomitei [DIR] [RO] | RGIAL11 _RLACS41 _1:line | 1434 |  | 1600 | -166 | 90 | []
BC | Base Case | [RO-RO] Lacu Sarat - Gura Ialomitei [DIR] [RO] | RGIAL11 _RLACS41 _1:line | 1434 |  | 1600 | -166 | 90 | []
RO_CO_00017 | N-1 Constanta Nord- Cernavoda | [RO-RO] Lacu Sarat - Gura Ialomitei [DIR] [RO] | RGIAL11 _RLACS41 _1:line | 1429 |  | 1600 | -171 | 89 | []
RO_CO_00023 | N-1 Gutinas â Smardan | [RO-RO] Lacu Sarat - Gura Ialomitei [DIR] [RO] | RGIAL11 _RLACS41 _1:line | 1392 |  | 1600 | -208 | 87 | []
BC | Base Case | [RO-RO] Cernavoda - Gura Ialomitei c1 [OPP] [RO] | RGIAL11 _RCERN41 _1:line | 1347 |  | 1600 | -253 | 84 | []
RO-RS_CO_00001, RO_RS_CO_00001 | N-1 Portile de Fier-Djerdap, N-1 Portile de Fier-Djerdap | [RO-BG] Tantareni-Kozlodui 2 [DIR] [RO] | RTINTB1 _XKO_TI12_1:line | 1310 |  | 1600 | -290 | 82 | []
RO-RS_CO_00001, RO_RS_CO_00001 | N-1 Portile de Fier-Djerdap, N-1 Portile de Fier-Djerdap | [BG-RO] 400kV NPP Kozloduy - Tantareni ck. 2 [DIR] [BG] | VAECKO11_XKO_TI12_1:line | -1306 |  | 1601 | -295 | 82 | []
RO_CO_00016 | N-1 Tariverde - Constanta Nord | [RO-RO] Lacu Sarat - Gura Ialomitei [DIR] [RO] | RGIAL11 _RLACS41 _1:line | 1243 |  | 1600 | -357 | 78 | []

## 2330Preventive
Detailed results
Generated at: | 2023-12-12 19:16
Business day: | 13.12.2023
Timestamp: | 23:30
Border & direction: | South-Romania Export
Horizon: | DA
Remedial actions: | true
Evaluation type: | PREVENTIVE
TTC [MW]: | 2217
Fallback applied | false
Loading threshold | 0.7
Applied RAs
CO ID | RA ID | Name of the RA | Usage | Type | Location | Status
Limiting CNECs
CO ID | Name of the CO | Name of the CNE | CNE UCTE branch | Calculated I (A) | I max (PRE) | I max (CUR) | Margin (A) | Loading (%) | Applicable curative RAs
RO_CO_00018 | N-1 Cernavoda - Pelicanu | [RO-RO] Cernavoda - Gura Ialomitei c1 [OPP] [RO] | RGIAL11 _RCERN41 _1:line | 1599 | 1600 | 1600 | -1 | 100 | []
RO_CO_00018 | N-1 Cernavoda - Pelicanu | [RO-RO] Lacu Sarat - Gura Ialomitei [DIR] [RO] | RGIAL11 _RLACS41 _1:line | 1595 | 1600 | 1600 | -5 | 100 | []
RO_CO_00019 | N-1 Gura Ialomitei - Bucuresti Sud | [RO-RO] Lacu Sarat - Gura Ialomitei [DIR] [RO] | RGIAL11 _RLACS41 _1:line | 1584 | 1600 | 1600 | -16 | 99 | []
RO_CO_00019 | N-1 Gura Ialomitei - Bucuresti Sud | [RO-RO] Cernavoda - Gura Ialomitei c1 [OPP] [RO] | RGIAL11 _RCERN41 _1:line | 1526 | 1600 | 1600 | -74 | 95 | []
RO-RS_CO_00001, RO_RS_CO_00001 | N-1 Portile de Fier-Djerdap, N-1 Portile de Fier-Djerdap | [RO-BG] Tantareni-Kozlodui 2 [OPP] [RO] | RTINTB1 _XKO_TI12_1:line | 1477 | 1600 | 1600 | -123 | 92 | []
RO_CO_00012 | N-1 Isaccea - Tulcea Vest | [RO-RO] Lacu Sarat - Gura Ialomitei [DIR] [RO] | RGIAL11 _RLACS41 _1:line | 1476 | 1600 | 1600 | -124 | 92 | []
RO-RS_CO_00001, RO_RS_CO_00001 | N-1 Portile de Fier-Djerdap, N-1 Portile de Fier-Djerdap | [BG-RO] 400kV KOZLODUI-TINTARENI2 [DIR] [BG] | VAECKO11_XKO_TI12_1:line | -1476 | 1601 | 1601 | -125 | 92 | []
RO_CO_00020 | N-1 Bucuresti Sud - Domnesti | [RO-RO] Lacu Sarat - Gura Ialomitei [DIR] [RO] | RGIAL11 _RLACS41 _1:line | 1469 | 1600 | 1600 | -131 | 92 | []
BC | Base Case | [RO-RO] Lacu Sarat - Gura Ialomitei [DIR] [RO] | RGIAL11 _RLACS41 _1:line | 1423 | 1600 | 1600 | -177 | 89 | []
RO_CO_00015 | N-1 Tulcea Vest - Tariverde | [RO-RO] Lacu Sarat - Gura Ialomitei [DIR] [RO] | RGIAL11 _RLACS41 _1:line | 1423 | 1600 | 1600 | -177 | 89 | []
RO_CO_00017 | N-1 Constanta Nord- Cernavoda | [RO-RO] Lacu Sarat - Gura Ialomitei [DIR] [RO] | RGIAL11 _RLACS41 _1:line | 1417 | 1600 | 1600 | -183 | 89 | []
RO_CO_00023 | N-1 Gutinas â Smardan | [RO-RO] Lacu Sarat - Gura Ialomitei [DIR] [RO] | RGIAL11 _RLACS41 _1:line | 1393 | 1600 | 1600 | -207 | 87 | []
BC | Base Case | [RO-RO] Cernavoda - Gura Ialomitei c1 [OPP] [RO] | RGIAL11 _RCERN41 _1:line | -1337 | -1600 | -1600 | -263 | 84 | []
RO_CO_00016 | N-1 Tariverde - Constanta Nord | [RO-RO] Lacu Sarat - Gura Ialomitei [DIR] [RO] | RGIAL11 _RLACS41 _1:line | 1233 | 1600 | 1600 | -367 | 77 | []
BC | Base Case | [RO-BG] Tantareni-Kozlodui 2 [OPP] [RO] | RTINTB1 _XKO_TI12_1:line | 1160 | 1600 | 1600 | -440 | 72 | []
BC | Base Case | [BG-RO] 400kV KOZLODUI-TINTARENI2 [DIR] [BG] | VAECKO11_XKO_TI12_1:line | -1157 | 1601 | 1601 | -444 | 72 | []
RO-BG_CO_00002 | N-1 Kozlodui-Tantareni 2 | [RO-RS] Portile de Fier-Djerdap [DIR] [RO] | RPDFE41 _XPF_DJ11_1:line | -1325 | -1836 | -1836 | -511 | 72 | []

## 2330Curative
Detailed results
Generated at: | 2023-12-12 19:16
Business day: | 13.12.2023
Timestamp: | 23:30
Border & direction: | South-Romania Export
Horizon: | DA
Remedial actions: | true
Evaluation type: | CURATIVE
TTC [MW]: | 2217
Fallback applied | false
Loading threshold | 0.7
Applied RAs
CO ID | RA ID | Name of the RA | Usage | Type | Location | Status
Limiting CNECs
CO ID | Name of the CO | Name of the CNE | CNE UCTE branch | Calculated I (A) | I max (PRE) | I max (CUR) | Margin (A) | Loading (%) | Applicable curative RAs
RO_CO_00018 | N-1 Cernavoda - Pelicanu | [RO-RO] Cernavoda - Gura Ialomitei c1 [OPP] [RO] | RGIAL11 _RCERN41 _1:line | 1599 |  | 1600 | -1 | 100 | []
RO_CO_00018 | N-1 Cernavoda - Pelicanu | [RO-RO] Lacu Sarat - Gura Ialomitei [DIR] [RO] | RGIAL11 _RLACS41 _1:line | 1595 |  | 1600 | -5 | 100 | []
RO_CO_00019 | N-1 Gura Ialomitei - Bucuresti Sud | [RO-RO] Lacu Sarat - Gura Ialomitei [DIR] [RO] | RGIAL11 _RLACS41 _1:line | 1584 |  | 1600 | -16 | 99 | []
RO_CO_00019 | N-1 Gura Ialomitei - Bucuresti Sud | [RO-RO] Cernavoda - Gura Ialomitei c1 [OPP] [RO] | RGIAL11 _RCERN41 _1:line | 1526 |  | 1600 | -74 | 95 | []
RO-RS_CO_00001, RO_RS_CO_00001 | N-1 Portile de Fier-Djerdap, N-1 Portile de Fier-Djerdap | [RO-BG] Tantareni-Kozlodui 2 [OPP] [RO] | RTINTB1 _XKO_TI12_1:line | 1477 |  | 1600 | -123 | 92 | []
RO_CO_00012 | N-1 Isaccea - Tulcea Vest | [RO-RO] Lacu Sarat - Gura Ialomitei [DIR] [RO] | RGIAL11 _RLACS41 _1:line | 1476 |  | 1600 | -124 | 92 | []
RO-RS_CO_00001, RO_RS_CO_00001 | N-1 Portile de Fier-Djerdap, N-1 Portile de Fier-Djerdap | [BG-RO] 400kV KOZLODUI-TINTARENI2 [DIR] [BG] | VAECKO11_XKO_TI12_1:line | -1476 |  | 1601 | -125 | 92 | []
RO_CO_00020 | N-1 Bucuresti Sud - Domnesti | [RO-RO] Lacu Sarat - Gura Ialomitei [DIR] [RO] | RGIAL11 _RLACS41 _1:line | 1469 |  | 1600 | -131 | 92 | []
BC | Base Case | [RO-RO] Lacu Sarat - Gura Ialomitei [DIR] [RO] | RGIAL11 _RLACS41 _1:line | 1423 |  | 1600 | -177 | 89 | []
RO_CO_00015 | N-1 Tulcea Vest - Tariverde | [RO-RO] Lacu Sarat - Gura Ialomitei [DIR] [RO] | RGIAL11 _RLACS41 _1:line | 1423 |  | 1600 | -177 | 89 | []
RO_CO_00017 | N-1 Constanta Nord- Cernavoda | [RO-RO] Lacu Sarat - Gura Ialomitei [DIR] [RO] | RGIAL11 _RLACS41 _1:line | 1417 |  | 1600 | -183 | 89 | []
RO_CO_00023 | N-1 Gutinas â Smardan | [RO-RO] Lacu Sarat - Gura Ialomitei [DIR] [RO] | RGIAL11 _RLACS41 _1:line | 1393 |  | 1600 | -207 | 87 | []
BC | Base Case | [RO-RO] Cernavoda - Gura Ialomitei c1 [OPP] [RO] | RGIAL11 _RCERN41 _1:line | -1337 |  | -1600 | -263 | 84 | []
RO_CO_00016 | N-1 Tariverde - Constanta Nord | [RO-RO] Lacu Sarat - Gura Ialomitei [DIR] [RO] | RGIAL11 _RLACS41 _1:line | 1233 |  | 1600 | -367 | 77 | []
BC | Base Case | [RO-BG] Tantareni-Kozlodui 2 [OPP] [RO] | RTINTB1 _XKO_TI12_1:line | 1160 |  | 1600 | -440 | 72 | []
BC | Base Case | [BG-RO] 400kV KOZLODUI-TINTARENI2 [DIR] [BG] | VAECKO11_XKO_TI12_1:line | -1157 |  | 1601 | -444 | 72 | []
RO-BG_CO_00002 | N-1 Kozlodui-Tantareni 2 | [RO-RS] Portile de Fier-Djerdap [DIR] [RO] | RPDFE41 _XPF_DJ11_1:line | -1325 |  | -1836 | -511 | 72 | []