## 0030Preventive
Detailed results
Generated at: | 2023-12-11 21:54
Business day: | 13.12.2023
Timestamp: | 00:30
Border & direction: | South-Romania Import
Horizon: | 2D
Remedial actions: | true
Evaluation type: | PREVENTIVE
TTC [MW]: | 1842
Fallback applied | false
Loading threshold | 0.7
Applied RAs
CO ID | RA ID | Name of the RA | Usage | Type | Location | Status
[n/a] | RO_RA_00001 | PRA 400/220kV AT3 Arad | preventive | pst |  | helpful
[n/a] | RO_RA_00002 | PRA 400/220kV AT Urechesti | preventive | pst |  | helpful
[n/a] | RO_RA_00008 | PRA 400 kV Tantareni-Kozlodui 1 | preventive | topological |  | helpful
[n/a] | RO_RA_00009 | PRA 400 kV Tantareni-Kozlodui 2 | preventive | topological |  | notApplied
Limiting CNECs
CO ID | Name of the CO | Name of the CNE | CNE UCTE branch | Calculated I (A) | I max (PRE) | I max (CUR) | Margin (A) | Loading (%) | Applicable curative RAs
RO-UA_CO_00001 | N-1 Rosiori-Mukacevo | [RO-RS] Portile de Fier-Djerdap [DIR] [RO] | RPDFE41 _XPF_DJ11_1:line | -1829 | -1836 | -1836 | -7 | 100 | []
RO-HU_CO_00002 | N-1 Nadab-Bekescsaba | [RO-RS] Portile de Fier-Djerdap [DIR] [RO] | RPDFE41 _XPF_DJ11_1:line | -1751 | -1836 | -1836 | -85 | 95 | []
RO_CO_00002 | N-1 Mintia-Arad | [RO-RS] Portile de Fier-Djerdap [DIR] [RO] | RPDFE41 _XPF_DJ11_1:line | -1747 | -1836 | -1836 | -89 | 95 | []
RO-BG_CO_00002 | N-1 Kozlodui-Tantareni 2 | [RO-RS] Portile de Fier-Djerdap [DIR] [RO] | RPDFE41 _XPF_DJ11_1:line | -1745 | -1836 | -1836 | -91 | 95 | []
RO-BG_CO_00001 | N-1 Tantareni-Kozlodui 1 | [RO-RS] Portile de Fier-Djerdap [DIR] [RO] | RPDFE41 _XPF_DJ11_1:line | -1745 | -1836 | -1836 | -91 | 95 | []
RO-HU_CO_00001 | N-1 Arad-Sandorfalva | [RO-RS] Portile de Fier-Djerdap [DIR] [RO] | RPDFE41 _XPF_DJ11_1:line | -1736 | -1836 | -1836 | -100 | 95 | []
RO_CO_00027 | N-1 AT3 Arad | [RO-RS] Portile de Fier-Djerdap [DIR] [RO] | RPDFE41 _XPF_DJ11_1:line | -1726 | -1836 | -1836 | -110 | 94 | []
BC | Base Case | [RO-RS] Portile de Fier-Djerdap [DIR] [RO] | RPDFE41 _XPF_DJ11_1:line | -1687 | -1836 | -1836 | -149 | 92 | []
RO_CO_00029 | N-1 Resita-Timisoara | [RO-RS] Portile de Fier-Djerdap [DIR] [RO] | RPDFE41 _XPF_DJ11_1:line | -1594 | -1836 | -1836 | -242 | 87 | []
RO_CO_00001 | N-1 Portile de Fier-Resita | [RO-RS] Portile de Fier-Djerdap [DIR] [RO] | RPDFE41 _XPF_DJ11_1:line | -1505 | -1836 | -1836 | -331 | 82 | []
RO-RS_CO_00001, RO_RS_CO_00001 | N-1 Portile de Fier-Djerdap, N-1 Portile de Fier-Djerdap | [RO-RO] AT3 Arad [DIR] [RO] | RARA4D1 _RARAD22 _1:trf | -736 | -999 | -999 | -263 | 74 | []

## 0030Curative
Detailed results
Generated at: | 2023-12-11 21:54
Business day: | 13.12.2023
Timestamp: | 00:30
Border & direction: | South-Romania Import
Horizon: | 2D
Remedial actions: | true
Evaluation type: | CURATIVE
TTC [MW]: | 1842
Fallback applied | false
Loading threshold | 0.7
Applied RAs
CO ID | RA ID | Name of the RA | Usage | Type | Location | Status
[n/a] | RO_RA_00001 | PRA 400/220kV AT3 Arad | preventive | pst |  | helpful
[n/a] | RO_RA_00002 | PRA 400/220kV AT Urechesti | preventive | pst |  | helpful
[n/a] | RO_RA_00008 | PRA 400 kV Tantareni-Kozlodui 1 | preventive | topological |  | helpful
[n/a] | RO_RA_00009 | PRA 400 kV Tantareni-Kozlodui 2 | preventive | topological |  | notApplied
Limiting CNECs
CO ID | Name of the CO | Name of the CNE | CNE UCTE branch | Calculated I (A) | I max (PRE) | I max (CUR) | Margin (A) | Loading (%) | Applicable curative RAs
RO-UA_CO_00001 | N-1 Rosiori-Mukacevo | [RO-RS] Portile de Fier-Djerdap [DIR] [RO] | RPDFE41 _XPF_DJ11_1:line | -1829 |  | -1836 | -7 | 100 | []
RO-HU_CO_00002 | N-1 Nadab-Bekescsaba | [RO-RS] Portile de Fier-Djerdap [DIR] [RO] | RPDFE41 _XPF_DJ11_1:line | -1751 |  | -1836 | -85 | 95 | []
RO_CO_00002 | N-1 Mintia-Arad | [RO-RS] Portile de Fier-Djerdap [DIR] [RO] | RPDFE41 _XPF_DJ11_1:line | -1747 |  | -1836 | -89 | 95 | []
RO-BG_CO_00002 | N-1 Kozlodui-Tantareni 2 | [RO-RS] Portile de Fier-Djerdap [DIR] [RO] | RPDFE41 _XPF_DJ11_1:line | -1745 |  | -1836 | -91 | 95 | []
RO-BG_CO_00001 | N-1 Tantareni-Kozlodui 1 | [RO-RS] Portile de Fier-Djerdap [DIR] [RO] | RPDFE41 _XPF_DJ11_1:line | -1745 |  | -1836 | -91 | 95 | []
RO-HU_CO_00001 | N-1 Arad-Sandorfalva | [RO-RS] Portile de Fier-Djerdap [DIR] [RO] | RPDFE41 _XPF_DJ11_1:line | -1736 |  | -1836 | -100 | 95 | []
RO_CO_00027 | N-1 AT3 Arad | [RO-RS] Portile de Fier-Djerdap [DIR] [RO] | RPDFE41 _XPF_DJ11_1:line | -1726 |  | -1836 | -110 | 94 | []
BC | Base Case | [RO-RS] Portile de Fier-Djerdap [DIR] [RO] | RPDFE41 _XPF_DJ11_1:line | -1687 |  | -1836 | -149 | 92 | []
RO_CO_00029 | N-1 Resita-Timisoara | [RO-RS] Portile de Fier-Djerdap [DIR] [RO] | RPDFE41 _XPF_DJ11_1:line | -1594 |  | -1836 | -242 | 87 | []
RO_CO_00001 | N-1 Portile de Fier-Resita | [RO-RS] Portile de Fier-Djerdap [DIR] [RO] | RPDFE41 _XPF_DJ11_1:line | -1505 |  | -1836 | -331 | 82 | []
RO-RS_CO_00001, RO_RS_CO_00001 | N-1 Portile de Fier-Djerdap, N-1 Portile de Fier-Djerdap | [RO-RO] AT3 Arad [DIR] [RO] | RARA4D1 _RARAD22 _1:trf | -736 |  | -999 | -263 | 74 | []

## 0130Preventive
Detailed results
Generated at: | 2023-12-11 21:54
Business day: | 13.12.2023
Timestamp: | 01:30
Border & direction: | South-Romania Import
Horizon: | 2D
Remedial actions: | true
Evaluation type: | PREVENTIVE
TTC [MW]: | 2041
Fallback applied | false
Loading threshold | 0.7
Applied RAs
CO ID | RA ID | Name of the RA | Usage | Type | Location | Status
[n/a] | RO_RA_00001 | PRA 400/220kV AT3 Arad | preventive | pst |  | helpful
[n/a] | RO_RA_00002 | PRA 400/220kV AT Urechesti | preventive | pst |  | helpful
[n/a] | RO_RA_00008 | PRA 400 kV Tantareni-Kozlodui 1 | preventive | topological |  | helpful
[n/a] | RO_RA_00009 | PRA 400 kV Tantareni-Kozlodui 2 | preventive | topological |  | notApplied
Limiting CNECs
CO ID | Name of the CO | Name of the CNE | CNE UCTE branch | Calculated I (A) | I max (PRE) | I max (CUR) | Margin (A) | Loading (%) | Applicable curative RAs
RO-UA_CO_00001 | N-1 Rosiori-Mukacevo | [RO-RS] Portile de Fier-Djerdap [OPP] [RO] | RPDFE41 _XPF_DJ11_1:line | -1833 | -1836 | -1836 | -3 | 100 | []
RO-BG_CO_00002 | N-1 Kozlodui-Tantareni 2 | [RO-RS] Portile de Fier-Djerdap [OPP] [RO] | RPDFE41 _XPF_DJ11_1:line | -1770 | -1836 | -1836 | -66 | 96 | []
RO-BG_CO_00001 | N-1 Tantareni-Kozlodui 1 | [RO-RS] Portile de Fier-Djerdap [OPP] [RO] | RPDFE41 _XPF_DJ11_1:line | -1770 | -1836 | -1836 | -66 | 96 | []
RO-HU_CO_00002 | N-1 Nadab-Bekescsaba | [RO-RS] Portile de Fier-Djerdap [OPP] [RO] | RPDFE41 _XPF_DJ11_1:line | -1763 | -1836 | -1836 | -73 | 96 | []
RO_CO_00002 | N-1 Mintia-Arad | [RO-RS] Portile de Fier-Djerdap [OPP] [RO] | RPDFE41 _XPF_DJ11_1:line | -1758 | -1836 | -1836 | -78 | 96 | []
RO-HU_CO_00001 | N-1 Arad-Sandorfalva | [RO-RS] Portile de Fier-Djerdap [OPP] [RO] | RPDFE41 _XPF_DJ11_1:line | -1752 | -1836 | -1836 | -84 | 95 | []
RO_CO_00027 | N-1 AT3 Arad | [RO-RS] Portile de Fier-Djerdap [OPP] [RO] | RPDFE41 _XPF_DJ11_1:line | -1742 | -1836 | -1836 | -94 | 95 | []
BC | Base Case | [RO-RS] Portile de Fier-Djerdap [OPP] [RO] | RPDFE41 _XPF_DJ11_1:line | -1701 | -1836 | -1836 | -135 | 93 | []
RO_CO_00029 | N-1 Resita-Timisoara | [RO-RS] Portile de Fier-Djerdap [OPP] [RO] | RPDFE41 _XPF_DJ11_1:line | -1603 | -1836 | -1836 | -233 | 87 | []
RO_CO_00001 | N-1 Portile de Fier-Resita | [RO-RS] Portile de Fier-Djerdap [OPP] [RO] | RPDFE41 _XPF_DJ11_1:line | -1512 | -1836 | -1836 | -324 | 82 | []
RO-RS_CO_00001, RO_RS_CO_00001 | N-1 Portile de Fier-Djerdap, N-1 Portile de Fier-Djerdap | [RO-RO] AT3 Arad [OPP] [RO] | RARA4D1 _RARAD22 _1:trf | -758 | -999 | -999 | -241 | 76 | []

## 0130Curative
Detailed results
Generated at: | 2023-12-11 21:54
Business day: | 13.12.2023
Timestamp: | 01:30
Border & direction: | South-Romania Import
Horizon: | 2D
Remedial actions: | true
Evaluation type: | CURATIVE
TTC [MW]: | 2041
Fallback applied | false
Loading threshold | 0.7
Applied RAs
CO ID | RA ID | Name of the RA | Usage | Type | Location | Status
[n/a] | RO_RA_00001 | PRA 400/220kV AT3 Arad | preventive | pst |  | helpful
[n/a] | RO_RA_00002 | PRA 400/220kV AT Urechesti | preventive | pst |  | helpful
[n/a] | RO_RA_00008 | PRA 400 kV Tantareni-Kozlodui 1 | preventive | topological |  | helpful
[n/a] | RO_RA_00009 | PRA 400 kV Tantareni-Kozlodui 2 | preventive | topological |  | notApplied
Limiting CNECs
CO ID | Name of the CO | Name of the CNE | CNE UCTE branch | Calculated I (A) | I max (PRE) | I max (CUR) | Margin (A) | Loading (%) | Applicable curative RAs
RO-UA_CO_00001 | N-1 Rosiori-Mukacevo | [RO-RS] Portile de Fier-Djerdap [OPP] [RO] | RPDFE41 _XPF_DJ11_1:line | -1833 |  | -1836 | -3 | 100 | []
RO-BG_CO_00002 | N-1 Kozlodui-Tantareni 2 | [RO-RS] Portile de Fier-Djerdap [OPP] [RO] | RPDFE41 _XPF_DJ11_1:line | -1770 |  | -1836 | -66 | 96 | []
RO-BG_CO_00001 | N-1 Tantareni-Kozlodui 1 | [RO-RS] Portile de Fier-Djerdap [OPP] [RO] | RPDFE41 _XPF_DJ11_1:line | -1770 |  | -1836 | -66 | 96 | []
RO-HU_CO_00002 | N-1 Nadab-Bekescsaba | [RO-RS] Portile de Fier-Djerdap [OPP] [RO] | RPDFE41 _XPF_DJ11_1:line | -1763 |  | -1836 | -73 | 96 | []
RO_CO_00002 | N-1 Mintia-Arad | [RO-RS] Portile de Fier-Djerdap [OPP] [RO] | RPDFE41 _XPF_DJ11_1:line | -1758 |  | -1836 | -78 | 96 | []
RO-HU_CO_00001 | N-1 Arad-Sandorfalva | [RO-RS] Portile de Fier-Djerdap [OPP] [RO] | RPDFE41 _XPF_DJ11_1:line | -1752 |  | -1836 | -84 | 95 | []
RO_CO_00027 | N-1 AT3 Arad | [RO-RS] Portile de Fier-Djerdap [OPP] [RO] | RPDFE41 _XPF_DJ11_1:line | -1742 |  | -1836 | -94 | 95 | []
BC | Base Case | [RO-RS] Portile de Fier-Djerdap [OPP] [RO] | RPDFE41 _XPF_DJ11_1:line | -1701 |  | -1836 | -135 | 93 | []
RO_CO_00029 | N-1 Resita-Timisoara | [RO-RS] Portile de Fier-Djerdap [OPP] [RO] | RPDFE41 _XPF_DJ11_1:line | -1603 |  | -1836 | -233 | 87 | []
RO_CO_00001 | N-1 Portile de Fier-Resita | [RO-RS] Portile de Fier-Djerdap [OPP] [RO] | RPDFE41 _XPF_DJ11_1:line | -1512 |  | -1836 | -324 | 82 | []
RO-RS_CO_00001, RO_RS_CO_00001 | N-1 Portile de Fier-Djerdap, N-1 Portile de Fier-Djerdap | [RO-RO] AT3 Arad [OPP] [RO] | RARA4D1 _RARAD22 _1:trf | -758 |  | -999 | -241 | 76 | []

## 0230Preventive
Detailed results
Generated at: | 2023-12-11 21:54
Business day: | 13.12.2023
Timestamp: | 02:30
Border & direction: | South-Romania Import
Horizon: | 2D
Remedial actions: | true
Evaluation type: | PREVENTIVE
TTC [MW]: | 2332
Fallback applied | false
Loading threshold | 0.7
Applied RAs
CO ID | RA ID | Name of the RA | Usage | Type | Location | Status
[n/a] | BG_RA_00001 | PRA 400 kV TINTARENI1-KOZLODUI | preventive | topological |  | helpful
[n/a] | RO_RA_00001 | PRA 400/220kV AT3 Arad | preventive | pst |  | notApplied
[n/a] | RO_RA_00002 | PRA 400/220kV AT Urechesti | preventive | pst |  | notApplied
[n/a] | RO_RA_00008 | PRA 400 kV Tantareni-Kozlodui 1 | preventive | topological |  | notApplied
[n/a] | RO_RA_00009 | PRA 400 kV Tantareni-Kozlodui 2 | preventive | topological |  | notApplied
Limiting CNECs
CO ID | Name of the CO | Name of the CNE | CNE UCTE branch | Calculated I (A) | I max (PRE) | I max (CUR) | Margin (A) | Loading (%) | Applicable curative RAs
RO-UA_CO_00001 | N-1 Rosiori-Mukacevo | [RO-RS] Portile de Fier-Djerdap [DIR] [RO] | RPDFE41 _XPF_DJ11_1:line | -1828 | -1836 | -1836 | -8 | 100 | []
RO-BG_CO_00002 | N-1 Kozlodui-Tantareni 2 | [RO-RS] Portile de Fier-Djerdap [DIR] [RO] | RPDFE41 _XPF_DJ11_1:line | 1801 | 1836 | 1836 | -35 | 98 | []
RO-BG_CO_00001 | N-1 Tantareni-Kozlodui 1 | [RO-RS] Portile de Fier-Djerdap [DIR] [RO] | RPDFE41 _XPF_DJ11_1:line | 1801 | 1836 | 1836 | -35 | 98 | []
RO-HU_CO_00002 | N-1 Nadab-Bekescsaba | [RO-RS] Portile de Fier-Djerdap [DIR] [RO] | RPDFE41 _XPF_DJ11_1:line | -1770 | -1836 | -1836 | -66 | 96 | []
RO_CO_00027 | N-1 AT3 Arad | [RO-RS] Portile de Fier-Djerdap [DIR] [RO] | RPDFE41 _XPF_DJ11_1:line | 1769 | 1836 | 1836 | -67 | 96 | []
RO-HU_CO_00001 | N-1 Arad-Sandorfalva | [RO-RS] Portile de Fier-Djerdap [DIR] [RO] | RPDFE41 _XPF_DJ11_1:line | 1764 | 1836 | 1836 | -72 | 96 | []
RO_CO_00002 | N-1 Mintia-Arad | [RO-RS] Portile de Fier-Djerdap [DIR] [RO] | RPDFE41 _XPF_DJ11_1:line | -1758 | -1836 | -1836 | -78 | 96 | []
RO-RS_CO_00001, RO_RS_CO_00001 | N-1 Portile de Fier-Djerdap, N-1 Portile de Fier-Djerdap | [RO-RO] AT3 Arad [OPP] [RO] | RARA4D1 _RARAD22 _1:trf | -932 | -999 | -999 | -67 | 93 | []
BC | Base Case | [RO-RS] Portile de Fier-Djerdap [DIR] [RO] | RPDFE41 _XPF_DJ11_1:line | 1711 | 1836 | 1836 | -125 | 93 | []
RO_CO_00029 | N-1 Resita-Timisoara | [RO-RS] Portile de Fier-Djerdap [DIR] [RO] | RPDFE41 _XPF_DJ11_1:line | 1617 | 1836 | 1836 | -219 | 88 | []
RO_CO_00001 | N-1 Portile de Fier-Resita | [RO-RS] Portile de Fier-Djerdap [DIR] [RO] | RPDFE41 _XPF_DJ11_1:line | 1526 | 1836 | 1836 | -310 | 83 | []

## 0230Curative
Detailed results
Generated at: | 2023-12-11 21:54
Business day: | 13.12.2023
Timestamp: | 02:30
Border & direction: | South-Romania Import
Horizon: | 2D
Remedial actions: | true
Evaluation type: | CURATIVE
TTC [MW]: | 2332
Fallback applied | false
Loading threshold | 0.7
Applied RAs
CO ID | RA ID | Name of the RA | Usage | Type | Location | Status
[n/a] | BG_RA_00001 | PRA 400 kV TINTARENI1-KOZLODUI | preventive | topological |  | helpful
[n/a] | RO_RA_00001 | PRA 400/220kV AT3 Arad | preventive | pst |  | notApplied
[n/a] | RO_RA_00002 | PRA 400/220kV AT Urechesti | preventive | pst |  | notApplied
[n/a] | RO_RA_00008 | PRA 400 kV Tantareni-Kozlodui 1 | preventive | topological |  | notApplied
[n/a] | RO_RA_00009 | PRA 400 kV Tantareni-Kozlodui 2 | preventive | topological |  | notApplied
Limiting CNECs
CO ID | Name of the CO | Name of the CNE | CNE UCTE branch | Calculated I (A) | I max (PRE) | I max (CUR) | Margin (A) | Loading (%) | Applicable curative RAs
RO-UA_CO_00001 | N-1 Rosiori-Mukacevo | [RO-RS] Portile de Fier-Djerdap [DIR] [RO] | RPDFE41 _XPF_DJ11_1:line | -1828 |  | -1836 | -8 | 100 | []
RO-BG_CO_00002 | N-1 Kozlodui-Tantareni 2 | [RO-RS] Portile de Fier-Djerdap [DIR] [RO] | RPDFE41 _XPF_DJ11_1:line | 1801 |  | 1836 | -35 | 98 | []
RO-BG_CO_00001 | N-1 Tantareni-Kozlodui 1 | [RO-RS] Portile de Fier-Djerdap [DIR] [RO] | RPDFE41 _XPF_DJ11_1:line | 1801 |  | 1836 | -35 | 98 | []
RO-HU_CO_00002 | N-1 Nadab-Bekescsaba | [RO-RS] Portile de Fier-Djerdap [DIR] [RO] | RPDFE41 _XPF_DJ11_1:line | -1770 |  | -1836 | -66 | 96 | []
RO_CO_00027 | N-1 AT3 Arad | [RO-RS] Portile de Fier-Djerdap [DIR] [RO] | RPDFE41 _XPF_DJ11_1:line | 1769 |  | 1836 | -67 | 96 | []
RO-HU_CO_00001 | N-1 Arad-Sandorfalva | [RO-RS] Portile de Fier-Djerdap [DIR] [RO] | RPDFE41 _XPF_DJ11_1:line | 1764 |  | 1836 | -72 | 96 | []
RO_CO_00002 | N-1 Mintia-Arad | [RO-RS] Portile de Fier-Djerdap [DIR] [RO] | RPDFE41 _XPF_DJ11_1:line | -1758 |  | -1836 | -78 | 96 | []
RO-RS_CO_00001, RO_RS_CO_00001 | N-1 Portile de Fier-Djerdap, N-1 Portile de Fier-Djerdap | [RO-RO] AT3 Arad [OPP] [RO] | RARA4D1 _RARAD22 _1:trf | -932 |  | -999 | -67 | 93 | []
BC | Base Case | [RO-RS] Portile de Fier-Djerdap [DIR] [RO] | RPDFE41 _XPF_DJ11_1:line | 1711 |  | 1836 | -125 | 93 | []
RO_CO_00029 | N-1 Resita-Timisoara | [RO-RS] Portile de Fier-Djerdap [DIR] [RO] | RPDFE41 _XPF_DJ11_1:line | 1617 |  | 1836 | -219 | 88 | []
RO_CO_00001 | N-1 Portile de Fier-Resita | [RO-RS] Portile de Fier-Djerdap [DIR] [RO] | RPDFE41 _XPF_DJ11_1:line | 1526 |  | 1836 | -310 | 83 | []

## 0330Preventive
Detailed results
Generated at: | 2023-12-11 21:54
Business day: | 13.12.2023
Timestamp: | 03:30
Border & direction: | South-Romania Import
Horizon: | 2D
Remedial actions: | true
Evaluation type: | PREVENTIVE
TTC [MW]: | 2486
Fallback applied | false
Loading threshold | 0.7
Applied RAs
CO ID | RA ID | Name of the RA | Usage | Type | Location | Status
[n/a] | BG_RA_00001 | PRA 400 kV TINTARENI1-KOZLODUI | preventive | topological |  | helpful
[n/a] | RO_RA_00001 | PRA 400/220kV AT3 Arad | preventive | pst |  | helpful
[n/a] | RO_RA_00002 | PRA 400/220kV AT Urechesti | preventive | pst |  | helpful
[n/a] | RO_RA_00008 | PRA 400 kV Tantareni-Kozlodui 1 | preventive | topological |  | notApplied
[n/a] | RO_RA_00009 | PRA 400 kV Tantareni-Kozlodui 2 | preventive | topological |  | notApplied
Limiting CNECs
CO ID | Name of the CO | Name of the CNE | CNE UCTE branch | Calculated I (A) | I max (PRE) | I max (CUR) | Margin (A) | Loading (%) | Applicable curative RAs
RO-UA_CO_00001 | N-1 Rosiori-Mukacevo | [RO-RS] Portile de Fier-Djerdap [DIR] [RO] | RPDFE41 _XPF_DJ11_1:line | -1832 | -1836 | -1836 | -4 | 100 | []
RO-BG_CO_00002 | N-1 Kozlodui-Tantareni 2 | [RO-RS] Portile de Fier-Djerdap [DIR] [RO] | RPDFE41 _XPF_DJ11_1:line | 1822 | 1836 | 1836 | -14 | 99 | []
RO-BG_CO_00001 | N-1 Tantareni-Kozlodui 1 | [RO-RS] Portile de Fier-Djerdap [DIR] [RO] | RPDFE41 _XPF_DJ11_1:line | 1822 | 1836 | 1836 | -14 | 99 | []
RO-HU_CO_00002 | N-1 Nadab-Bekescsaba | [RO-RS] Portile de Fier-Djerdap [DIR] [RO] | RPDFE41 _XPF_DJ11_1:line | -1779 | -1836 | -1836 | -57 | 97 | []
RO-HU_CO_00001 | N-1 Arad-Sandorfalva | [RO-RS] Portile de Fier-Djerdap [DIR] [RO] | RPDFE41 _XPF_DJ11_1:line | 1776 | 1836 | 1836 | -60 | 97 | []
RO_CO_00027 | N-1 AT3 Arad | [RO-RS] Portile de Fier-Djerdap [DIR] [RO] | RPDFE41 _XPF_DJ11_1:line | 1775 | 1836 | 1836 | -61 | 97 | []
RO_CO_00002 | N-1 Mintia-Arad | [RO-RS] Portile de Fier-Djerdap [DIR] [RO] | RPDFE41 _XPF_DJ11_1:line | -1768 | -1836 | -1836 | -68 | 96 | []
BC | Base Case | [RO-RS] Portile de Fier-Djerdap [DIR] [RO] | RPDFE41 _XPF_DJ11_1:line | 1724 | 1836 | 1836 | -112 | 94 | []
RO_CO_00029 | N-1 Resita-Timisoara | [RO-RS] Portile de Fier-Djerdap [DIR] [RO] | RPDFE41 _XPF_DJ11_1:line | 1613 | 1836 | 1836 | -223 | 88 | []
RO-RS_CO_00001, RO_RS_CO_00001 | N-1 Portile de Fier-Djerdap, N-1 Portile de Fier-Djerdap | [RO-RO] AT3 Arad [OPP] [RO] | RARA4D1 _RARAD22 _1:trf | -869 | -999 | -999 | -130 | 87 | []
RO_CO_00001 | N-1 Portile de Fier-Resita | [RO-RS] Portile de Fier-Djerdap [DIR] [RO] | RPDFE41 _XPF_DJ11_1:line | 1522 | 1836 | 1836 | -314 | 83 | []

## 0330Curative
Detailed results
Generated at: | 2023-12-11 21:54
Business day: | 13.12.2023
Timestamp: | 03:30
Border & direction: | South-Romania Import
Horizon: | 2D
Remedial actions: | true
Evaluation type: | CURATIVE
TTC [MW]: | 2486
Fallback applied | false
Loading threshold | 0.7
Applied RAs
CO ID | RA ID | Name of the RA | Usage | Type | Location | Status
[n/a] | BG_RA_00001 | PRA 400 kV TINTARENI1-KOZLODUI | preventive | topological |  | helpful
[n/a] | RO_RA_00001 | PRA 400/220kV AT3 Arad | preventive | pst |  | helpful
[n/a] | RO_RA_00002 | PRA 400/220kV AT Urechesti | preventive | pst |  | helpful
[n/a] | RO_RA_00008 | PRA 400 kV Tantareni-Kozlodui 1 | preventive | topological |  | notApplied
[n/a] | RO_RA_00009 | PRA 400 kV Tantareni-Kozlodui 2 | preventive | topological |  | notApplied
Limiting CNECs
CO ID | Name of the CO | Name of the CNE | CNE UCTE branch | Calculated I (A) | I max (PRE) | I max (CUR) | Margin (A) | Loading (%) | Applicable curative RAs
RO-UA_CO_00001 | N-1 Rosiori-Mukacevo | [RO-RS] Portile de Fier-Djerdap [DIR] [RO] | RPDFE41 _XPF_DJ11_1:line | -1832 |  | -1836 | -4 | 100 | []
RO-BG_CO_00002 | N-1 Kozlodui-Tantareni 2 | [RO-RS] Portile de Fier-Djerdap [DIR] [RO] | RPDFE41 _XPF_DJ11_1:line | 1822 |  | 1836 | -14 | 99 | []
RO-BG_CO_00001 | N-1 Tantareni-Kozlodui 1 | [RO-RS] Portile de Fier-Djerdap [DIR] [RO] | RPDFE41 _XPF_DJ11_1:line | 1822 |  | 1836 | -14 | 99 | []
RO-HU_CO_00002 | N-1 Nadab-Bekescsaba | [RO-RS] Portile de Fier-Djerdap [DIR] [RO] | RPDFE41 _XPF_DJ11_1:line | -1779 |  | -1836 | -57 | 97 | []
RO-HU_CO_00001 | N-1 Arad-Sandorfalva | [RO-RS] Portile de Fier-Djerdap [DIR] [RO] | RPDFE41 _XPF_DJ11_1:line | 1776 |  | 1836 | -60 | 97 | []
RO_CO_00027 | N-1 AT3 Arad | [RO-RS] Portile de Fier-Djerdap [DIR] [RO] | RPDFE41 _XPF_DJ11_1:line | 1775 |  | 1836 | -61 | 97 | []
RO_CO_00002 | N-1 Mintia-Arad | [RO-RS] Portile de Fier-Djerdap [DIR] [RO] | RPDFE41 _XPF_DJ11_1:line | -1768 |  | -1836 | -68 | 96 | []
BC | Base Case | [RO-RS] Portile de Fier-Djerdap [DIR] [RO] | RPDFE41 _XPF_DJ11_1:line | 1724 |  | 1836 | -112 | 94 | []
RO_CO_00029 | N-1 Resita-Timisoara | [RO-RS] Portile de Fier-Djerdap [DIR] [RO] | RPDFE41 _XPF_DJ11_1:line | 1613 |  | 1836 | -223 | 88 | []
RO-RS_CO_00001, RO_RS_CO_00001 | N-1 Portile de Fier-Djerdap, N-1 Portile de Fier-Djerdap | [RO-RO] AT3 Arad [OPP] [RO] | RARA4D1 _RARAD22 _1:trf | -869 |  | -999 | -130 | 87 | []
RO_CO_00001 | N-1 Portile de Fier-Resita | [RO-RS] Portile de Fier-Djerdap [DIR] [RO] | RPDFE41 _XPF_DJ11_1:line | 1522 |  | 1836 | -314 | 83 | []

## 0430Preventive
Detailed results
Generated at: | 2023-12-11 21:54
Business day: | 13.12.2023
Timestamp: | 04:30
Border & direction: | South-Romania Import
Horizon: | 2D
Remedial actions: | true
Evaluation type: | PREVENTIVE
TTC [MW]: | 2301
Fallback applied | false
Loading threshold | 0.7
Applied RAs
CO ID | RA ID | Name of the RA | Usage | Type | Location | Status
[n/a] | BG_RA_00001 | PRA 400 kV TINTARENI1-KOZLODUI | preventive | topological |  | helpful
[n/a] | RO_RA_00001 | PRA 400/220kV AT3 Arad | preventive | pst |  | notApplied
[n/a] | RO_RA_00002 | PRA 400/220kV AT Urechesti | preventive | pst |  | notApplied
[n/a] | RO_RA_00008 | PRA 400 kV Tantareni-Kozlodui 1 | preventive | topological |  | notApplied
[n/a] | RO_RA_00009 | PRA 400 kV Tantareni-Kozlodui 2 | preventive | topological |  | notApplied
Limiting CNECs
CO ID | Name of the CO | Name of the CNE | CNE UCTE branch | Calculated I (A) | I max (PRE) | I max (CUR) | Margin (A) | Loading (%) | Applicable curative RAs
RO-UA_CO_00001 | N-1 Rosiori-Mukacevo | [RO-RS] Portile de Fier-Djerdap [OPP] [RO] | RPDFE41 _XPF_DJ11_1:line | -1829 | -1836 | -1836 | -7 | 100 | []
RO-BG_CO_00001 | N-1 Tantareni-Kozlodui 1 | [RO-RS] Portile de Fier-Djerdap [OPP] [RO] | RPDFE41 _XPF_DJ11_1:line | 1801 | 1836 | 1836 | -35 | 98 | []
RO-BG_CO_00002 | N-1 Kozlodui-Tantareni 2 | [RO-RS] Portile de Fier-Djerdap [OPP] [RO] | RPDFE41 _XPF_DJ11_1:line | 1801 | 1836 | 1836 | -35 | 98 | []
RO-HU_CO_00002 | N-1 Nadab-Bekescsaba | [RO-RS] Portile de Fier-Djerdap [OPP] [RO] | RPDFE41 _XPF_DJ11_1:line | 1772 | 1836 | 1836 | -64 | 97 | []
RO_CO_00027 | N-1 AT3 Arad | [RO-RS] Portile de Fier-Djerdap [OPP] [RO] | RPDFE41 _XPF_DJ11_1:line | 1771 | 1836 | 1836 | -65 | 96 | []
RO-HU_CO_00001 | N-1 Arad-Sandorfalva | [RO-RS] Portile de Fier-Djerdap [OPP] [RO] | RPDFE41 _XPF_DJ11_1:line | 1766 | 1836 | 1836 | -70 | 96 | []
RO_CO_00002 | N-1 Mintia-Arad | [RO-RS] Portile de Fier-Djerdap [OPP] [RO] | RPDFE41 _XPF_DJ11_1:line | 1759 | 1836 | 1836 | -77 | 96 | []
BC | Base Case | [RO-RS] Portile de Fier-Djerdap [OPP] [RO] | RPDFE41 _XPF_DJ11_1:line | 1714 | 1836 | 1836 | -122 | 93 | []
RO-RS_CO_00001, RO_RS_CO_00001 | N-1 Portile de Fier-Djerdap, N-1 Portile de Fier-Djerdap | [RO-RO] AT3 Arad [OPP] [RO] | RARA4D1 _RARAD22 _1:trf | -924 | -999 | -999 | -75 | 92 | []
RO_CO_00029 | N-1 Resita-Timisoara | [RO-RS] Portile de Fier-Djerdap [OPP] [RO] | RPDFE41 _XPF_DJ11_1:line | 1618 | 1836 | 1836 | -218 | 88 | []
RO_CO_00001 | N-1 Portile de Fier-Resita | [RO-RS] Portile de Fier-Djerdap [OPP] [RO] | RPDFE41 _XPF_DJ11_1:line | 1528 | 1836 | 1836 | -308 | 83 | []

## 0430Curative
Detailed results
Generated at: | 2023-12-11 21:54
Business day: | 13.12.2023
Timestamp: | 04:30
Border & direction: | South-Romania Import
Horizon: | 2D
Remedial actions: | true
Evaluation type: | CURATIVE
TTC [MW]: | 2301
Fallback applied | false
Loading threshold | 0.7
Applied RAs
CO ID | RA ID | Name of the RA | Usage | Type | Location | Status
[n/a] | BG_RA_00001 | PRA 400 kV TINTARENI1-KOZLODUI | preventive | topological |  | helpful
[n/a] | RO_RA_00001 | PRA 400/220kV AT3 Arad | preventive | pst |  | notApplied
[n/a] | RO_RA_00002 | PRA 400/220kV AT Urechesti | preventive | pst |  | notApplied
[n/a] | RO_RA_00008 | PRA 400 kV Tantareni-Kozlodui 1 | preventive | topological |  | notApplied
[n/a] | RO_RA_00009 | PRA 400 kV Tantareni-Kozlodui 2 | preventive | topological |  | notApplied
Limiting CNECs
CO ID | Name of the CO | Name of the CNE | CNE UCTE branch | Calculated I (A) | I max (PRE) | I max (CUR) | Margin (A) | Loading (%) | Applicable curative RAs
RO-UA_CO_00001 | N-1 Rosiori-Mukacevo | [RO-RS] Portile de Fier-Djerdap [OPP] [RO] | RPDFE41 _XPF_DJ11_1:line | -1829 |  | -1836 | -7 | 100 | []
RO-BG_CO_00001 | N-1 Tantareni-Kozlodui 1 | [RO-RS] Portile de Fier-Djerdap [OPP] [RO] | RPDFE41 _XPF_DJ11_1:line | 1801 |  | 1836 | -35 | 98 | []
RO-BG_CO_00002 | N-1 Kozlodui-Tantareni 2 | [RO-RS] Portile de Fier-Djerdap [OPP] [RO] | RPDFE41 _XPF_DJ11_1:line | 1801 |  | 1836 | -35 | 98 | []
RO-HU_CO_00002 | N-1 Nadab-Bekescsaba | [RO-RS] Portile de Fier-Djerdap [OPP] [RO] | RPDFE41 _XPF_DJ11_1:line | 1772 |  | 1836 | -64 | 97 | []
RO_CO_00027 | N-1 AT3 Arad | [RO-RS] Portile de Fier-Djerdap [OPP] [RO] | RPDFE41 _XPF_DJ11_1:line | 1771 |  | 1836 | -65 | 96 | []
RO-HU_CO_00001 | N-1 Arad-Sandorfalva | [RO-RS] Portile de Fier-Djerdap [OPP] [RO] | RPDFE41 _XPF_DJ11_1:line | 1766 |  | 1836 | -70 | 96 | []
RO_CO_00002 | N-1 Mintia-Arad | [RO-RS] Portile de Fier-Djerdap [OPP] [RO] | RPDFE41 _XPF_DJ11_1:line | 1759 |  | 1836 | -77 | 96 | []
BC | Base Case | [RO-RS] Portile de Fier-Djerdap [OPP] [RO] | RPDFE41 _XPF_DJ11_1:line | 1714 |  | 1836 | -122 | 93 | []
RO-RS_CO_00001, RO_RS_CO_00001 | N-1 Portile de Fier-Djerdap, N-1 Portile de Fier-Djerdap | [RO-RO] AT3 Arad [OPP] [RO] | RARA4D1 _RARAD22 _1:trf | -924 |  | -999 | -75 | 92 | []
RO_CO_00029 | N-1 Resita-Timisoara | [RO-RS] Portile de Fier-Djerdap [OPP] [RO] | RPDFE41 _XPF_DJ11_1:line | 1618 |  | 1836 | -218 | 88 | []
RO_CO_00001 | N-1 Portile de Fier-Resita | [RO-RS] Portile de Fier-Djerdap [OPP] [RO] | RPDFE41 _XPF_DJ11_1:line | 1528 |  | 1836 | -308 | 83 | []

## 0530Preventive
Detailed results
Generated at: | 2023-12-11 21:54
Business day: | 13.12.2023
Timestamp: | 05:30
Border & direction: | South-Romania Import
Horizon: | 2D
Remedial actions: | true
Evaluation type: | PREVENTIVE
TTC [MW]: | 1900
Fallback applied | false
Loading threshold | 0.7
Applied RAs
CO ID | RA ID | Name of the RA | Usage | Type | Location | Status
[n/a] | RO_RA_00001 | PRA 400/220kV AT3 Arad | preventive | pst |  | notApplied
[n/a] | RO_RA_00002 | PRA 400/220kV AT Urechesti | preventive | pst |  | notApplied
[n/a] | RO_RA_00008 | PRA 400 kV Tantareni-Kozlodui 1 | preventive | topological |  | helpful
[n/a] | RO_RA_00009 | PRA 400 kV Tantareni-Kozlodui 2 | preventive | topological |  | notApplied
Limiting CNECs
CO ID | Name of the CO | Name of the CNE | CNE UCTE branch | Calculated I (A) | I max (PRE) | I max (CUR) | Margin (A) | Loading (%) | Applicable curative RAs
RO-UA_CO_00001 | N-1 Rosiori-Mukacevo | [RO-RS] Portile de Fier-Djerdap [DIR] [RO] | RPDFE41 _XPF_DJ11_1:line | -1827 | -1836 | -1836 | -9 | 100 | []
RO-HU_CO_00002 | N-1 Nadab-Bekescsaba | [RO-RS] Portile de Fier-Djerdap [DIR] [RO] | RPDFE41 _XPF_DJ11_1:line | -1763 | -1836 | -1836 | -73 | 96 | []
RO_CO_00027 | N-1 AT3 Arad | [RO-RS] Portile de Fier-Djerdap [DIR] [RO] | RPDFE41 _XPF_DJ11_1:line | -1759 | -1836 | -1836 | -77 | 96 | []
RO-BG_CO_00002 | N-1 Kozlodui-Tantareni 2 | [RO-RS] Portile de Fier-Djerdap [DIR] [RO] | RPDFE41 _XPF_DJ11_1:line | -1757 | -1836 | -1836 | -79 | 96 | []
RO-BG_CO_00001 | N-1 Tantareni-Kozlodui 1 | [RO-RS] Portile de Fier-Djerdap [DIR] [RO] | RPDFE41 _XPF_DJ11_1:line | -1757 | -1836 | -1836 | -79 | 96 | []
RO-HU_CO_00001 | N-1 Arad-Sandorfalva | [RO-RS] Portile de Fier-Djerdap [DIR] [RO] | RPDFE41 _XPF_DJ11_1:line | -1753 | -1836 | -1836 | -83 | 95 | []
RO_CO_00002 | N-1 Mintia-Arad | [RO-RS] Portile de Fier-Djerdap [DIR] [RO] | RPDFE41 _XPF_DJ11_1:line | -1750 | -1836 | -1836 | -86 | 95 | []
RO-RS_CO_00001, RO_RS_CO_00001 | N-1 Portile de Fier-Djerdap, N-1 Portile de Fier-Djerdap | [RO-RO] AT3 Arad [DIR] [RO] | RARA4D1 _RARAD22 _1:trf | -952 | -999 | -999 | -47 | 95 | []
BC | Base Case | [RO-RS] Portile de Fier-Djerdap [DIR] [RO] | RPDFE41 _XPF_DJ11_1:line | -1699 | -1836 | -1836 | -137 | 93 | []
RO_CO_00029 | N-1 Resita-Timisoara | [RO-RS] Portile de Fier-Djerdap [DIR] [RO] | RPDFE41 _XPF_DJ11_1:line | 1603 | 1836 | 1836 | -233 | 87 | []
RO_CO_00001 | N-1 Portile de Fier-Resita | [RO-RS] Portile de Fier-Djerdap [DIR] [RO] | RPDFE41 _XPF_DJ11_1:line | 1514 | 1836 | 1836 | -322 | 82 | []

## 0530Curative
Detailed results
Generated at: | 2023-12-11 21:54
Business day: | 13.12.2023
Timestamp: | 05:30
Border & direction: | South-Romania Import
Horizon: | 2D
Remedial actions: | true
Evaluation type: | CURATIVE
TTC [MW]: | 1900
Fallback applied | false
Loading threshold | 0.7
Applied RAs
CO ID | RA ID | Name of the RA | Usage | Type | Location | Status
[n/a] | RO_RA_00001 | PRA 400/220kV AT3 Arad | preventive | pst |  | notApplied
[n/a] | RO_RA_00002 | PRA 400/220kV AT Urechesti | preventive | pst |  | notApplied
[n/a] | RO_RA_00008 | PRA 400 kV Tantareni-Kozlodui 1 | preventive | topological |  | helpful
[n/a] | RO_RA_00009 | PRA 400 kV Tantareni-Kozlodui 2 | preventive | topological |  | notApplied
Limiting CNECs
CO ID | Name of the CO | Name of the CNE | CNE UCTE branch | Calculated I (A) | I max (PRE) | I max (CUR) | Margin (A) | Loading (%) | Applicable curative RAs
RO-UA_CO_00001 | N-1 Rosiori-Mukacevo | [RO-RS] Portile de Fier-Djerdap [DIR] [RO] | RPDFE41 _XPF_DJ11_1:line | -1827 |  | -1836 | -9 | 100 | []
RO-HU_CO_00002 | N-1 Nadab-Bekescsaba | [RO-RS] Portile de Fier-Djerdap [DIR] [RO] | RPDFE41 _XPF_DJ11_1:line | -1763 |  | -1836 | -73 | 96 | []
RO_CO_00027 | N-1 AT3 Arad | [RO-RS] Portile de Fier-Djerdap [DIR] [RO] | RPDFE41 _XPF_DJ11_1:line | -1759 |  | -1836 | -77 | 96 | []
RO-BG_CO_00002 | N-1 Kozlodui-Tantareni 2 | [RO-RS] Portile de Fier-Djerdap [DIR] [RO] | RPDFE41 _XPF_DJ11_1:line | -1757 |  | -1836 | -79 | 96 | []
RO-BG_CO_00001 | N-1 Tantareni-Kozlodui 1 | [RO-RS] Portile de Fier-Djerdap [DIR] [RO] | RPDFE41 _XPF_DJ11_1:line | -1757 |  | -1836 | -79 | 96 | []
RO-HU_CO_00001 | N-1 Arad-Sandorfalva | [RO-RS] Portile de Fier-Djerdap [DIR] [RO] | RPDFE41 _XPF_DJ11_1:line | -1753 |  | -1836 | -83 | 95 | []
RO_CO_00002 | N-1 Mintia-Arad | [RO-RS] Portile de Fier-Djerdap [DIR] [RO] | RPDFE41 _XPF_DJ11_1:line | -1750 |  | -1836 | -86 | 95 | []
RO-RS_CO_00001, RO_RS_CO_00001 | N-1 Portile de Fier-Djerdap, N-1 Portile de Fier-Djerdap | [RO-RO] AT3 Arad [DIR] [RO] | RARA4D1 _RARAD22 _1:trf | -952 |  | -999 | -47 | 95 | []
BC | Base Case | [RO-RS] Portile de Fier-Djerdap [DIR] [RO] | RPDFE41 _XPF_DJ11_1:line | -1699 |  | -1836 | -137 | 93 | []
RO_CO_00029 | N-1 Resita-Timisoara | [RO-RS] Portile de Fier-Djerdap [DIR] [RO] | RPDFE41 _XPF_DJ11_1:line | 1603 |  | 1836 | -233 | 87 | []
RO_CO_00001 | N-1 Portile de Fier-Resita | [RO-RS] Portile de Fier-Djerdap [DIR] [RO] | RPDFE41 _XPF_DJ11_1:line | 1514 |  | 1836 | -322 | 82 | []

## 0630Preventive
Detailed results
Generated at: | 2023-12-11 21:54
Business day: | 13.12.2023
Timestamp: | 06:30
Border & direction: | South-Romania Import
Horizon: | 2D
Remedial actions: | true
Evaluation type: | PREVENTIVE
TTC [MW]: | 2047
Fallback applied | false
Loading threshold | 0.7
Applied RAs
CO ID | RA ID | Name of the RA | Usage | Type | Location | Status
[n/a] | RO_RA_00001 | PRA 400/220kV AT3 Arad | preventive | pst |  | helpful
[n/a] | RO_RA_00002 | PRA 400/220kV AT Urechesti | preventive | pst |  | helpful
[n/a] | RO_RA_00008 | PRA 400 kV Tantareni-Kozlodui 1 | preventive | topological |  | helpful
[n/a] | RO_RA_00009 | PRA 400 kV Tantareni-Kozlodui 2 | preventive | topological |  | notApplied
Limiting CNECs
CO ID | Name of the CO | Name of the CNE | CNE UCTE branch | Calculated I (A) | I max (PRE) | I max (CUR) | Margin (A) | Loading (%) | Applicable curative RAs
RO-UA_CO_00001 | N-1 Rosiori-Mukacevo | [RO-RS] Portile de Fier-Djerdap [DIR] [RO] | RPDFE41 _XPF_DJ11_1:line | -1829 | -1836 | -1836 | -7 | 100 | []
RO-BG_CO_00002 | N-1 Kozlodui-Tantareni 2 | [RO-RS] Portile de Fier-Djerdap [DIR] [RO] | RPDFE41 _XPF_DJ11_1:line | -1764 | -1836 | -1836 | -72 | 96 | []
RO-BG_CO_00001 | N-1 Tantareni-Kozlodui 1 | [RO-RS] Portile de Fier-Djerdap [DIR] [RO] | RPDFE41 _XPF_DJ11_1:line | -1764 | -1836 | -1836 | -72 | 96 | []
RO_CO_00027 | N-1 AT3 Arad | [RO-RS] Portile de Fier-Djerdap [DIR] [RO] | RPDFE41 _XPF_DJ11_1:line | -1745 | -1836 | -1836 | -91 | 95 | []
RO-HU_CO_00002 | N-1 Nadab-Bekescsaba | [RO-RS] Portile de Fier-Djerdap [DIR] [RO] | RPDFE41 _XPF_DJ11_1:line | -1739 | -1836 | -1836 | -97 | 95 | []
RO-HU_CO_00001 | N-1 Arad-Sandorfalva | [RO-RS] Portile de Fier-Djerdap [DIR] [RO] | RPDFE41 _XPF_DJ11_1:line | -1732 | -1836 | -1836 | -104 | 94 | []
BC | Base Case | [RO-RS] Portile de Fier-Djerdap [DIR] [RO] | RPDFE41 _XPF_DJ11_1:line | -1696 | -1836 | -1836 | -140 | 92 | []
RO_CO_00002 | N-1 Mintia-Arad | [RO-RS] Portile de Fier-Djerdap [DIR] [RO] | RPDFE41 _XPF_DJ11_1:line | -1696 | -1836 | -1836 | -140 | 92 | []
RO_CO_00001 | N-1 Portile de Fier-Resita | [RO-RS] Portile de Fier-Djerdap [DIR] [RO] | RPDFE41 _XPF_DJ11_1:line | -1529 | -1836 | -1836 | -307 | 83 | []
RO_CO_00029 | N-1 Resita-Timisoara | [RO-RS] Portile de Fier-Djerdap [DIR] [RO] | RPDFE41 _XPF_DJ11_1:line | -1518 | -1836 | -1836 | -318 | 83 | []
RO-RS_CO_00001, RO_RS_CO_00001 | N-1 Portile de Fier-Djerdap, N-1 Portile de Fier-Djerdap | [RO-RO] AT3 Arad [OPP] [RO] | RARA4D1 _RARAD22 _1:trf | -799 | -999 | -999 | -200 | 80 | []

## 0630Curative
Detailed results
Generated at: | 2023-12-11 21:54
Business day: | 13.12.2023
Timestamp: | 06:30
Border & direction: | South-Romania Import
Horizon: | 2D
Remedial actions: | true
Evaluation type: | CURATIVE
TTC [MW]: | 2047
Fallback applied | false
Loading threshold | 0.7
Applied RAs
CO ID | RA ID | Name of the RA | Usage | Type | Location | Status
[n/a] | RO_RA_00001 | PRA 400/220kV AT3 Arad | preventive | pst |  | helpful
[n/a] | RO_RA_00002 | PRA 400/220kV AT Urechesti | preventive | pst |  | helpful
[n/a] | RO_RA_00008 | PRA 400 kV Tantareni-Kozlodui 1 | preventive | topological |  | helpful
[n/a] | RO_RA_00009 | PRA 400 kV Tantareni-Kozlodui 2 | preventive | topological |  | notApplied
Limiting CNECs
CO ID | Name of the CO | Name of the CNE | CNE UCTE branch | Calculated I (A) | I max (PRE) | I max (CUR) | Margin (A) | Loading (%) | Applicable curative RAs
RO-UA_CO_00001 | N-1 Rosiori-Mukacevo | [RO-RS] Portile de Fier-Djerdap [DIR] [RO] | RPDFE41 _XPF_DJ11_1:line | -1829 |  | -1836 | -7 | 100 | []
RO-BG_CO_00002 | N-1 Kozlodui-Tantareni 2 | [RO-RS] Portile de Fier-Djerdap [DIR] [RO] | RPDFE41 _XPF_DJ11_1:line | -1764 |  | -1836 | -72 | 96 | []
RO-BG_CO_00001 | N-1 Tantareni-Kozlodui 1 | [RO-RS] Portile de Fier-Djerdap [DIR] [RO] | RPDFE41 _XPF_DJ11_1:line | -1764 |  | -1836 | -72 | 96 | []
RO_CO_00027 | N-1 AT3 Arad | [RO-RS] Portile de Fier-Djerdap [DIR] [RO] | RPDFE41 _XPF_DJ11_1:line | -1745 |  | -1836 | -91 | 95 | []
RO-HU_CO_00002 | N-1 Nadab-Bekescsaba | [RO-RS] Portile de Fier-Djerdap [DIR] [RO] | RPDFE41 _XPF_DJ11_1:line | -1739 |  | -1836 | -97 | 95 | []
RO-HU_CO_00001 | N-1 Arad-Sandorfalva | [RO-RS] Portile de Fier-Djerdap [DIR] [RO] | RPDFE41 _XPF_DJ11_1:line | -1732 |  | -1836 | -104 | 94 | []
BC | Base Case | [RO-RS] Portile de Fier-Djerdap [DIR] [RO] | RPDFE41 _XPF_DJ11_1:line | -1696 |  | -1836 | -140 | 92 | []
RO_CO_00002 | N-1 Mintia-Arad | [RO-RS] Portile de Fier-Djerdap [DIR] [RO] | RPDFE41 _XPF_DJ11_1:line | -1696 |  | -1836 | -140 | 92 | []
RO_CO_00001 | N-1 Portile de Fier-Resita | [RO-RS] Portile de Fier-Djerdap [DIR] [RO] | RPDFE41 _XPF_DJ11_1:line | -1529 |  | -1836 | -307 | 83 | []
RO_CO_00029 | N-1 Resita-Timisoara | [RO-RS] Portile de Fier-Djerdap [DIR] [RO] | RPDFE41 _XPF_DJ11_1:line | -1518 |  | -1836 | -318 | 83 | []
RO-RS_CO_00001, RO_RS_CO_00001 | N-1 Portile de Fier-Djerdap, N-1 Portile de Fier-Djerdap | [RO-RO] AT3 Arad [OPP] [RO] | RARA4D1 _RARAD22 _1:trf | -799 |  | -999 | -200 | 80 | []

## 0730Preventive
Detailed results
Generated at: | 2023-12-11 21:54
Business day: | 13.12.2023
Timestamp: | 07:30
Border & direction: | South-Romania Import
Horizon: | 2D
Remedial actions: | true
Evaluation type: | PREVENTIVE
TTC [MW]: | 2455
Fallback applied | false
Loading threshold | 0.7
Applied RAs
CO ID | RA ID | Name of the RA | Usage | Type | Location | Status
[n/a] | BG_RA_00001 | PRA 400 kV TINTARENI1-KOZLODUI | preventive | topological |  | helpful
[n/a] | RO_RA_00001 | PRA 400/220kV AT3 Arad | preventive | pst |  | notApplied
[n/a] | RO_RA_00002 | PRA 400/220kV AT Urechesti | preventive | pst |  | notApplied
[n/a] | RO_RA_00008 | PRA 400 kV Tantareni-Kozlodui 1 | preventive | topological |  | notApplied
[n/a] | RO_RA_00009 | PRA 400 kV Tantareni-Kozlodui 2 | preventive | topological |  | notApplied
Limiting CNECs
CO ID | Name of the CO | Name of the CNE | CNE UCTE branch | Calculated I (A) | I max (PRE) | I max (CUR) | Margin (A) | Loading (%) | Applicable curative RAs
RO-UA_CO_00001 | N-1 Rosiori-Mukacevo | [RO-RS] Portile de Fier-Djerdap [OPP] [RO] | RPDFE41 _XPF_DJ11_1:line | -1836 | -1836 | -1836 | 0 | 100 | []
RO-BG_CO_00002 | N-1 Kozlodui-Tantareni 2 | [RO-RS] Portile de Fier-Djerdap [OPP] [RO] | RPDFE41 _XPF_DJ11_1:line | -1819 | -1836 | -1836 | -17 | 99 | []
RO-BG_CO_00001 | N-1 Tantareni-Kozlodui 1 | [RO-RS] Portile de Fier-Djerdap [OPP] [RO] | RPDFE41 _XPF_DJ11_1:line | -1819 | -1836 | -1836 | -17 | 99 | []
RO_CO_00027 | N-1 AT3 Arad | [RO-RS] Portile de Fier-Djerdap [OPP] [RO] | RPDFE41 _XPF_DJ11_1:line | -1786 | -1836 | -1836 | -50 | 97 | []
RO-HU_CO_00001 | N-1 Arad-Sandorfalva | [RO-RS] Portile de Fier-Djerdap [OPP] [RO] | RPDFE41 _XPF_DJ11_1:line | -1768 | -1836 | -1836 | -68 | 96 | []
RO-HU_CO_00002 | N-1 Nadab-Bekescsaba | [RO-RS] Portile de Fier-Djerdap [OPP] [RO] | RPDFE41 _XPF_DJ11_1:line | -1765 | -1836 | -1836 | -71 | 96 | []
BC | Base Case | [RO-RS] Portile de Fier-Djerdap [OPP] [RO] | RPDFE41 _XPF_DJ11_1:line | -1725 | -1836 | -1836 | -111 | 94 | []
RO_CO_00002 | N-1 Mintia-Arad | [RO-RS] Portile de Fier-Djerdap [OPP] [RO] | RPDFE41 _XPF_DJ11_1:line | -1725 | -1836 | -1836 | -111 | 94 | []
RO-RS_CO_00001, RO_RS_CO_00001 | N-1 Portile de Fier-Djerdap, N-1 Portile de Fier-Djerdap | [RO-RO] AT3 Arad [OPP] [RO] | RARA4D1 _RARAD22 _1:trf | -911 | -999 | -999 | -88 | 91 | []
RO_CO_00001 | N-1 Portile de Fier-Resita | [RO-RS] Portile de Fier-Djerdap [OPP] [RO] | RPDFE41 _XPF_DJ11_1:line | -1544 | -1836 | -1836 | -292 | 84 | []
RO_CO_00029 | N-1 Resita-Timisoara | [RO-RS] Portile de Fier-Djerdap [OPP] [RO] | RPDFE41 _XPF_DJ11_1:line | -1527 | -1836 | -1836 | -309 | 83 | []

## 0730Curative
Detailed results
Generated at: | 2023-12-11 21:54
Business day: | 13.12.2023
Timestamp: | 07:30
Border & direction: | South-Romania Import
Horizon: | 2D
Remedial actions: | true
Evaluation type: | CURATIVE
TTC [MW]: | 2455
Fallback applied | false
Loading threshold | 0.7
Applied RAs
CO ID | RA ID | Name of the RA | Usage | Type | Location | Status
[n/a] | BG_RA_00001 | PRA 400 kV TINTARENI1-KOZLODUI | preventive | topological |  | helpful
[n/a] | RO_RA_00001 | PRA 400/220kV AT3 Arad | preventive | pst |  | notApplied
[n/a] | RO_RA_00002 | PRA 400/220kV AT Urechesti | preventive | pst |  | notApplied
[n/a] | RO_RA_00008 | PRA 400 kV Tantareni-Kozlodui 1 | preventive | topological |  | notApplied
[n/a] | RO_RA_00009 | PRA 400 kV Tantareni-Kozlodui 2 | preventive | topological |  | notApplied
Limiting CNECs
CO ID | Name of the CO | Name of the CNE | CNE UCTE branch | Calculated I (A) | I max (PRE) | I max (CUR) | Margin (A) | Loading (%) | Applicable curative RAs
RO-UA_CO_00001 | N-1 Rosiori-Mukacevo | [RO-RS] Portile de Fier-Djerdap [OPP] [RO] | RPDFE41 _XPF_DJ11_1:line | -1836 |  | -1836 | 0 | 100 | []
RO-BG_CO_00002 | N-1 Kozlodui-Tantareni 2 | [RO-RS] Portile de Fier-Djerdap [OPP] [RO] | RPDFE41 _XPF_DJ11_1:line | -1819 |  | -1836 | -17 | 99 | []
RO-BG_CO_00001 | N-1 Tantareni-Kozlodui 1 | [RO-RS] Portile de Fier-Djerdap [OPP] [RO] | RPDFE41 _XPF_DJ11_1:line | -1819 |  | -1836 | -17 | 99 | []
RO_CO_00027 | N-1 AT3 Arad | [RO-RS] Portile de Fier-Djerdap [OPP] [RO] | RPDFE41 _XPF_DJ11_1:line | -1786 |  | -1836 | -50 | 97 | []
RO-HU_CO_00001 | N-1 Arad-Sandorfalva | [RO-RS] Portile de Fier-Djerdap [OPP] [RO] | RPDFE41 _XPF_DJ11_1:line | -1768 |  | -1836 | -68 | 96 | []
RO-HU_CO_00002 | N-1 Nadab-Bekescsaba | [RO-RS] Portile de Fier-Djerdap [OPP] [RO] | RPDFE41 _XPF_DJ11_1:line | -1765 |  | -1836 | -71 | 96 | []
BC | Base Case | [RO-RS] Portile de Fier-Djerdap [OPP] [RO] | RPDFE41 _XPF_DJ11_1:line | -1725 |  | -1836 | -111 | 94 | []
RO_CO_00002 | N-1 Mintia-Arad | [RO-RS] Portile de Fier-Djerdap [OPP] [RO] | RPDFE41 _XPF_DJ11_1:line | -1725 |  | -1836 | -111 | 94 | []
RO-RS_CO_00001, RO_RS_CO_00001 | N-1 Portile de Fier-Djerdap, N-1 Portile de Fier-Djerdap | [RO-RO] AT3 Arad [OPP] [RO] | RARA4D1 _RARAD22 _1:trf | -911 |  | -999 | -88 | 91 | []
RO_CO_00001 | N-1 Portile de Fier-Resita | [RO-RS] Portile de Fier-Djerdap [OPP] [RO] | RPDFE41 _XPF_DJ11_1:line | -1544 |  | -1836 | -292 | 84 | []
RO_CO_00029 | N-1 Resita-Timisoara | [RO-RS] Portile de Fier-Djerdap [OPP] [RO] | RPDFE41 _XPF_DJ11_1:line | -1527 |  | -1836 | -309 | 83 | []

## 0830Preventive
Detailed results
Generated at: | 2023-12-11 21:54
Business day: | 13.12.2023
Timestamp: | 08:30
Border & direction: | South-Romania Import
Horizon: | 2D
Remedial actions: | true
Evaluation type: | PREVENTIVE
TTC [MW]: | 2528
Fallback applied | false
Loading threshold | 0.7
Applied RAs
CO ID | RA ID | Name of the RA | Usage | Type | Location | Status
[n/a] | BG_RA_00001 | PRA 400 kV TINTARENI1-KOZLODUI | preventive | topological |  | helpful
[n/a] | RO_RA_00001 | PRA 400/220kV AT3 Arad | preventive | pst |  | helpful
[n/a] | RO_RA_00002 | PRA 400/220kV AT Urechesti | preventive | pst |  | helpful
[n/a] | RO_RA_00008 | PRA 400 kV Tantareni-Kozlodui 1 | preventive | topological |  | notApplied
[n/a] | RO_RA_00009 | PRA 400 kV Tantareni-Kozlodui 2 | preventive | topological |  | notApplied
Limiting CNECs
CO ID | Name of the CO | Name of the CNE | CNE UCTE branch | Calculated I (A) | I max (PRE) | I max (CUR) | Margin (A) | Loading (%) | Applicable curative RAs
RO-UA_CO_00001 | N-1 Rosiori-Mukacevo | [RO-RS] Portile de Fier-Djerdap [DIR] [RO] | RPDFE41 _XPF_DJ11_1:line | -1829 | -1836 | -1836 | -7 | 100 | []
RO-BG_CO_00002 | N-1 Kozlodui-Tantareni 2 | [RO-RS] Portile de Fier-Djerdap [DIR] [RO] | RPDFE41 _XPF_DJ11_1:line | -1824 | -1836 | -1836 | -12 | 99 | []
RO-BG_CO_00001 | N-1 Tantareni-Kozlodui 1 | [RO-RS] Portile de Fier-Djerdap [DIR] [RO] | RPDFE41 _XPF_DJ11_1:line | -1824 | -1836 | -1836 | -12 | 99 | []
RO_CO_00027 | N-1 AT3 Arad | [RO-RS] Portile de Fier-Djerdap [DIR] [RO] | RPDFE41 _XPF_DJ11_1:line | -1767 | -1836 | -1836 | -69 | 96 | []
RO-HU_CO_00001 | N-1 Arad-Sandorfalva | [RO-RS] Portile de Fier-Djerdap [DIR] [RO] | RPDFE41 _XPF_DJ11_1:line | -1764 | -1836 | -1836 | -72 | 96 | []
RO-HU_CO_00002 | N-1 Nadab-Bekescsaba | [RO-RS] Portile de Fier-Djerdap [DIR] [RO] | RPDFE41 _XPF_DJ11_1:line | -1763 | -1836 | -1836 | -73 | 96 | []
RO_CO_00002 | N-1 Mintia-Arad | [RO-RS] Portile de Fier-Djerdap [DIR] [RO] | RPDFE41 _XPF_DJ11_1:line | -1724 | -1836 | -1836 | -112 | 94 | []
BC | Base Case | [RO-RS] Portile de Fier-Djerdap [DIR] [RO] | RPDFE41 _XPF_DJ11_1:line | -1724 | -1836 | -1836 | -112 | 94 | []
RO_CO_00001 | N-1 Portile de Fier-Resita | [RO-RS] Portile de Fier-Djerdap [DIR] [RO] | RPDFE41 _XPF_DJ11_1:line | -1534 | -1836 | -1836 | -302 | 84 | []
RO_CO_00029 | N-1 Resita-Timisoara | [RO-RS] Portile de Fier-Djerdap [DIR] [RO] | RPDFE41 _XPF_DJ11_1:line | -1512 | -1836 | -1836 | -324 | 82 | []
RO-RS_CO_00001, RO_RS_CO_00001 | N-1 Portile de Fier-Djerdap, N-1 Portile de Fier-Djerdap | [RO-RO] AT3 Arad [OPP] [RO] | RARA4D1 _RARAD22 _1:trf | -749 | -999 | -999 | -250 | 75 | []

## 0830Curative
Detailed results
Generated at: | 2023-12-11 21:54
Business day: | 13.12.2023
Timestamp: | 08:30
Border & direction: | South-Romania Import
Horizon: | 2D
Remedial actions: | true
Evaluation type: | CURATIVE
TTC [MW]: | 2528
Fallback applied | false
Loading threshold | 0.7
Applied RAs
CO ID | RA ID | Name of the RA | Usage | Type | Location | Status
[n/a] | BG_RA_00001 | PRA 400 kV TINTARENI1-KOZLODUI | preventive | topological |  | helpful
[n/a] | RO_RA_00001 | PRA 400/220kV AT3 Arad | preventive | pst |  | helpful
[n/a] | RO_RA_00002 | PRA 400/220kV AT Urechesti | preventive | pst |  | helpful
[n/a] | RO_RA_00008 | PRA 400 kV Tantareni-Kozlodui 1 | preventive | topological |  | notApplied
[n/a] | RO_RA_00009 | PRA 400 kV Tantareni-Kozlodui 2 | preventive | topological |  | notApplied
Limiting CNECs
CO ID | Name of the CO | Name of the CNE | CNE UCTE branch | Calculated I (A) | I max (PRE) | I max (CUR) | Margin (A) | Loading (%) | Applicable curative RAs
RO-UA_CO_00001 | N-1 Rosiori-Mukacevo | [RO-RS] Portile de Fier-Djerdap [DIR] [RO] | RPDFE41 _XPF_DJ11_1:line | -1829 |  | -1836 | -7 | 100 | []
RO-BG_CO_00002 | N-1 Kozlodui-Tantareni 2 | [RO-RS] Portile de Fier-Djerdap [DIR] [RO] | RPDFE41 _XPF_DJ11_1:line | -1824 |  | -1836 | -12 | 99 | []
RO-BG_CO_00001 | N-1 Tantareni-Kozlodui 1 | [RO-RS] Portile de Fier-Djerdap [DIR] [RO] | RPDFE41 _XPF_DJ11_1:line | -1824 |  | -1836 | -12 | 99 | []
RO_CO_00027 | N-1 AT3 Arad | [RO-RS] Portile de Fier-Djerdap [DIR] [RO] | RPDFE41 _XPF_DJ11_1:line | -1767 |  | -1836 | -69 | 96 | []
RO-HU_CO_00001 | N-1 Arad-Sandorfalva | [RO-RS] Portile de Fier-Djerdap [DIR] [RO] | RPDFE41 _XPF_DJ11_1:line | -1764 |  | -1836 | -72 | 96 | []
RO-HU_CO_00002 | N-1 Nadab-Bekescsaba | [RO-RS] Portile de Fier-Djerdap [DIR] [RO] | RPDFE41 _XPF_DJ11_1:line | -1763 |  | -1836 | -73 | 96 | []
RO_CO_00002 | N-1 Mintia-Arad | [RO-RS] Portile de Fier-Djerdap [DIR] [RO] | RPDFE41 _XPF_DJ11_1:line | -1724 |  | -1836 | -112 | 94 | []
BC | Base Case | [RO-RS] Portile de Fier-Djerdap [DIR] [RO] | RPDFE41 _XPF_DJ11_1:line | -1724 |  | -1836 | -112 | 94 | []
RO_CO_00001 | N-1 Portile de Fier-Resita | [RO-RS] Portile de Fier-Djerdap [DIR] [RO] | RPDFE41 _XPF_DJ11_1:line | -1534 |  | -1836 | -302 | 84 | []
RO_CO_00029 | N-1 Resita-Timisoara | [RO-RS] Portile de Fier-Djerdap [DIR] [RO] | RPDFE41 _XPF_DJ11_1:line | -1512 |  | -1836 | -324 | 82 | []
RO-RS_CO_00001, RO_RS_CO_00001 | N-1 Portile de Fier-Djerdap, N-1 Portile de Fier-Djerdap | [RO-RO] AT3 Arad [OPP] [RO] | RARA4D1 _RARAD22 _1:trf | -749 |  | -999 | -250 | 75 | []

## 0930Preventive
Detailed results
Generated at: | 2023-12-11 21:54
Business day: | 13.12.2023
Timestamp: | 09:30
Border & direction: | South-Romania Import
Horizon: | 2D
Remedial actions: | true
Evaluation type: | PREVENTIVE
TTC [MW]: | 2820
Fallback applied | false
Loading threshold | 0.7
Applied RAs
CO ID | RA ID | Name of the RA | Usage | Type | Location | Status
[n/a] | BG_RA_00001 | PRA 400 kV TINTARENI1-KOZLODUI | preventive | topological |  | helpful
[n/a] | RO_RA_00001 | PRA 400/220kV AT3 Arad | preventive | pst |  | notApplied
[n/a] | RO_RA_00002 | PRA 400/220kV AT Urechesti | preventive | pst |  | notApplied
[n/a] | RO_RA_00008 | PRA 400 kV Tantareni-Kozlodui 1 | preventive | topological |  | notApplied
[n/a] | RO_RA_00009 | PRA 400 kV Tantareni-Kozlodui 2 | preventive | topological |  | notApplied
Limiting CNECs
CO ID | Name of the CO | Name of the CNE | CNE UCTE branch | Calculated I (A) | I max (PRE) | I max (CUR) | Margin (A) | Loading (%) | Applicable curative RAs
RO-BG_CO_00002 | N-1 Kozlodui-Tantareni 2 | [RO-RS] Portile de Fier-Djerdap [DIR] [RO] | RPDFE41 _XPF_DJ11_1:line | -1822 | -1836 | -1836 | -14 | 99 | []
RO-BG_CO_00001 | N-1 Tantareni-Kozlodui 1 | [RO-RS] Portile de Fier-Djerdap [DIR] [RO] | RPDFE41 _XPF_DJ11_1:line | -1822 | -1836 | -1836 | -14 | 99 | []
RO-UA_CO_00001 | N-1 Rosiori-Mukacevo | [RO-RS] Portile de Fier-Djerdap [DIR] [RO] | RPDFE41 _XPF_DJ11_1:line | -1777 | -1836 | -1836 | -59 | 97 | []
RO_CO_00027 | N-1 AT3 Arad | [RO-RS] Portile de Fier-Djerdap [DIR] [RO] | RPDFE41 _XPF_DJ11_1:line | -1755 | -1836 | -1836 | -81 | 96 | []
RO-HU_CO_00001 | N-1 Arad-Sandorfalva | [RO-RS] Portile de Fier-Djerdap [DIR] [RO] | RPDFE41 _XPF_DJ11_1:line | -1745 | -1836 | -1836 | -91 | 95 | []
RO-HU_CO_00002 | N-1 Nadab-Bekescsaba | [RO-RS] Portile de Fier-Djerdap [DIR] [RO] | RPDFE41 _XPF_DJ11_1:line | -1742 | -1836 | -1836 | -94 | 95 | []
BC | Base Case | [RO-RS] Portile de Fier-Djerdap [DIR] [RO] | RPDFE41 _XPF_DJ11_1:line | -1704 | -1836 | -1836 | -132 | 93 | []
RO_CO_00002 | N-1 Mintia-Arad | [RO-RS] Portile de Fier-Djerdap [DIR] [RO] | RPDFE41 _XPF_DJ11_1:line | -1704 | -1836 | -1836 | -132 | 93 | []
RO-RS_CO_00001, RO_RS_CO_00001 | N-1 Portile de Fier-Djerdap, N-1 Portile de Fier-Djerdap | [RO-RO] AT3 Arad [OPP] [RO] | RARA4D1 _RARAD22 _1:trf | -837 | -999 | -999 | -163 | 84 | []
RO_CO_00001 | N-1 Portile de Fier-Resita | [RO-RS] Portile de Fier-Djerdap [DIR] [RO] | RPDFE41 _XPF_DJ11_1:line | -1513 | -1836 | -1836 | -323 | 82 | []
RO_CO_00029 | N-1 Resita-Timisoara | [RO-RS] Portile de Fier-Djerdap [DIR] [RO] | RPDFE41 _XPF_DJ11_1:line | -1489 | -1836 | -1836 | -347 | 81 | []
RO_BG_CO_00002 | N-1 400kV KOZLODUI-TINTARENI2 | [BG-RO] 400kV TINTARENI1-KOZLODUI [DIR] [BG] | VAECKO11_XKO_TI11_1:line | 1198 | 1601 | 1601 | -403 | 75 | []
RO_BG_CO_00001 | N-1 400kV TINTARENI1-KOZLODUI | [BG-RO] 400kV NPP Kozloduy - Tantareni ck. 2 [DIR] [BG] | VAECKO11_XKO_TI12_1:line | 1198 | 1601 | 1601 | -403 | 75 | []
RO-BG_CO_00002 | N-1 Kozlodui-Tantareni 2 | [RO-BG] Tantareni-Kozlodui 1 [OPP] [RO] | RTINTB1 _XKO_TI11_1:line | -1193 | -1600 | -1600 | -407 | 75 | []
RO-BG_CO_00001 | N-1 Tantareni-Kozlodui 1 | [RO-BG] Tantareni-Kozlodui 2 [OPP] [RO] | RTINTB1 _XKO_TI12_1:line | -1193 | -1600 | -1600 | -407 | 75 | []
RO-RS_CO_00001, RO_RS_CO_00001 | N-1 Portile de Fier-Djerdap, N-1 Portile de Fier-Djerdap | [BG-RO] 400kV TINTARENI1-KOZLODUI [DIR] [BG] | VAECKO11_XKO_TI11_1:line | 1154 | 1601 | 1601 | -447 | 72 | []
RO-RS_CO_00001, RO_RS_CO_00001 | N-1 Portile de Fier-Djerdap, N-1 Portile de Fier-Djerdap | [BG-RO] 400kV NPP Kozloduy - Tantareni ck. 2 [DIR] [BG] | VAECKO11_XKO_TI12_1:line | 1154 | 1601 | 1601 | -447 | 72 | []
RO-RS_CO_00001, RO_RS_CO_00001 | N-1 Portile de Fier-Djerdap, N-1 Portile de Fier-Djerdap | [RO-BG] Tantareni-Kozlodui 2 [OPP] [RO] | RTINTB1 _XKO_TI12_1:line | -1150 | -1600 | -1600 | -450 | 72 | []
RO-RS_CO_00001, RO_RS_CO_00001 | N-1 Portile de Fier-Djerdap, N-1 Portile de Fier-Djerdap | [RO-BG] Tantareni-Kozlodui 1 [OPP] [RO] | RTINTB1 _XKO_TI11_1:line | -1150 | -1600 | -1600 | -450 | 72 | []

## 0930Curative
Detailed results
Generated at: | 2023-12-11 21:54
Business day: | 13.12.2023
Timestamp: | 09:30
Border & direction: | South-Romania Import
Horizon: | 2D
Remedial actions: | true
Evaluation type: | CURATIVE
TTC [MW]: | 2820
Fallback applied | false
Loading threshold | 0.7
Applied RAs
CO ID | RA ID | Name of the RA | Usage | Type | Location | Status
[n/a] | BG_RA_00001 | PRA 400 kV TINTARENI1-KOZLODUI | preventive | topological |  | helpful
[n/a] | RO_RA_00001 | PRA 400/220kV AT3 Arad | preventive | pst |  | notApplied
[n/a] | RO_RA_00002 | PRA 400/220kV AT Urechesti | preventive | pst |  | notApplied
[n/a] | RO_RA_00008 | PRA 400 kV Tantareni-Kozlodui 1 | preventive | topological |  | notApplied
[n/a] | RO_RA_00009 | PRA 400 kV Tantareni-Kozlodui 2 | preventive | topological |  | notApplied
Limiting CNECs
CO ID | Name of the CO | Name of the CNE | CNE UCTE branch | Calculated I (A) | I max (PRE) | I max (CUR) | Margin (A) | Loading (%) | Applicable curative RAs
RO-BG_CO_00002 | N-1 Kozlodui-Tantareni 2 | [RO-RS] Portile de Fier-Djerdap [DIR] [RO] | RPDFE41 _XPF_DJ11_1:line | -1822 |  | -1836 | -14 | 99 | []
RO-BG_CO_00001 | N-1 Tantareni-Kozlodui 1 | [RO-RS] Portile de Fier-Djerdap [DIR] [RO] | RPDFE41 _XPF_DJ11_1:line | -1822 |  | -1836 | -14 | 99 | []
RO-UA_CO_00001 | N-1 Rosiori-Mukacevo | [RO-RS] Portile de Fier-Djerdap [DIR] [RO] | RPDFE41 _XPF_DJ11_1:line | -1777 |  | -1836 | -59 | 97 | []
RO_CO_00027 | N-1 AT3 Arad | [RO-RS] Portile de Fier-Djerdap [DIR] [RO] | RPDFE41 _XPF_DJ11_1:line | -1755 |  | -1836 | -81 | 96 | []
RO-HU_CO_00001 | N-1 Arad-Sandorfalva | [RO-RS] Portile de Fier-Djerdap [DIR] [RO] | RPDFE41 _XPF_DJ11_1:line | -1745 |  | -1836 | -91 | 95 | []
RO-HU_CO_00002 | N-1 Nadab-Bekescsaba | [RO-RS] Portile de Fier-Djerdap [DIR] [RO] | RPDFE41 _XPF_DJ11_1:line | -1742 |  | -1836 | -94 | 95 | []
BC | Base Case | [RO-RS] Portile de Fier-Djerdap [DIR] [RO] | RPDFE41 _XPF_DJ11_1:line | -1704 |  | -1836 | -132 | 93 | []
RO_CO_00002 | N-1 Mintia-Arad | [RO-RS] Portile de Fier-Djerdap [DIR] [RO] | RPDFE41 _XPF_DJ11_1:line | -1704 |  | -1836 | -132 | 93 | []
RO-RS_CO_00001, RO_RS_CO_00001 | N-1 Portile de Fier-Djerdap, N-1 Portile de Fier-Djerdap | [RO-RO] AT3 Arad [OPP] [RO] | RARA4D1 _RARAD22 _1:trf | -837 |  | -999 | -163 | 84 | []
RO_CO_00001 | N-1 Portile de Fier-Resita | [RO-RS] Portile de Fier-Djerdap [DIR] [RO] | RPDFE41 _XPF_DJ11_1:line | -1513 |  | -1836 | -323 | 82 | []
RO_CO_00029 | N-1 Resita-Timisoara | [RO-RS] Portile de Fier-Djerdap [DIR] [RO] | RPDFE41 _XPF_DJ11_1:line | -1489 |  | -1836 | -347 | 81 | []
RO_BG_CO_00002 | N-1 400kV KOZLODUI-TINTARENI2 | [BG-RO] 400kV TINTARENI1-KOZLODUI [DIR] [BG] | VAECKO11_XKO_TI11_1:line | 1198 |  | 1601 | -403 | 75 | []
RO_BG_CO_00001 | N-1 400kV TINTARENI1-KOZLODUI | [BG-RO] 400kV NPP Kozloduy - Tantareni ck. 2 [DIR] [BG] | VAECKO11_XKO_TI12_1:line | 1198 |  | 1601 | -403 | 75 | []
RO-BG_CO_00002 | N-1 Kozlodui-Tantareni 2 | [RO-BG] Tantareni-Kozlodui 1 [OPP] [RO] | RTINTB1 _XKO_TI11_1:line | -1193 |  | -1600 | -407 | 75 | []
RO-BG_CO_00001 | N-1 Tantareni-Kozlodui 1 | [RO-BG] Tantareni-Kozlodui 2 [OPP] [RO] | RTINTB1 _XKO_TI12_1:line | -1193 |  | -1600 | -407 | 75 | []
RO-RS_CO_00001, RO_RS_CO_00001 | N-1 Portile de Fier-Djerdap, N-1 Portile de Fier-Djerdap | [BG-RO] 400kV TINTARENI1-KOZLODUI [DIR] [BG] | VAECKO11_XKO_TI11_1:line | 1154 |  | 1601 | -447 | 72 | []
RO-RS_CO_00001, RO_RS_CO_00001 | N-1 Portile de Fier-Djerdap, N-1 Portile de Fier-Djerdap | [BG-RO] 400kV NPP Kozloduy - Tantareni ck. 2 [DIR] [BG] | VAECKO11_XKO_TI12_1:line | 1154 |  | 1601 | -447 | 72 | []
RO-RS_CO_00001, RO_RS_CO_00001 | N-1 Portile de Fier-Djerdap, N-1 Portile de Fier-Djerdap | [RO-BG] Tantareni-Kozlodui 2 [OPP] [RO] | RTINTB1 _XKO_TI12_1:line | -1150 |  | -1600 | -450 | 72 | []
RO-RS_CO_00001, RO_RS_CO_00001 | N-1 Portile de Fier-Djerdap, N-1 Portile de Fier-Djerdap | [RO-BG] Tantareni-Kozlodui 1 [OPP] [RO] | RTINTB1 _XKO_TI11_1:line | -1150 |  | -1600 | -450 | 72 | []

## 1030Preventive
Detailed results
Generated at: | 2023-12-11 21:54
Business day: | 13.12.2023
Timestamp: | 10:30
Border & direction: | South-Romania Import
Horizon: | 2D
Remedial actions: | true
Evaluation type: | PREVENTIVE
TTC [MW]: | 2936
Fallback applied | false
Loading threshold | 0.7
Applied RAs
CO ID | RA ID | Name of the RA | Usage | Type | Location | Status
[n/a] | BG_RA_00001 | PRA 400 kV TINTARENI1-KOZLODUI | preventive | topological |  | helpful
[n/a] | RO_RA_00001 | PRA 400/220kV AT3 Arad | preventive | pst |  | notApplied
[n/a] | RO_RA_00002 | PRA 400/220kV AT Urechesti | preventive | pst |  | notApplied
[n/a] | RO_RA_00008 | PRA 400 kV Tantareni-Kozlodui 1 | preventive | topological |  | notApplied
[n/a] | RO_RA_00009 | PRA 400 kV Tantareni-Kozlodui 2 | preventive | topological |  | notApplied
Limiting CNECs
CO ID | Name of the CO | Name of the CNE | CNE UCTE branch | Calculated I (A) | I max (PRE) | I max (CUR) | Margin (A) | Loading (%) | Applicable curative RAs
RO-BG_CO_00002 | N-1 Kozlodui-Tantareni 2 | [RO-RS] Portile de Fier-Djerdap [DIR] [RO] | RPDFE41 _XPF_DJ11_1:line | -1831 | -1836 | -1836 | -5 | 100 | []
RO-BG_CO_00001 | N-1 Tantareni-Kozlodui 1 | [RO-RS] Portile de Fier-Djerdap [DIR] [RO] | RPDFE41 _XPF_DJ11_1:line | -1831 | -1836 | -1836 | -5 | 100 | []
RO-UA_CO_00001 | N-1 Rosiori-Mukacevo | [RO-RS] Portile de Fier-Djerdap [DIR] [RO] | RPDFE41 _XPF_DJ11_1:line | -1772 | -1836 | -1836 | -64 | 97 | []
RO_CO_00027 | N-1 AT3 Arad | [RO-RS] Portile de Fier-Djerdap [DIR] [RO] | RPDFE41 _XPF_DJ11_1:line | -1751 | -1836 | -1836 | -85 | 95 | []
RO-HU_CO_00001 | N-1 Arad-Sandorfalva | [RO-RS] Portile de Fier-Djerdap [DIR] [RO] | RPDFE41 _XPF_DJ11_1:line | -1745 | -1836 | -1836 | -91 | 95 | []
RO-HU_CO_00002 | N-1 Nadab-Bekescsaba | [RO-RS] Portile de Fier-Djerdap [DIR] [RO] | RPDFE41 _XPF_DJ11_1:line | -1739 | -1836 | -1836 | -97 | 95 | []
RO_CO_00002 | N-1 Mintia-Arad | [RO-RS] Portile de Fier-Djerdap [DIR] [RO] | RPDFE41 _XPF_DJ11_1:line | -1705 | -1836 | -1836 | -131 | 93 | []
BC | Base Case | [RO-RS] Portile de Fier-Djerdap [DIR] [RO] | RPDFE41 _XPF_DJ11_1:line | -1705 | -1836 | -1836 | -131 | 93 | []
RO_CO_00001 | N-1 Portile de Fier-Resita | [RO-RS] Portile de Fier-Djerdap [DIR] [RO] | RPDFE41 _XPF_DJ11_1:line | -1506 | -1836 | -1836 | -330 | 82 | []
RO-RS_CO_00001, RO_RS_CO_00001 | N-1 Portile de Fier-Djerdap, N-1 Portile de Fier-Djerdap | [RO-RO] AT3 Arad [DIR] [RO] | RARA4D1 _RARAD22 _1:trf | -806 | -999 | -999 | -193 | 81 | []
RO_CO_00029 | N-1 Resita-Timisoara | [RO-RS] Portile de Fier-Djerdap [DIR] [RO] | RPDFE41 _XPF_DJ11_1:line | -1476 | -1836 | -1836 | -360 | 80 | []
RO_BG_CO_00001 | N-1 400kV TINTARENI1-KOZLODUI | [BG-RO] 400kV KOZLODUI-TINTARENI2 [DIR] [BG] | VAECKO11_XKO_TI12_1:line | 1268 | 1601 | 1601 | -333 | 79 | []
RO_BG_CO_00002 | N-1 400kV KOZLODUI-TINTARENI2 | [BG-RO] 400kV TINTARENI1-KOZLODUI [DIR] [BG] | VAECKO11_XKO_TI11_1:line | 1268 | 1601 | 1601 | -333 | 79 | []
RO-BG_CO_00001 | N-1 Tantareni-Kozlodui 1 | [RO-BG] Tantareni-Kozlodui 2 [DIR] [RO] | RTINTB1 _XKO_TI12_1:line | -1264 | -1600 | -1600 | -336 | 79 | []
RO-BG_CO_00002 | N-1 Kozlodui-Tantareni 2 | [RO-BG] Tantareni-Kozlodui 1 [DIR] [RO] | RTINTB1 _XKO_TI11_1:line | -1264 | -1600 | -1600 | -336 | 79 | []
RO-RS_CO_00001, RO_RS_CO_00001 | N-1 Portile de Fier-Djerdap, N-1 Portile de Fier-Djerdap | [BG-RO] 400kV TINTARENI1-KOZLODUI [DIR] [BG] | VAECKO11_XKO_TI11_1:line | 1197 | 1601 | 1601 | -404 | 75 | []
RO-RS_CO_00001, RO_RS_CO_00001 | N-1 Portile de Fier-Djerdap, N-1 Portile de Fier-Djerdap | [BG-RO] 400kV KOZLODUI-TINTARENI2 [DIR] [BG] | VAECKO11_XKO_TI12_1:line | 1197 | 1601 | 1601 | -404 | 75 | []
RO-RS_CO_00001, RO_RS_CO_00001 | N-1 Portile de Fier-Djerdap, N-1 Portile de Fier-Djerdap | [RO-BG] Tantareni-Kozlodui 1 [DIR] [RO] | RTINTB1 _XKO_TI11_1:line | -1192 | -1600 | -1600 | -408 | 75 | []
RO-RS_CO_00001, RO_RS_CO_00001 | N-1 Portile de Fier-Djerdap, N-1 Portile de Fier-Djerdap | [RO-BG] Tantareni-Kozlodui 2 [DIR] [RO] | RTINTB1 _XKO_TI12_1:line | -1192 | -1600 | -1600 | -408 | 75 | []

## 1030Curative
Detailed results
Generated at: | 2023-12-11 21:54
Business day: | 13.12.2023
Timestamp: | 10:30
Border & direction: | South-Romania Import
Horizon: | 2D
Remedial actions: | true
Evaluation type: | CURATIVE
TTC [MW]: | 2936
Fallback applied | false
Loading threshold | 0.7
Applied RAs
CO ID | RA ID | Name of the RA | Usage | Type | Location | Status
[n/a] | BG_RA_00001 | PRA 400 kV TINTARENI1-KOZLODUI | preventive | topological |  | helpful
[n/a] | RO_RA_00001 | PRA 400/220kV AT3 Arad | preventive | pst |  | notApplied
[n/a] | RO_RA_00002 | PRA 400/220kV AT Urechesti | preventive | pst |  | notApplied
[n/a] | RO_RA_00008 | PRA 400 kV Tantareni-Kozlodui 1 | preventive | topological |  | notApplied
[n/a] | RO_RA_00009 | PRA 400 kV Tantareni-Kozlodui 2 | preventive | topological |  | notApplied
Limiting CNECs
CO ID | Name of the CO | Name of the CNE | CNE UCTE branch | Calculated I (A) | I max (PRE) | I max (CUR) | Margin (A) | Loading (%) | Applicable curative RAs
RO-BG_CO_00002 | N-1 Kozlodui-Tantareni 2 | [RO-RS] Portile de Fier-Djerdap [DIR] [RO] | RPDFE41 _XPF_DJ11_1:line | -1831 |  | -1836 | -5 | 100 | []
RO-BG_CO_00001 | N-1 Tantareni-Kozlodui 1 | [RO-RS] Portile de Fier-Djerdap [DIR] [RO] | RPDFE41 _XPF_DJ11_1:line | -1831 |  | -1836 | -5 | 100 | []
RO-UA_CO_00001 | N-1 Rosiori-Mukacevo | [RO-RS] Portile de Fier-Djerdap [DIR] [RO] | RPDFE41 _XPF_DJ11_1:line | -1772 |  | -1836 | -64 | 97 | []
RO_CO_00027 | N-1 AT3 Arad | [RO-RS] Portile de Fier-Djerdap [DIR] [RO] | RPDFE41 _XPF_DJ11_1:line | -1751 |  | -1836 | -85 | 95 | []
RO-HU_CO_00001 | N-1 Arad-Sandorfalva | [RO-RS] Portile de Fier-Djerdap [DIR] [RO] | RPDFE41 _XPF_DJ11_1:line | -1745 |  | -1836 | -91 | 95 | []
RO-HU_CO_00002 | N-1 Nadab-Bekescsaba | [RO-RS] Portile de Fier-Djerdap [DIR] [RO] | RPDFE41 _XPF_DJ11_1:line | -1739 |  | -1836 | -97 | 95 | []
RO_CO_00002 | N-1 Mintia-Arad | [RO-RS] Portile de Fier-Djerdap [DIR] [RO] | RPDFE41 _XPF_DJ11_1:line | -1705 |  | -1836 | -131 | 93 | []
BC | Base Case | [RO-RS] Portile de Fier-Djerdap [DIR] [RO] | RPDFE41 _XPF_DJ11_1:line | -1705 |  | -1836 | -131 | 93 | []
RO_CO_00001 | N-1 Portile de Fier-Resita | [RO-RS] Portile de Fier-Djerdap [DIR] [RO] | RPDFE41 _XPF_DJ11_1:line | -1506 |  | -1836 | -330 | 82 | []
RO-RS_CO_00001, RO_RS_CO_00001 | N-1 Portile de Fier-Djerdap, N-1 Portile de Fier-Djerdap | [RO-RO] AT3 Arad [DIR] [RO] | RARA4D1 _RARAD22 _1:trf | -806 |  | -999 | -193 | 81 | []
RO_CO_00029 | N-1 Resita-Timisoara | [RO-RS] Portile de Fier-Djerdap [DIR] [RO] | RPDFE41 _XPF_DJ11_1:line | -1476 |  | -1836 | -360 | 80 | []
RO_BG_CO_00001 | N-1 400kV TINTARENI1-KOZLODUI | [BG-RO] 400kV KOZLODUI-TINTARENI2 [DIR] [BG] | VAECKO11_XKO_TI12_1:line | 1268 |  | 1601 | -333 | 79 | []
RO_BG_CO_00002 | N-1 400kV KOZLODUI-TINTARENI2 | [BG-RO] 400kV TINTARENI1-KOZLODUI [DIR] [BG] | VAECKO11_XKO_TI11_1:line | 1268 |  | 1601 | -333 | 79 | []
RO-BG_CO_00001 | N-1 Tantareni-Kozlodui 1 | [RO-BG] Tantareni-Kozlodui 2 [DIR] [RO] | RTINTB1 _XKO_TI12_1:line | -1264 |  | -1600 | -336 | 79 | []
RO-BG_CO_00002 | N-1 Kozlodui-Tantareni 2 | [RO-BG] Tantareni-Kozlodui 1 [DIR] [RO] | RTINTB1 _XKO_TI11_1:line | -1264 |  | -1600 | -336 | 79 | []
RO-RS_CO_00001, RO_RS_CO_00001 | N-1 Portile de Fier-Djerdap, N-1 Portile de Fier-Djerdap | [BG-RO] 400kV TINTARENI1-KOZLODUI [DIR] [BG] | VAECKO11_XKO_TI11_1:line | 1197 |  | 1601 | -404 | 75 | []
RO-RS_CO_00001, RO_RS_CO_00001 | N-1 Portile de Fier-Djerdap, N-1 Portile de Fier-Djerdap | [BG-RO] 400kV KOZLODUI-TINTARENI2 [DIR] [BG] | VAECKO11_XKO_TI12_1:line | 1197 |  | 1601 | -404 | 75 | []
RO-RS_CO_00001, RO_RS_CO_00001 | N-1 Portile de Fier-Djerdap, N-1 Portile de Fier-Djerdap | [RO-BG] Tantareni-Kozlodui 1 [DIR] [RO] | RTINTB1 _XKO_TI11_1:line | -1192 |  | -1600 | -408 | 75 | []
RO-RS_CO_00001, RO_RS_CO_00001 | N-1 Portile de Fier-Djerdap, N-1 Portile de Fier-Djerdap | [RO-BG] Tantareni-Kozlodui 2 [DIR] [RO] | RTINTB1 _XKO_TI12_1:line | -1192 |  | -1600 | -408 | 75 | []

## 1130Preventive
Detailed results
Generated at: | 2023-12-11 21:54
Business day: | 13.12.2023
Timestamp: | 11:30
Border & direction: | South-Romania Import
Horizon: | 2D
Remedial actions: | true
Evaluation type: | PREVENTIVE
TTC [MW]: | 3109
Fallback applied | false
Loading threshold | 0.7
Applied RAs
CO ID | RA ID | Name of the RA | Usage | Type | Location | Status
[n/a] | BG_RA_00001 | PRA 400 kV TINTARENI1-KOZLODUI | preventive | topological |  | helpful
[n/a] | RO_RA_00001 | PRA 400/220kV AT3 Arad | preventive | pst |  | notApplied
[n/a] | RO_RA_00002 | PRA 400/220kV AT Urechesti | preventive | pst |  | notApplied
[n/a] | RO_RA_00008 | PRA 400 kV Tantareni-Kozlodui 1 | preventive | topological |  | notApplied
[n/a] | RO_RA_00009 | PRA 400 kV Tantareni-Kozlodui 2 | preventive | topological |  | notApplied
Limiting CNECs
CO ID | Name of the CO | Name of the CNE | CNE UCTE branch | Calculated I (A) | I max (PRE) | I max (CUR) | Margin (A) | Loading (%) | Applicable curative RAs
RO-BG_CO_00002 | N-1 Kozlodui-Tantareni 2 | [RO-RS] Portile de Fier-Djerdap [OPP] [RO] | RPDFE41 _XPF_DJ11_1:line | -1828 | -1836 | -1836 | -8 | 100 | []
RO-BG_CO_00001 | N-1 Tantareni-Kozlodui 1 | [RO-RS] Portile de Fier-Djerdap [OPP] [RO] | RPDFE41 _XPF_DJ11_1:line | -1828 | -1836 | -1836 | -8 | 100 | []
RO-UA_CO_00001 | N-1 Rosiori-Mukacevo | [RO-RS] Portile de Fier-Djerdap [OPP] [RO] | RPDFE41 _XPF_DJ11_1:line | -1752 | -1836 | -1836 | -84 | 95 | []
RO_CO_00027 | N-1 AT3 Arad | [RO-RS] Portile de Fier-Djerdap [OPP] [RO] | RPDFE41 _XPF_DJ11_1:line | -1733 | -1836 | -1836 | -103 | 94 | []
RO-HU_CO_00001 | N-1 Arad-Sandorfalva | [RO-RS] Portile de Fier-Djerdap [OPP] [RO] | RPDFE41 _XPF_DJ11_1:line | -1729 | -1836 | -1836 | -107 | 94 | []
RO-HU_CO_00002 | N-1 Nadab-Bekescsaba | [RO-RS] Portile de Fier-Djerdap [OPP] [RO] | RPDFE41 _XPF_DJ11_1:line | -1721 | -1836 | -1836 | -115 | 94 | []
RO_CO_00002 | N-1 Mintia-Arad | [RO-RS] Portile de Fier-Djerdap [OPP] [RO] | RPDFE41 _XPF_DJ11_1:line | -1689 | -1836 | -1836 | -147 | 92 | []
BC | Base Case | [RO-RS] Portile de Fier-Djerdap [OPP] [RO] | RPDFE41 _XPF_DJ11_1:line | -1689 | -1836 | -1836 | -147 | 92 | []
RO_BG_CO_00001 | N-1 400kV TINTARENI1-KOZLODUI | [BG-RO] 400kV NPP Kozloduy - Tantareni ck. 2 [DIR] [BG] | VAECKO11_XKO_TI12_1:line | 1396 | 1601 | 1601 | -205 | 87 | []
RO_BG_CO_00002 | N-1 400kV KOZLODUI-TINTARENI2 | [BG-RO] 400kV TINTARENI1-KOZLODUI [DIR] [BG] | VAECKO11_XKO_TI11_1:line | 1396 | 1601 | 1601 | -205 | 87 | []
RO-BG_CO_00001 | N-1 Tantareni-Kozlodui 1 | [RO-BG] Tantareni-Kozlodui 2 [OPP] [RO] | RTINTB1 _XKO_TI12_1:line | -1387 | -1600 | -1600 | -213 | 87 | []
RO-BG_CO_00002 | N-1 Kozlodui-Tantareni 2 | [RO-BG] Tantareni-Kozlodui 1 [DIR] [RO] | RTINTB1 _XKO_TI11_1:line | -1387 | -1600 | -1600 | -213 | 87 | []
RO_CO_00001 | N-1 Portile de Fier-Resita | [RO-RS] Portile de Fier-Djerdap [OPP] [RO] | RPDFE41 _XPF_DJ11_1:line | -1487 | -1836 | -1836 | -349 | 81 | []
RO-RS_CO_00001, RO_RS_CO_00001 | N-1 Portile de Fier-Djerdap, N-1 Portile de Fier-Djerdap | [BG-RO] 400kV TINTARENI1-KOZLODUI [DIR] [BG] | VAECKO11_XKO_TI11_1:line | 1281 | 1601 | 1601 | -320 | 80 | []
RO-RS_CO_00001, RO_RS_CO_00001 | N-1 Portile de Fier-Djerdap, N-1 Portile de Fier-Djerdap | [BG-RO] 400kV NPP Kozloduy - Tantareni ck. 2 [DIR] [BG] | VAECKO11_XKO_TI12_1:line | 1281 | 1601 | 1601 | -320 | 80 | []
RO-RS_CO_00001, RO_RS_CO_00001 | N-1 Portile de Fier-Djerdap, N-1 Portile de Fier-Djerdap | [RO-BG] Tantareni-Kozlodui 1 [DIR] [RO] | RTINTB1 _XKO_TI11_1:line | -1275 | -1600 | -1600 | -325 | 80 | []
RO-RS_CO_00001, RO_RS_CO_00001 | N-1 Portile de Fier-Djerdap, N-1 Portile de Fier-Djerdap | [RO-BG] Tantareni-Kozlodui 2 [OPP] [RO] | RTINTB1 _XKO_TI12_1:line | -1275 | -1600 | -1600 | -325 | 80 | []
RO_CO_00029 | N-1 Resita-Timisoara | [RO-RS] Portile de Fier-Djerdap [OPP] [RO] | RPDFE41 _XPF_DJ11_1:line | -1456 | -1836 | -1836 | -380 | 79 | []
RO-RS_CO_00001, RO_RS_CO_00001 | N-1 Portile de Fier-Djerdap, N-1 Portile de Fier-Djerdap | [RO-RO] AT3 Arad [DIR] [RO] | RARA4D1 _RARAD22 _1:trf | -784 | -999 | -999 | -215 | 78 | []

## 1130Curative
Detailed results
Generated at: | 2023-12-11 21:54
Business day: | 13.12.2023
Timestamp: | 11:30
Border & direction: | South-Romania Import
Horizon: | 2D
Remedial actions: | true
Evaluation type: | CURATIVE
TTC [MW]: | 3109
Fallback applied | false
Loading threshold | 0.7
Applied RAs
CO ID | RA ID | Name of the RA | Usage | Type | Location | Status
[n/a] | BG_RA_00001 | PRA 400 kV TINTARENI1-KOZLODUI | preventive | topological |  | helpful
[n/a] | RO_RA_00001 | PRA 400/220kV AT3 Arad | preventive | pst |  | notApplied
[n/a] | RO_RA_00002 | PRA 400/220kV AT Urechesti | preventive | pst |  | notApplied
[n/a] | RO_RA_00008 | PRA 400 kV Tantareni-Kozlodui 1 | preventive | topological |  | notApplied
[n/a] | RO_RA_00009 | PRA 400 kV Tantareni-Kozlodui 2 | preventive | topological |  | notApplied
Limiting CNECs
CO ID | Name of the CO | Name of the CNE | CNE UCTE branch | Calculated I (A) | I max (PRE) | I max (CUR) | Margin (A) | Loading (%) | Applicable curative RAs
RO-BG_CO_00002 | N-1 Kozlodui-Tantareni 2 | [RO-RS] Portile de Fier-Djerdap [OPP] [RO] | RPDFE41 _XPF_DJ11_1:line | -1828 |  | -1836 | -8 | 100 | []
RO-BG_CO_00001 | N-1 Tantareni-Kozlodui 1 | [RO-RS] Portile de Fier-Djerdap [OPP] [RO] | RPDFE41 _XPF_DJ11_1:line | -1828 |  | -1836 | -8 | 100 | []
RO-UA_CO_00001 | N-1 Rosiori-Mukacevo | [RO-RS] Portile de Fier-Djerdap [OPP] [RO] | RPDFE41 _XPF_DJ11_1:line | -1752 |  | -1836 | -84 | 95 | []
RO_CO_00027 | N-1 AT3 Arad | [RO-RS] Portile de Fier-Djerdap [OPP] [RO] | RPDFE41 _XPF_DJ11_1:line | -1733 |  | -1836 | -103 | 94 | []
RO-HU_CO_00001 | N-1 Arad-Sandorfalva | [RO-RS] Portile de Fier-Djerdap [OPP] [RO] | RPDFE41 _XPF_DJ11_1:line | -1729 |  | -1836 | -107 | 94 | []
RO-HU_CO_00002 | N-1 Nadab-Bekescsaba | [RO-RS] Portile de Fier-Djerdap [OPP] [RO] | RPDFE41 _XPF_DJ11_1:line | -1721 |  | -1836 | -115 | 94 | []
RO_CO_00002 | N-1 Mintia-Arad | [RO-RS] Portile de Fier-Djerdap [OPP] [RO] | RPDFE41 _XPF_DJ11_1:line | -1689 |  | -1836 | -147 | 92 | []
BC | Base Case | [RO-RS] Portile de Fier-Djerdap [OPP] [RO] | RPDFE41 _XPF_DJ11_1:line | -1689 |  | -1836 | -147 | 92 | []
RO_BG_CO_00001 | N-1 400kV TINTARENI1-KOZLODUI | [BG-RO] 400kV NPP Kozloduy - Tantareni ck. 2 [DIR] [BG] | VAECKO11_XKO_TI12_1:line | 1396 |  | 1601 | -205 | 87 | []
RO_BG_CO_00002 | N-1 400kV KOZLODUI-TINTARENI2 | [BG-RO] 400kV TINTARENI1-KOZLODUI [DIR] [BG] | VAECKO11_XKO_TI11_1:line | 1396 |  | 1601 | -205 | 87 | []
RO-BG_CO_00001 | N-1 Tantareni-Kozlodui 1 | [RO-BG] Tantareni-Kozlodui 2 [OPP] [RO] | RTINTB1 _XKO_TI12_1:line | -1387 |  | -1600 | -213 | 87 | []
RO-BG_CO_00002 | N-1 Kozlodui-Tantareni 2 | [RO-BG] Tantareni-Kozlodui 1 [DIR] [RO] | RTINTB1 _XKO_TI11_1:line | -1387 |  | -1600 | -213 | 87 | []
RO_CO_00001 | N-1 Portile de Fier-Resita | [RO-RS] Portile de Fier-Djerdap [OPP] [RO] | RPDFE41 _XPF_DJ11_1:line | -1487 |  | -1836 | -349 | 81 | []
RO-RS_CO_00001, RO_RS_CO_00001 | N-1 Portile de Fier-Djerdap, N-1 Portile de Fier-Djerdap | [BG-RO] 400kV TINTARENI1-KOZLODUI [DIR] [BG] | VAECKO11_XKO_TI11_1:line | 1281 |  | 1601 | -320 | 80 | []
RO-RS_CO_00001, RO_RS_CO_00001 | N-1 Portile de Fier-Djerdap, N-1 Portile de Fier-Djerdap | [BG-RO] 400kV NPP Kozloduy - Tantareni ck. 2 [DIR] [BG] | VAECKO11_XKO_TI12_1:line | 1281 |  | 1601 | -320 | 80 | []
RO-RS_CO_00001, RO_RS_CO_00001 | N-1 Portile de Fier-Djerdap, N-1 Portile de Fier-Djerdap | [RO-BG] Tantareni-Kozlodui 1 [DIR] [RO] | RTINTB1 _XKO_TI11_1:line | -1275 |  | -1600 | -325 | 80 | []
RO-RS_CO_00001, RO_RS_CO_00001 | N-1 Portile de Fier-Djerdap, N-1 Portile de Fier-Djerdap | [RO-BG] Tantareni-Kozlodui 2 [OPP] [RO] | RTINTB1 _XKO_TI12_1:line | -1275 |  | -1600 | -325 | 80 | []
RO_CO_00029 | N-1 Resita-Timisoara | [RO-RS] Portile de Fier-Djerdap [OPP] [RO] | RPDFE41 _XPF_DJ11_1:line | -1456 |  | -1836 | -380 | 79 | []
RO-RS_CO_00001, RO_RS_CO_00001 | N-1 Portile de Fier-Djerdap, N-1 Portile de Fier-Djerdap | [RO-RO] AT3 Arad [DIR] [RO] | RARA4D1 _RARAD22 _1:trf | -784 |  | -999 | -215 | 78 | []

## 1230Preventive
Detailed results
Generated at: | 2023-12-11 21:54
Business day: | 13.12.2023
Timestamp: | 12:30
Border & direction: | South-Romania Import
Horizon: | 2D
Remedial actions: | true
Evaluation type: | PREVENTIVE
TTC [MW]: | 3053
Fallback applied | false
Loading threshold | 0.7
Applied RAs
CO ID | RA ID | Name of the RA | Usage | Type | Location | Status
[n/a] | BG_RA_00001 | PRA 400 kV TINTARENI1-KOZLODUI | preventive | topological |  | helpful
[n/a] | RO_RA_00001 | PRA 400/220kV AT3 Arad | preventive | pst |  | notApplied
[n/a] | RO_RA_00002 | PRA 400/220kV AT Urechesti | preventive | pst |  | notApplied
[n/a] | RO_RA_00008 | PRA 400 kV Tantareni-Kozlodui 1 | preventive | topological |  | notApplied
[n/a] | RO_RA_00009 | PRA 400 kV Tantareni-Kozlodui 2 | preventive | topological |  | notApplied
Limiting CNECs
CO ID | Name of the CO | Name of the CNE | CNE UCTE branch | Calculated I (A) | I max (PRE) | I max (CUR) | Margin (A) | Loading (%) | Applicable curative RAs
RO-BG_CO_00002 | N-1 Kozlodui-Tantareni 2 | [RO-RS] Portile de Fier-Djerdap [DIR] [RO] | RPDFE41 _XPF_DJ11_1:line | -1836 | -1836 | -1836 | 0 | 100 | []
RO-BG_CO_00001 | N-1 Tantareni-Kozlodui 1 | [RO-RS] Portile de Fier-Djerdap [DIR] [RO] | RPDFE41 _XPF_DJ11_1:line | -1836 | -1836 | -1836 | 0 | 100 | []
RO-UA_CO_00001 | N-1 Rosiori-Mukacevo | [RO-RS] Portile de Fier-Djerdap [DIR] [RO] | RPDFE41 _XPF_DJ11_1:line | -1752 | -1836 | -1836 | -84 | 95 | []
RO-HU_CO_00001 | N-1 Arad-Sandorfalva | [RO-RS] Portile de Fier-Djerdap [DIR] [RO] | RPDFE41 _XPF_DJ11_1:line | -1738 | -1836 | -1836 | -98 | 95 | []
RO_CO_00027 | N-1 AT3 Arad | [RO-RS] Portile de Fier-Djerdap [DIR] [RO] | RPDFE41 _XPF_DJ11_1:line | -1737 | -1836 | -1836 | -99 | 95 | []
RO-HU_CO_00002 | N-1 Nadab-Bekescsaba | [RO-RS] Portile de Fier-Djerdap [DIR] [RO] | RPDFE41 _XPF_DJ11_1:line | -1727 | -1836 | -1836 | -109 | 94 | []
RO_CO_00002 | N-1 Mintia-Arad | [RO-RS] Portile de Fier-Djerdap [DIR] [RO] | RPDFE41 _XPF_DJ11_1:line | -1697 | -1836 | -1836 | -139 | 92 | []
BC | Base Case | [RO-RS] Portile de Fier-Djerdap [DIR] [RO] | RPDFE41 _XPF_DJ11_1:line | -1697 | -1836 | -1836 | -139 | 92 | []
RO_BG_CO_00001 | N-1 400kV TINTARENI1-KOZLODUI | [BG-RO] 400kV NPP Kozloduy - Tantareni ck. 2 [DIR] [BG] | VAECKO11_XKO_TI12_1:line | 1387 | 1601 | 1601 | -214 | 87 | []
RO_BG_CO_00002 | N-1 400kV KOZLODUI-TINTARENI2 | [BG-RO] 400kV NPP Kozloduy - Tantareni ck. 1 [DIR] [BG] | VAECKO11_XKO_TI11_1:line | 1387 | 1601 | 1601 | -214 | 87 | []
RO-BG_CO_00002 | N-1 Kozlodui-Tantareni 2 | [RO-BG] Tantareni-Kozlodui 1 [DIR] [RO] | RTINTB1 _XKO_TI11_1:line | -1378 | -1600 | -1600 | -222 | 86 | []
RO-BG_CO_00001 | N-1 Tantareni-Kozlodui 1 | [RO-BG] Tantareni-Kozlodui 2 [OPP] [RO] | RTINTB1 _XKO_TI12_1:line | -1378 | -1600 | -1600 | -222 | 86 | []
RO_CO_00001 | N-1 Portile de Fier-Resita | [RO-RS] Portile de Fier-Djerdap [DIR] [RO] | RPDFE41 _XPF_DJ11_1:line | -1492 | -1836 | -1836 | -344 | 81 | []
RO-RS_CO_00001, RO_RS_CO_00001 | N-1 Portile de Fier-Djerdap, N-1 Portile de Fier-Djerdap | [BG-RO] 400kV NPP Kozloduy - Tantareni ck. 2 [DIR] [BG] | VAECKO11_XKO_TI12_1:line | 1277 | 1601 | 1601 | -324 | 80 | []
RO-RS_CO_00001, RO_RS_CO_00001 | N-1 Portile de Fier-Djerdap, N-1 Portile de Fier-Djerdap | [BG-RO] 400kV NPP Kozloduy - Tantareni ck. 1 [DIR] [BG] | VAECKO11_XKO_TI11_1:line | 1277 | 1601 | 1601 | -324 | 80 | []
RO-RS_CO_00001, RO_RS_CO_00001 | N-1 Portile de Fier-Djerdap, N-1 Portile de Fier-Djerdap | [RO-BG] Tantareni-Kozlodui 1 [DIR] [RO] | RTINTB1 _XKO_TI11_1:line | -1271 | -1600 | -1600 | -329 | 79 | []
RO-RS_CO_00001, RO_RS_CO_00001 | N-1 Portile de Fier-Djerdap, N-1 Portile de Fier-Djerdap | [RO-BG] Tantareni-Kozlodui 2 [OPP] [RO] | RTINTB1 _XKO_TI12_1:line | -1271 | -1600 | -1600 | -329 | 79 | []
RO_CO_00029 | N-1 Resita-Timisoara | [RO-RS] Portile de Fier-Djerdap [DIR] [RO] | RPDFE41 _XPF_DJ11_1:line | -1457 | -1836 | -1836 | -379 | 79 | []
RO-RS_CO_00001, RO_RS_CO_00001 | N-1 Portile de Fier-Djerdap, N-1 Portile de Fier-Djerdap | [RO-RO] AT3 Arad [DIR] [RO] | RARA4D1 _RARAD22 _1:trf | -754 | -999 | -999 | -245 | 75 | []

## 1230Curative
Detailed results
Generated at: | 2023-12-11 21:54
Business day: | 13.12.2023
Timestamp: | 12:30
Border & direction: | South-Romania Import
Horizon: | 2D
Remedial actions: | true
Evaluation type: | CURATIVE
TTC [MW]: | 3053
Fallback applied | false
Loading threshold | 0.7
Applied RAs
CO ID | RA ID | Name of the RA | Usage | Type | Location | Status
[n/a] | BG_RA_00001 | PRA 400 kV TINTARENI1-KOZLODUI | preventive | topological |  | helpful
[n/a] | RO_RA_00001 | PRA 400/220kV AT3 Arad | preventive | pst |  | notApplied
[n/a] | RO_RA_00002 | PRA 400/220kV AT Urechesti | preventive | pst |  | notApplied
[n/a] | RO_RA_00008 | PRA 400 kV Tantareni-Kozlodui 1 | preventive | topological |  | notApplied
[n/a] | RO_RA_00009 | PRA 400 kV Tantareni-Kozlodui 2 | preventive | topological |  | notApplied
Limiting CNECs
CO ID | Name of the CO | Name of the CNE | CNE UCTE branch | Calculated I (A) | I max (PRE) | I max (CUR) | Margin (A) | Loading (%) | Applicable curative RAs
RO-BG_CO_00002 | N-1 Kozlodui-Tantareni 2 | [RO-RS] Portile de Fier-Djerdap [DIR] [RO] | RPDFE41 _XPF_DJ11_1:line | -1836 |  | -1836 | 0 | 100 | []
RO-BG_CO_00001 | N-1 Tantareni-Kozlodui 1 | [RO-RS] Portile de Fier-Djerdap [DIR] [RO] | RPDFE41 _XPF_DJ11_1:line | -1836 |  | -1836 | 0 | 100 | []
RO-UA_CO_00001 | N-1 Rosiori-Mukacevo | [RO-RS] Portile de Fier-Djerdap [DIR] [RO] | RPDFE41 _XPF_DJ11_1:line | -1752 |  | -1836 | -84 | 95 | []
RO-HU_CO_00001 | N-1 Arad-Sandorfalva | [RO-RS] Portile de Fier-Djerdap [DIR] [RO] | RPDFE41 _XPF_DJ11_1:line | -1738 |  | -1836 | -98 | 95 | []
RO_CO_00027 | N-1 AT3 Arad | [RO-RS] Portile de Fier-Djerdap [DIR] [RO] | RPDFE41 _XPF_DJ11_1:line | -1737 |  | -1836 | -99 | 95 | []
RO-HU_CO_00002 | N-1 Nadab-Bekescsaba | [RO-RS] Portile de Fier-Djerdap [DIR] [RO] | RPDFE41 _XPF_DJ11_1:line | -1727 |  | -1836 | -109 | 94 | []
RO_CO_00002 | N-1 Mintia-Arad | [RO-RS] Portile de Fier-Djerdap [DIR] [RO] | RPDFE41 _XPF_DJ11_1:line | -1697 |  | -1836 | -139 | 92 | []
BC | Base Case | [RO-RS] Portile de Fier-Djerdap [DIR] [RO] | RPDFE41 _XPF_DJ11_1:line | -1697 |  | -1836 | -139 | 92 | []
RO_BG_CO_00001 | N-1 400kV TINTARENI1-KOZLODUI | [BG-RO] 400kV NPP Kozloduy - Tantareni ck. 2 [DIR] [BG] | VAECKO11_XKO_TI12_1:line | 1387 |  | 1601 | -214 | 87 | []
RO_BG_CO_00002 | N-1 400kV KOZLODUI-TINTARENI2 | [BG-RO] 400kV NPP Kozloduy - Tantareni ck. 1 [DIR] [BG] | VAECKO11_XKO_TI11_1:line | 1387 |  | 1601 | -214 | 87 | []
RO-BG_CO_00002 | N-1 Kozlodui-Tantareni 2 | [RO-BG] Tantareni-Kozlodui 1 [DIR] [RO] | RTINTB1 _XKO_TI11_1:line | -1378 |  | -1600 | -222 | 86 | []
RO-BG_CO_00001 | N-1 Tantareni-Kozlodui 1 | [RO-BG] Tantareni-Kozlodui 2 [OPP] [RO] | RTINTB1 _XKO_TI12_1:line | -1378 |  | -1600 | -222 | 86 | []
RO_CO_00001 | N-1 Portile de Fier-Resita | [RO-RS] Portile de Fier-Djerdap [DIR] [RO] | RPDFE41 _XPF_DJ11_1:line | -1492 |  | -1836 | -344 | 81 | []
RO-RS_CO_00001, RO_RS_CO_00001 | N-1 Portile de Fier-Djerdap, N-1 Portile de Fier-Djerdap | [BG-RO] 400kV NPP Kozloduy - Tantareni ck. 2 [DIR] [BG] | VAECKO11_XKO_TI12_1:line | 1277 |  | 1601 | -324 | 80 | []
RO-RS_CO_00001, RO_RS_CO_00001 | N-1 Portile de Fier-Djerdap, N-1 Portile de Fier-Djerdap | [BG-RO] 400kV NPP Kozloduy - Tantareni ck. 1 [DIR] [BG] | VAECKO11_XKO_TI11_1:line | 1277 |  | 1601 | -324 | 80 | []
RO-RS_CO_00001, RO_RS_CO_00001 | N-1 Portile de Fier-Djerdap, N-1 Portile de Fier-Djerdap | [RO-BG] Tantareni-Kozlodui 1 [DIR] [RO] | RTINTB1 _XKO_TI11_1:line | -1271 |  | -1600 | -329 | 79 | []
RO-RS_CO_00001, RO_RS_CO_00001 | N-1 Portile de Fier-Djerdap, N-1 Portile de Fier-Djerdap | [RO-BG] Tantareni-Kozlodui 2 [OPP] [RO] | RTINTB1 _XKO_TI12_1:line | -1271 |  | -1600 | -329 | 79 | []
RO_CO_00029 | N-1 Resita-Timisoara | [RO-RS] Portile de Fier-Djerdap [DIR] [RO] | RPDFE41 _XPF_DJ11_1:line | -1457 |  | -1836 | -379 | 79 | []
RO-RS_CO_00001, RO_RS_CO_00001 | N-1 Portile de Fier-Djerdap, N-1 Portile de Fier-Djerdap | [RO-RO] AT3 Arad [DIR] [RO] | RARA4D1 _RARAD22 _1:trf | -754 |  | -999 | -245 | 75 | []

## 1330Preventive
Detailed results
Generated at: | 2023-12-11 21:54
Business day: | 13.12.2023
Timestamp: | 13:30
Border & direction: | South-Romania Import
Horizon: | 2D
Remedial actions: | true
Evaluation type: | PREVENTIVE
TTC [MW]: | 2905
Fallback applied | false
Loading threshold | 0.7
Applied RAs
CO ID | RA ID | Name of the RA | Usage | Type | Location | Status
[n/a] | BG_RA_00001 | PRA 400 kV TINTARENI1-KOZLODUI | preventive | topological |  | helpful
[n/a] | RO_RA_00001 | PRA 400/220kV AT3 Arad | preventive | pst |  | notApplied
[n/a] | RO_RA_00002 | PRA 400/220kV AT Urechesti | preventive | pst |  | notApplied
[n/a] | RO_RA_00008 | PRA 400 kV Tantareni-Kozlodui 1 | preventive | topological |  | notApplied
[n/a] | RO_RA_00009 | PRA 400 kV Tantareni-Kozlodui 2 | preventive | topological |  | notApplied
Limiting CNECs
CO ID | Name of the CO | Name of the CNE | CNE UCTE branch | Calculated I (A) | I max (PRE) | I max (CUR) | Margin (A) | Loading (%) | Applicable curative RAs
RO-BG_CO_00001 | N-1 Tantareni-Kozlodui 1 | [RO-RS] Portile de Fier-Djerdap [OPP] [RO] | RPDFE41 _XPF_DJ11_1:line | -1827 | -1836 | -1836 | -9 | 100 | []
RO-BG_CO_00002 | N-1 Kozlodui-Tantareni 2 | [RO-RS] Portile de Fier-Djerdap [OPP] [RO] | RPDFE41 _XPF_DJ11_1:line | -1827 | -1836 | -1836 | -9 | 100 | []
RO-UA_CO_00001 | N-1 Rosiori-Mukacevo | [RO-RS] Portile de Fier-Djerdap [OPP] [RO] | RPDFE41 _XPF_DJ11_1:line | -1770 | -1836 | -1836 | -66 | 96 | []
RO_CO_00027 | N-1 AT3 Arad | [RO-RS] Portile de Fier-Djerdap [OPP] [RO] | RPDFE41 _XPF_DJ11_1:line | -1738 | -1836 | -1836 | -98 | 95 | []
RO-HU_CO_00001 | N-1 Arad-Sandorfalva | [RO-RS] Portile de Fier-Djerdap [OPP] [RO] | RPDFE41 _XPF_DJ11_1:line | -1735 | -1836 | -1836 | -101 | 95 | []
RO-HU_CO_00002 | N-1 Nadab-Bekescsaba | [RO-RS] Portile de Fier-Djerdap [OPP] [RO] | RPDFE41 _XPF_DJ11_1:line | -1726 | -1836 | -1836 | -110 | 94 | []
BC | Base Case | [RO-RS] Portile de Fier-Djerdap [OPP] [RO] | RPDFE41 _XPF_DJ11_1:line | -1696 | -1836 | -1836 | -140 | 92 | []
RO_CO_00002 | N-1 Mintia-Arad | [RO-RS] Portile de Fier-Djerdap [OPP] [RO] | RPDFE41 _XPF_DJ11_1:line | -1696 | -1836 | -1836 | -140 | 92 | []
RO_CO_00001 | N-1 Portile de Fier-Resita | [RO-RS] Portile de Fier-Djerdap [OPP] [RO] | RPDFE41 _XPF_DJ11_1:line | -1512 | -1836 | -1836 | -324 | 82 | []
RO_BG_CO_00002 | N-1 400kV KOZLODUI-TINTARENI2 | [BG-RO] 400kV TINTARENI1-KOZLODUI [DIR] [BG] | VAECKO11_XKO_TI11_1:line | 1316 | 1601 | 1601 | -285 | 82 | []
RO_BG_CO_00001 | N-1 400kV TINTARENI1-KOZLODUI | [BG-RO] 400kV NPP Kozloduy - Tantareni ck. 2 [DIR] [BG] | VAECKO11_XKO_TI12_1:line | 1316 | 1601 | 1601 | -285 | 82 | []
RO-BG_CO_00002 | N-1 Kozlodui-Tantareni 2 | [RO-BG] Tantareni-Kozlodui 1 [DIR] [RO] | RTINTB1 _XKO_TI11_1:line | -1311 | -1600 | -1600 | -289 | 82 | []
RO-BG_CO_00001 | N-1 Tantareni-Kozlodui 1 | [RO-BG] Tantareni-Kozlodui 2 [OPP] [RO] | RTINTB1 _XKO_TI12_1:line | -1311 | -1600 | -1600 | -289 | 82 | []
RO_CO_00029 | N-1 Resita-Timisoara | [RO-RS] Portile de Fier-Djerdap [OPP] [RO] | RPDFE41 _XPF_DJ11_1:line | -1459 | -1836 | -1836 | -377 | 79 | []
RO-RS_CO_00001, RO_RS_CO_00001 | N-1 Portile de Fier-Djerdap, N-1 Portile de Fier-Djerdap | [RO-RO] AT3 Arad [OPP] [RO] | RARA4D1 _RARAD22 _1:trf | -770 | -999 | -999 | -229 | 77 | []
RO-RS_CO_00001, RO_RS_CO_00001 | N-1 Portile de Fier-Djerdap, N-1 Portile de Fier-Djerdap | [BG-RO] 400kV NPP Kozloduy - Tantareni ck. 2 [DIR] [BG] | VAECKO11_XKO_TI12_1:line | 1226 | 1601 | 1601 | -375 | 77 | []
RO-RS_CO_00001, RO_RS_CO_00001 | N-1 Portile de Fier-Djerdap, N-1 Portile de Fier-Djerdap | [BG-RO] 400kV TINTARENI1-KOZLODUI [DIR] [BG] | VAECKO11_XKO_TI11_1:line | 1226 | 1601 | 1601 | -375 | 77 | []
RO-RS_CO_00001, RO_RS_CO_00001 | N-1 Portile de Fier-Djerdap, N-1 Portile de Fier-Djerdap | [RO-BG] Tantareni-Kozlodui 1 [DIR] [RO] | RTINTB1 _XKO_TI11_1:line | -1222 | -1600 | -1600 | -378 | 76 | []
RO-RS_CO_00001, RO_RS_CO_00001 | N-1 Portile de Fier-Djerdap, N-1 Portile de Fier-Djerdap | [RO-BG] Tantareni-Kozlodui 2 [OPP] [RO] | RTINTB1 _XKO_TI12_1:line | -1222 | -1600 | -1600 | -378 | 76 | []

## 1330Curative
Detailed results
Generated at: | 2023-12-11 21:54
Business day: | 13.12.2023
Timestamp: | 13:30
Border & direction: | South-Romania Import
Horizon: | 2D
Remedial actions: | true
Evaluation type: | CURATIVE
TTC [MW]: | 2905
Fallback applied | false
Loading threshold | 0.7
Applied RAs
CO ID | RA ID | Name of the RA | Usage | Type | Location | Status
[n/a] | BG_RA_00001 | PRA 400 kV TINTARENI1-KOZLODUI | preventive | topological |  | helpful
[n/a] | RO_RA_00001 | PRA 400/220kV AT3 Arad | preventive | pst |  | notApplied
[n/a] | RO_RA_00002 | PRA 400/220kV AT Urechesti | preventive | pst |  | notApplied
[n/a] | RO_RA_00008 | PRA 400 kV Tantareni-Kozlodui 1 | preventive | topological |  | notApplied
[n/a] | RO_RA_00009 | PRA 400 kV Tantareni-Kozlodui 2 | preventive | topological |  | notApplied
Limiting CNECs
CO ID | Name of the CO | Name of the CNE | CNE UCTE branch | Calculated I (A) | I max (PRE) | I max (CUR) | Margin (A) | Loading (%) | Applicable curative RAs
RO-BG_CO_00001 | N-1 Tantareni-Kozlodui 1 | [RO-RS] Portile de Fier-Djerdap [OPP] [RO] | RPDFE41 _XPF_DJ11_1:line | -1827 |  | -1836 | -9 | 100 | []
RO-BG_CO_00002 | N-1 Kozlodui-Tantareni 2 | [RO-RS] Portile de Fier-Djerdap [OPP] [RO] | RPDFE41 _XPF_DJ11_1:line | -1827 |  | -1836 | -9 | 100 | []
RO-UA_CO_00001 | N-1 Rosiori-Mukacevo | [RO-RS] Portile de Fier-Djerdap [OPP] [RO] | RPDFE41 _XPF_DJ11_1:line | -1770 |  | -1836 | -66 | 96 | []
RO_CO_00027 | N-1 AT3 Arad | [RO-RS] Portile de Fier-Djerdap [OPP] [RO] | RPDFE41 _XPF_DJ11_1:line | -1738 |  | -1836 | -98 | 95 | []
RO-HU_CO_00001 | N-1 Arad-Sandorfalva | [RO-RS] Portile de Fier-Djerdap [OPP] [RO] | RPDFE41 _XPF_DJ11_1:line | -1735 |  | -1836 | -101 | 95 | []
RO-HU_CO_00002 | N-1 Nadab-Bekescsaba | [RO-RS] Portile de Fier-Djerdap [OPP] [RO] | RPDFE41 _XPF_DJ11_1:line | -1726 |  | -1836 | -110 | 94 | []
BC | Base Case | [RO-RS] Portile de Fier-Djerdap [OPP] [RO] | RPDFE41 _XPF_DJ11_1:line | -1696 |  | -1836 | -140 | 92 | []
RO_CO_00002 | N-1 Mintia-Arad | [RO-RS] Portile de Fier-Djerdap [OPP] [RO] | RPDFE41 _XPF_DJ11_1:line | -1696 |  | -1836 | -140 | 92 | []
RO_CO_00001 | N-1 Portile de Fier-Resita | [RO-RS] Portile de Fier-Djerdap [OPP] [RO] | RPDFE41 _XPF_DJ11_1:line | -1512 |  | -1836 | -324 | 82 | []
RO_BG_CO_00002 | N-1 400kV KOZLODUI-TINTARENI2 | [BG-RO] 400kV TINTARENI1-KOZLODUI [DIR] [BG] | VAECKO11_XKO_TI11_1:line | 1316 |  | 1601 | -285 | 82 | []
RO_BG_CO_00001 | N-1 400kV TINTARENI1-KOZLODUI | [BG-RO] 400kV NPP Kozloduy - Tantareni ck. 2 [DIR] [BG] | VAECKO11_XKO_TI12_1:line | 1316 |  | 1601 | -285 | 82 | []
RO-BG_CO_00002 | N-1 Kozlodui-Tantareni 2 | [RO-BG] Tantareni-Kozlodui 1 [DIR] [RO] | RTINTB1 _XKO_TI11_1:line | -1311 |  | -1600 | -289 | 82 | []
RO-BG_CO_00001 | N-1 Tantareni-Kozlodui 1 | [RO-BG] Tantareni-Kozlodui 2 [OPP] [RO] | RTINTB1 _XKO_TI12_1:line | -1311 |  | -1600 | -289 | 82 | []
RO_CO_00029 | N-1 Resita-Timisoara | [RO-RS] Portile de Fier-Djerdap [OPP] [RO] | RPDFE41 _XPF_DJ11_1:line | -1459 |  | -1836 | -377 | 79 | []
RO-RS_CO_00001, RO_RS_CO_00001 | N-1 Portile de Fier-Djerdap, N-1 Portile de Fier-Djerdap | [RO-RO] AT3 Arad [OPP] [RO] | RARA4D1 _RARAD22 _1:trf | -770 |  | -999 | -229 | 77 | []
RO-RS_CO_00001, RO_RS_CO_00001 | N-1 Portile de Fier-Djerdap, N-1 Portile de Fier-Djerdap | [BG-RO] 400kV NPP Kozloduy - Tantareni ck. 2 [DIR] [BG] | VAECKO11_XKO_TI12_1:line | 1226 |  | 1601 | -375 | 77 | []
RO-RS_CO_00001, RO_RS_CO_00001 | N-1 Portile de Fier-Djerdap, N-1 Portile de Fier-Djerdap | [BG-RO] 400kV TINTARENI1-KOZLODUI [DIR] [BG] | VAECKO11_XKO_TI11_1:line | 1226 |  | 1601 | -375 | 77 | []
RO-RS_CO_00001, RO_RS_CO_00001 | N-1 Portile de Fier-Djerdap, N-1 Portile de Fier-Djerdap | [RO-BG] Tantareni-Kozlodui 1 [DIR] [RO] | RTINTB1 _XKO_TI11_1:line | -1222 |  | -1600 | -378 | 76 | []
RO-RS_CO_00001, RO_RS_CO_00001 | N-1 Portile de Fier-Djerdap, N-1 Portile de Fier-Djerdap | [RO-BG] Tantareni-Kozlodui 2 [OPP] [RO] | RTINTB1 _XKO_TI12_1:line | -1222 |  | -1600 | -378 | 76 | []

## 1430Preventive
Detailed results
Generated at: | 2023-12-11 21:54
Business day: | 13.12.2023
Timestamp: | 14:30
Border & direction: | South-Romania Import
Horizon: | 2D
Remedial actions: | true
Evaluation type: | PREVENTIVE
TTC [MW]: | 2686
Fallback applied | false
Loading threshold | 0.7
Applied RAs
CO ID | RA ID | Name of the RA | Usage | Type | Location | Status
[n/a] | BG_RA_00001 | PRA 400 kV TINTARENI1-KOZLODUI | preventive | topological |  | helpful
[n/a] | RO_RA_00001 | PRA 400/220kV AT3 Arad | preventive | pst |  | notApplied
[n/a] | RO_RA_00002 | PRA 400/220kV AT Urechesti | preventive | pst |  | notApplied
[n/a] | RO_RA_00008 | PRA 400 kV Tantareni-Kozlodui 1 | preventive | topological |  | notApplied
[n/a] | RO_RA_00009 | PRA 400 kV Tantareni-Kozlodui 2 | preventive | topological |  | notApplied
Limiting CNECs
CO ID | Name of the CO | Name of the CNE | CNE UCTE branch | Calculated I (A) | I max (PRE) | I max (CUR) | Margin (A) | Loading (%) | Applicable curative RAs
RO-BG_CO_00002 | N-1 Kozlodui-Tantareni 2 | [RO-RS] Portile de Fier-Djerdap [DIR] [RO] | RPDFE41 _XPF_DJ11_1:line | -1827 | -1836 | -1836 | -9 | 100 | []
RO-BG_CO_00001 | N-1 Tantareni-Kozlodui 1 | [RO-RS] Portile de Fier-Djerdap [DIR] [RO] | RPDFE41 _XPF_DJ11_1:line | -1827 | -1836 | -1836 | -9 | 100 | []
RO-UA_CO_00001 | N-1 Rosiori-Mukacevo | [RO-RS] Portile de Fier-Djerdap [DIR] [RO] | RPDFE41 _XPF_DJ11_1:line | -1809 | -1836 | -1836 | -27 | 99 | []
RO_CO_00027 | N-1 AT3 Arad | [RO-RS] Portile de Fier-Djerdap [DIR] [RO] | RPDFE41 _XPF_DJ11_1:line | -1761 | -1836 | -1836 | -75 | 96 | []
RO-HU_CO_00001 | N-1 Arad-Sandorfalva | [RO-RS] Portile de Fier-Djerdap [DIR] [RO] | RPDFE41 _XPF_DJ11_1:line | -1752 | -1836 | -1836 | -84 | 95 | []
RO-HU_CO_00002 | N-1 Nadab-Bekescsaba | [RO-RS] Portile de Fier-Djerdap [DIR] [RO] | RPDFE41 _XPF_DJ11_1:line | -1745 | -1836 | -1836 | -91 | 95 | []
BC | Base Case | [RO-RS] Portile de Fier-Djerdap [DIR] [RO] | RPDFE41 _XPF_DJ11_1:line | -1713 | -1836 | -1836 | -123 | 93 | []
RO_CO_00002 | N-1 Mintia-Arad | [RO-RS] Portile de Fier-Djerdap [DIR] [RO] | RPDFE41 _XPF_DJ11_1:line | -1713 | -1836 | -1836 | -123 | 93 | []
RO_CO_00001 | N-1 Portile de Fier-Resita | [RO-RS] Portile de Fier-Djerdap [DIR] [RO] | RPDFE41 _XPF_DJ11_1:line | -1534 | -1836 | -1836 | -302 | 84 | []
RO-RS_CO_00001, RO_RS_CO_00001 | N-1 Portile de Fier-Djerdap, N-1 Portile de Fier-Djerdap | [RO-RO] AT3 Arad [OPP] [RO] | RARA4D1 _RARAD22 _1:trf | -810 | -999 | -999 | -189 | 81 | []
RO_CO_00029 | N-1 Resita-Timisoara | [RO-RS] Portile de Fier-Djerdap [DIR] [RO] | RPDFE41 _XPF_DJ11_1:line | -1484 | -1836 | -1836 | -352 | 81 | []
RO_BG_CO_00002 | N-1 400kV KOZLODUI-TINTARENI2 | [BG-RO] 400kV TINTARENI1-KOZLODUI [DIR] [BG] | VAECKO11_XKO_TI11_1:line | 1154 | 1601 | 1601 | -447 | 72 | []
RO_BG_CO_00001 | N-1 400kV TINTARENI1-KOZLODUI | [BG-RO] 400kV KOZLODUI-TINTARENI2 [DIR] [BG] | VAECKO11_XKO_TI12_1:line | 1154 | 1601 | 1601 | -447 | 72 | []
RO-BG_CO_00002 | N-1 Kozlodui-Tantareni 2 | [RO-BG] Tantareni-Kozlodui 1 [OPP] [RO] | RTINTB1 _XKO_TI11_1:line | -1149 | -1600 | -1600 | -451 | 72 | []
RO-BG_CO_00001 | N-1 Tantareni-Kozlodui 1 | [RO-BG] Tantareni-Kozlodui 2 [OPP] [RO] | RTINTB1 _XKO_TI12_1:line | -1149 | -1600 | -1600 | -451 | 72 | []
RO-RS_CO_00001, RO_RS_CO_00001 | N-1 Portile de Fier-Djerdap, N-1 Portile de Fier-Djerdap | [BG-RO] 400kV TINTARENI1-KOZLODUI [DIR] [BG] | VAECKO11_XKO_TI11_1:line | 1130 | 1601 | 1601 | -471 | 71 | []
RO-RS_CO_00001, RO_RS_CO_00001 | N-1 Portile de Fier-Djerdap, N-1 Portile de Fier-Djerdap | [BG-RO] 400kV KOZLODUI-TINTARENI2 [DIR] [BG] | VAECKO11_XKO_TI12_1:line | 1130 | 1601 | 1601 | -471 | 71 | []
RO-RS_CO_00001, RO_RS_CO_00001 | N-1 Portile de Fier-Djerdap, N-1 Portile de Fier-Djerdap | [RO-BG] Tantareni-Kozlodui 2 [OPP] [RO] | RTINTB1 _XKO_TI12_1:line | -1125 | -1600 | -1600 | -475 | 70 | []
RO-RS_CO_00001, RO_RS_CO_00001 | N-1 Portile de Fier-Djerdap, N-1 Portile de Fier-Djerdap | [RO-BG] Tantareni-Kozlodui 1 [OPP] [RO] | RTINTB1 _XKO_TI11_1:line | -1125 | -1600 | -1600 | -475 | 70 | []

## 1430Curative
Detailed results
Generated at: | 2023-12-11 21:54
Business day: | 13.12.2023
Timestamp: | 14:30
Border & direction: | South-Romania Import
Horizon: | 2D
Remedial actions: | true
Evaluation type: | CURATIVE
TTC [MW]: | 2686
Fallback applied | false
Loading threshold | 0.7
Applied RAs
CO ID | RA ID | Name of the RA | Usage | Type | Location | Status
[n/a] | BG_RA_00001 | PRA 400 kV TINTARENI1-KOZLODUI | preventive | topological |  | helpful
[n/a] | RO_RA_00001 | PRA 400/220kV AT3 Arad | preventive | pst |  | notApplied
[n/a] | RO_RA_00002 | PRA 400/220kV AT Urechesti | preventive | pst |  | notApplied
[n/a] | RO_RA_00008 | PRA 400 kV Tantareni-Kozlodui 1 | preventive | topological |  | notApplied
[n/a] | RO_RA_00009 | PRA 400 kV Tantareni-Kozlodui 2 | preventive | topological |  | notApplied
Limiting CNECs
CO ID | Name of the CO | Name of the CNE | CNE UCTE branch | Calculated I (A) | I max (PRE) | I max (CUR) | Margin (A) | Loading (%) | Applicable curative RAs
RO-BG_CO_00002 | N-1 Kozlodui-Tantareni 2 | [RO-RS] Portile de Fier-Djerdap [DIR] [RO] | RPDFE41 _XPF_DJ11_1:line | -1827 |  | -1836 | -9 | 100 | []
RO-BG_CO_00001 | N-1 Tantareni-Kozlodui 1 | [RO-RS] Portile de Fier-Djerdap [DIR] [RO] | RPDFE41 _XPF_DJ11_1:line | -1827 |  | -1836 | -9 | 100 | []
RO-UA_CO_00001 | N-1 Rosiori-Mukacevo | [RO-RS] Portile de Fier-Djerdap [DIR] [RO] | RPDFE41 _XPF_DJ11_1:line | -1809 |  | -1836 | -27 | 99 | []
RO_CO_00027 | N-1 AT3 Arad | [RO-RS] Portile de Fier-Djerdap [DIR] [RO] | RPDFE41 _XPF_DJ11_1:line | -1761 |  | -1836 | -75 | 96 | []
RO-HU_CO_00001 | N-1 Arad-Sandorfalva | [RO-RS] Portile de Fier-Djerdap [DIR] [RO] | RPDFE41 _XPF_DJ11_1:line | -1752 |  | -1836 | -84 | 95 | []
RO-HU_CO_00002 | N-1 Nadab-Bekescsaba | [RO-RS] Portile de Fier-Djerdap [DIR] [RO] | RPDFE41 _XPF_DJ11_1:line | -1745 |  | -1836 | -91 | 95 | []
BC | Base Case | [RO-RS] Portile de Fier-Djerdap [DIR] [RO] | RPDFE41 _XPF_DJ11_1:line | -1713 |  | -1836 | -123 | 93 | []
RO_CO_00002 | N-1 Mintia-Arad | [RO-RS] Portile de Fier-Djerdap [DIR] [RO] | RPDFE41 _XPF_DJ11_1:line | -1713 |  | -1836 | -123 | 93 | []
RO_CO_00001 | N-1 Portile de Fier-Resita | [RO-RS] Portile de Fier-Djerdap [DIR] [RO] | RPDFE41 _XPF_DJ11_1:line | -1534 |  | -1836 | -302 | 84 | []
RO-RS_CO_00001, RO_RS_CO_00001 | N-1 Portile de Fier-Djerdap, N-1 Portile de Fier-Djerdap | [RO-RO] AT3 Arad [OPP] [RO] | RARA4D1 _RARAD22 _1:trf | -810 |  | -999 | -189 | 81 | []
RO_CO_00029 | N-1 Resita-Timisoara | [RO-RS] Portile de Fier-Djerdap [DIR] [RO] | RPDFE41 _XPF_DJ11_1:line | -1484 |  | -1836 | -352 | 81 | []
RO_BG_CO_00002 | N-1 400kV KOZLODUI-TINTARENI2 | [BG-RO] 400kV TINTARENI1-KOZLODUI [DIR] [BG] | VAECKO11_XKO_TI11_1:line | 1154 |  | 1601 | -447 | 72 | []
RO_BG_CO_00001 | N-1 400kV TINTARENI1-KOZLODUI | [BG-RO] 400kV KOZLODUI-TINTARENI2 [DIR] [BG] | VAECKO11_XKO_TI12_1:line | 1154 |  | 1601 | -447 | 72 | []
RO-BG_CO_00002 | N-1 Kozlodui-Tantareni 2 | [RO-BG] Tantareni-Kozlodui 1 [OPP] [RO] | RTINTB1 _XKO_TI11_1:line | -1149 |  | -1600 | -451 | 72 | []
RO-BG_CO_00001 | N-1 Tantareni-Kozlodui 1 | [RO-BG] Tantareni-Kozlodui 2 [OPP] [RO] | RTINTB1 _XKO_TI12_1:line | -1149 |  | -1600 | -451 | 72 | []
RO-RS_CO_00001, RO_RS_CO_00001 | N-1 Portile de Fier-Djerdap, N-1 Portile de Fier-Djerdap | [BG-RO] 400kV TINTARENI1-KOZLODUI [DIR] [BG] | VAECKO11_XKO_TI11_1:line | 1130 |  | 1601 | -471 | 71 | []
RO-RS_CO_00001, RO_RS_CO_00001 | N-1 Portile de Fier-Djerdap, N-1 Portile de Fier-Djerdap | [BG-RO] 400kV KOZLODUI-TINTARENI2 [DIR] [BG] | VAECKO11_XKO_TI12_1:line | 1130 |  | 1601 | -471 | 71 | []
RO-RS_CO_00001, RO_RS_CO_00001 | N-1 Portile de Fier-Djerdap, N-1 Portile de Fier-Djerdap | [RO-BG] Tantareni-Kozlodui 2 [OPP] [RO] | RTINTB1 _XKO_TI12_1:line | -1125 |  | -1600 | -475 | 70 | []
RO-RS_CO_00001, RO_RS_CO_00001 | N-1 Portile de Fier-Djerdap, N-1 Portile de Fier-Djerdap | [RO-BG] Tantareni-Kozlodui 1 [OPP] [RO] | RTINTB1 _XKO_TI11_1:line | -1125 |  | -1600 | -475 | 70 | []

## 1530Preventive
Detailed results
Generated at: | 2023-12-11 21:54
Business day: | 13.12.2023
Timestamp: | 15:30
Border & direction: | South-Romania Import
Horizon: | 2D
Remedial actions: | true
Evaluation type: | PREVENTIVE
TTC [MW]: | 2546
Fallback applied | false
Loading threshold | 0.7
Applied RAs
CO ID | RA ID | Name of the RA | Usage | Type | Location | Status
[n/a] | BG_RA_00001 | PRA 400 kV TINTARENI1-KOZLODUI | preventive | topological |  | helpful
[n/a] | RO_RA_00001 | PRA 400/220kV AT3 Arad | preventive | pst |  | notApplied
[n/a] | RO_RA_00002 | PRA 400/220kV AT Urechesti | preventive | pst |  | notApplied
[n/a] | RO_RA_00008 | PRA 400 kV Tantareni-Kozlodui 1 | preventive | topological |  | notApplied
[n/a] | RO_RA_00009 | PRA 400 kV Tantareni-Kozlodui 2 | preventive | topological |  | notApplied
Limiting CNECs
CO ID | Name of the CO | Name of the CNE | CNE UCTE branch | Calculated I (A) | I max (PRE) | I max (CUR) | Margin (A) | Loading (%) | Applicable curative RAs
RO-UA_CO_00001 | N-1 Rosiori-Mukacevo | [RO-RS] Portile de Fier-Djerdap [OPP] [RO] | RPDFE41 _XPF_DJ11_1:line | -1834 | -1836 | -1836 | -2 | 100 | []
RO-BG_CO_00001 | N-1 Tantareni-Kozlodui 1 | [RO-RS] Portile de Fier-Djerdap [OPP] [RO] | RPDFE41 _XPF_DJ11_1:line | -1827 | -1836 | -1836 | -9 | 100 | []
RO-BG_CO_00002 | N-1 Kozlodui-Tantareni 2 | [RO-RS] Portile de Fier-Djerdap [OPP] [RO] | RPDFE41 _XPF_DJ11_1:line | -1827 | -1836 | -1836 | -9 | 100 | []
RO_CO_00027 | N-1 AT3 Arad | [RO-RS] Portile de Fier-Djerdap [OPP] [RO] | RPDFE41 _XPF_DJ11_1:line | -1771 | -1836 | -1836 | -65 | 96 | []
RO-HU_CO_00001 | N-1 Arad-Sandorfalva | [RO-RS] Portile de Fier-Djerdap [OPP] [RO] | RPDFE41 _XPF_DJ11_1:line | -1755 | -1836 | -1836 | -81 | 96 | []
RO-HU_CO_00002 | N-1 Nadab-Bekescsaba | [RO-RS] Portile de Fier-Djerdap [OPP] [RO] | RPDFE41 _XPF_DJ11_1:line | -1749 | -1836 | -1836 | -87 | 95 | []
BC | Base Case | [RO-RS] Portile de Fier-Djerdap [OPP] [RO] | RPDFE41 _XPF_DJ11_1:line | -1715 | -1836 | -1836 | -121 | 93 | []
RO_CO_00002 | N-1 Mintia-Arad | [RO-RS] Portile de Fier-Djerdap [OPP] [RO] | RPDFE41 _XPF_DJ11_1:line | -1715 | -1836 | -1836 | -121 | 93 | []
RO-RS_CO_00001, RO_RS_CO_00001 | N-1 Portile de Fier-Djerdap, N-1 Portile de Fier-Djerdap | [RO-RO] AT3 Arad [DIR] [RO] | RARA4D1 _RARAD22 _1:trf | -874 | -999 | -999 | -125 | 87 | []
RO_CO_00001 | N-1 Portile de Fier-Resita | [RO-RS] Portile de Fier-Djerdap [OPP] [RO] | RPDFE41 _XPF_DJ11_1:line | -1530 | -1836 | -1836 | -306 | 83 | []
RO_CO_00029 | N-1 Resita-Timisoara | [RO-RS] Portile de Fier-Djerdap [OPP] [RO] | RPDFE41 _XPF_DJ11_1:line | -1506 | -1836 | -1836 | -330 | 82 | []
RO_BG_CO_00001 | N-1 400kV TINTARENI1-KOZLODUI | [BG-RO] 400kV NPP Kozloduy - Tantareni ck. 2 [DIR] [BG] | VAECKO11_XKO_TI12_1:line | 1126 | 1601 | 1601 | -475 | 70 | []
RO_BG_CO_00002 | N-1 400kV KOZLODUI-TINTARENI2 | [BG-RO] 400kV NPP Kozloduy - Tantareni ck. 1 [DIR] [BG] | VAECKO11_XKO_TI11_1:line | 1126 | 1601 | 1601 | -475 | 70 | []
RO-BG_CO_00001 | N-1 Tantareni-Kozlodui 1 | [RO-BG] Tantareni-Kozlodui 2 [DIR] [RO] | RTINTB1 _XKO_TI12_1:line | -1121 | -1600 | -1600 | -479 | 70 | []
RO-BG_CO_00002 | N-1 Kozlodui-Tantareni 2 | [RO-BG] Tantareni-Kozlodui 1 [DIR] [RO] | RTINTB1 _XKO_TI11_1:line | -1121 | -1600 | -1600 | -479 | 70 | []

## 1530Curative
Detailed results
Generated at: | 2023-12-11 21:54
Business day: | 13.12.2023
Timestamp: | 15:30
Border & direction: | South-Romania Import
Horizon: | 2D
Remedial actions: | true
Evaluation type: | CURATIVE
TTC [MW]: | 2546
Fallback applied | false
Loading threshold | 0.7
Applied RAs
CO ID | RA ID | Name of the RA | Usage | Type | Location | Status
[n/a] | BG_RA_00001 | PRA 400 kV TINTARENI1-KOZLODUI | preventive | topological |  | helpful
[n/a] | RO_RA_00001 | PRA 400/220kV AT3 Arad | preventive | pst |  | notApplied
[n/a] | RO_RA_00002 | PRA 400/220kV AT Urechesti | preventive | pst |  | notApplied
[n/a] | RO_RA_00008 | PRA 400 kV Tantareni-Kozlodui 1 | preventive | topological |  | notApplied
[n/a] | RO_RA_00009 | PRA 400 kV Tantareni-Kozlodui 2 | preventive | topological |  | notApplied
Limiting CNECs
CO ID | Name of the CO | Name of the CNE | CNE UCTE branch | Calculated I (A) | I max (PRE) | I max (CUR) | Margin (A) | Loading (%) | Applicable curative RAs
RO-UA_CO_00001 | N-1 Rosiori-Mukacevo | [RO-RS] Portile de Fier-Djerdap [OPP] [RO] | RPDFE41 _XPF_DJ11_1:line | -1834 |  | -1836 | -2 | 100 | []
RO-BG_CO_00001 | N-1 Tantareni-Kozlodui 1 | [RO-RS] Portile de Fier-Djerdap [OPP] [RO] | RPDFE41 _XPF_DJ11_1:line | -1827 |  | -1836 | -9 | 100 | []
RO-BG_CO_00002 | N-1 Kozlodui-Tantareni 2 | [RO-RS] Portile de Fier-Djerdap [OPP] [RO] | RPDFE41 _XPF_DJ11_1:line | -1827 |  | -1836 | -9 | 100 | []
RO_CO_00027 | N-1 AT3 Arad | [RO-RS] Portile de Fier-Djerdap [OPP] [RO] | RPDFE41 _XPF_DJ11_1:line | -1771 |  | -1836 | -65 | 96 | []
RO-HU_CO_00001 | N-1 Arad-Sandorfalva | [RO-RS] Portile de Fier-Djerdap [OPP] [RO] | RPDFE41 _XPF_DJ11_1:line | -1755 |  | -1836 | -81 | 96 | []
RO-HU_CO_00002 | N-1 Nadab-Bekescsaba | [RO-RS] Portile de Fier-Djerdap [OPP] [RO] | RPDFE41 _XPF_DJ11_1:line | -1749 |  | -1836 | -87 | 95 | []
BC | Base Case | [RO-RS] Portile de Fier-Djerdap [OPP] [RO] | RPDFE41 _XPF_DJ11_1:line | -1715 |  | -1836 | -121 | 93 | []
RO_CO_00002 | N-1 Mintia-Arad | [RO-RS] Portile de Fier-Djerdap [OPP] [RO] | RPDFE41 _XPF_DJ11_1:line | -1715 |  | -1836 | -121 | 93 | []
RO-RS_CO_00001, RO_RS_CO_00001 | N-1 Portile de Fier-Djerdap, N-1 Portile de Fier-Djerdap | [RO-RO] AT3 Arad [DIR] [RO] | RARA4D1 _RARAD22 _1:trf | -874 |  | -999 | -125 | 87 | []
RO_CO_00001 | N-1 Portile de Fier-Resita | [RO-RS] Portile de Fier-Djerdap [OPP] [RO] | RPDFE41 _XPF_DJ11_1:line | -1530 |  | -1836 | -306 | 83 | []
RO_CO_00029 | N-1 Resita-Timisoara | [RO-RS] Portile de Fier-Djerdap [OPP] [RO] | RPDFE41 _XPF_DJ11_1:line | -1506 |  | -1836 | -330 | 82 | []
RO_BG_CO_00001 | N-1 400kV TINTARENI1-KOZLODUI | [BG-RO] 400kV NPP Kozloduy - Tantareni ck. 2 [DIR] [BG] | VAECKO11_XKO_TI12_1:line | 1126 |  | 1601 | -475 | 70 | []
RO_BG_CO_00002 | N-1 400kV KOZLODUI-TINTARENI2 | [BG-RO] 400kV NPP Kozloduy - Tantareni ck. 1 [DIR] [BG] | VAECKO11_XKO_TI11_1:line | 1126 |  | 1601 | -475 | 70 | []
RO-BG_CO_00001 | N-1 Tantareni-Kozlodui 1 | [RO-BG] Tantareni-Kozlodui 2 [DIR] [RO] | RTINTB1 _XKO_TI12_1:line | -1121 |  | -1600 | -479 | 70 | []
RO-BG_CO_00002 | N-1 Kozlodui-Tantareni 2 | [RO-BG] Tantareni-Kozlodui 1 [DIR] [RO] | RTINTB1 _XKO_TI11_1:line | -1121 |  | -1600 | -479 | 70 | []

## 1630Preventive
Detailed results
Generated at: | 2023-12-11 21:54
Business day: | 13.12.2023
Timestamp: | 16:30
Border & direction: | South-Romania Import
Horizon: | 2D
Remedial actions: | true
Evaluation type: | PREVENTIVE
TTC [MW]: | 2385
Fallback applied | false
Loading threshold | 0.7
Applied RAs
CO ID | RA ID | Name of the RA | Usage | Type | Location | Status
[n/a] | BG_RA_00001 | PRA 400 kV TINTARENI1-KOZLODUI | preventive | topological |  | helpful
[n/a] | RO_RA_00001 | PRA 400/220kV AT3 Arad | preventive | pst |  | helpful
[n/a] | RO_RA_00002 | PRA 400/220kV AT Urechesti | preventive | pst |  | helpful
[n/a] | RO_RA_00008 | PRA 400 kV Tantareni-Kozlodui 1 | preventive | topological |  | notApplied
[n/a] | RO_RA_00009 | PRA 400 kV Tantareni-Kozlodui 2 | preventive | topological |  | notApplied
Limiting CNECs
CO ID | Name of the CO | Name of the CNE | CNE UCTE branch | Calculated I (A) | I max (PRE) | I max (CUR) | Margin (A) | Loading (%) | Applicable curative RAs
RO-UA_CO_00001 | N-1 Rosiori-Mukacevo | [RO-RS] Portile de Fier-Djerdap [OPP] [RO] | RPDFE41 _XPF_DJ11_1:line | -1831 | -1836 | -1836 | -5 | 100 | []
RO-BG_CO_00002 | N-1 Kozlodui-Tantareni 2 | [RO-RS] Portile de Fier-Djerdap [OPP] [RO] | RPDFE41 _XPF_DJ11_1:line | -1805 | -1836 | -1836 | -31 | 98 | []
RO-BG_CO_00001 | N-1 Tantareni-Kozlodui 1 | [RO-RS] Portile de Fier-Djerdap [OPP] [RO] | RPDFE41 _XPF_DJ11_1:line | -1805 | -1836 | -1836 | -31 | 98 | []
RO-HU_CO_00002 | N-1 Nadab-Bekescsaba | [RO-RS] Portile de Fier-Djerdap [OPP] [RO] | RPDFE41 _XPF_DJ11_1:line | -1739 | -1836 | -1836 | -97 | 95 | []
RO_CO_00027 | N-1 AT3 Arad | [RO-RS] Portile de Fier-Djerdap [OPP] [RO] | RPDFE41 _XPF_DJ11_1:line | -1737 | -1836 | -1836 | -99 | 95 | []
RO-HU_CO_00001 | N-1 Arad-Sandorfalva | [RO-RS] Portile de Fier-Djerdap [OPP] [RO] | RPDFE41 _XPF_DJ11_1:line | -1736 | -1836 | -1836 | -100 | 95 | []
BC | Base Case | [RO-RS] Portile de Fier-Djerdap [OPP] [RO] | RPDFE41 _XPF_DJ11_1:line | -1700 | -1836 | -1836 | -136 | 93 | []
RO_CO_00002 | N-1 Mintia-Arad | [RO-RS] Portile de Fier-Djerdap [OPP] [RO] | RPDFE41 _XPF_DJ11_1:line | -1700 | -1836 | -1836 | -136 | 93 | []
RO_CO_00001 | N-1 Portile de Fier-Resita | [RO-RS] Portile de Fier-Djerdap [OPP] [RO] | RPDFE41 _XPF_DJ11_1:line | -1509 | -1836 | -1836 | -327 | 82 | []
RO_CO_00029 | N-1 Resita-Timisoara | [RO-RS] Portile de Fier-Djerdap [OPP] [RO] | RPDFE41 _XPF_DJ11_1:line | -1480 | -1836 | -1836 | -356 | 81 | []
RO-RS_CO_00001, RO_RS_CO_00001 | N-1 Portile de Fier-Djerdap, N-1 Portile de Fier-Djerdap | [RO-RO] AT3 Arad [DIR] [RO] | RARA4D1 _RARAD22 _1:trf | -700 | -999 | -999 | -300 | 70 | []

## 1630Curative
Detailed results
Generated at: | 2023-12-11 21:54
Business day: | 13.12.2023
Timestamp: | 16:30
Border & direction: | South-Romania Import
Horizon: | 2D
Remedial actions: | true
Evaluation type: | CURATIVE
TTC [MW]: | 2385
Fallback applied | false
Loading threshold | 0.7
Applied RAs
CO ID | RA ID | Name of the RA | Usage | Type | Location | Status
[n/a] | BG_RA_00001 | PRA 400 kV TINTARENI1-KOZLODUI | preventive | topological |  | helpful
[n/a] | RO_RA_00001 | PRA 400/220kV AT3 Arad | preventive | pst |  | helpful
[n/a] | RO_RA_00002 | PRA 400/220kV AT Urechesti | preventive | pst |  | helpful
[n/a] | RO_RA_00008 | PRA 400 kV Tantareni-Kozlodui 1 | preventive | topological |  | notApplied
[n/a] | RO_RA_00009 | PRA 400 kV Tantareni-Kozlodui 2 | preventive | topological |  | notApplied
Limiting CNECs
CO ID | Name of the CO | Name of the CNE | CNE UCTE branch | Calculated I (A) | I max (PRE) | I max (CUR) | Margin (A) | Loading (%) | Applicable curative RAs
RO-UA_CO_00001 | N-1 Rosiori-Mukacevo | [RO-RS] Portile de Fier-Djerdap [OPP] [RO] | RPDFE41 _XPF_DJ11_1:line | -1831 |  | -1836 | -5 | 100 | []
RO-BG_CO_00002 | N-1 Kozlodui-Tantareni 2 | [RO-RS] Portile de Fier-Djerdap [OPP] [RO] | RPDFE41 _XPF_DJ11_1:line | -1805 |  | -1836 | -31 | 98 | []
RO-BG_CO_00001 | N-1 Tantareni-Kozlodui 1 | [RO-RS] Portile de Fier-Djerdap [OPP] [RO] | RPDFE41 _XPF_DJ11_1:line | -1805 |  | -1836 | -31 | 98 | []
RO-HU_CO_00002 | N-1 Nadab-Bekescsaba | [RO-RS] Portile de Fier-Djerdap [OPP] [RO] | RPDFE41 _XPF_DJ11_1:line | -1739 |  | -1836 | -97 | 95 | []
RO_CO_00027 | N-1 AT3 Arad | [RO-RS] Portile de Fier-Djerdap [OPP] [RO] | RPDFE41 _XPF_DJ11_1:line | -1737 |  | -1836 | -99 | 95 | []
RO-HU_CO_00001 | N-1 Arad-Sandorfalva | [RO-RS] Portile de Fier-Djerdap [OPP] [RO] | RPDFE41 _XPF_DJ11_1:line | -1736 |  | -1836 | -100 | 95 | []
BC | Base Case | [RO-RS] Portile de Fier-Djerdap [OPP] [RO] | RPDFE41 _XPF_DJ11_1:line | -1700 |  | -1836 | -136 | 93 | []
RO_CO_00002 | N-1 Mintia-Arad | [RO-RS] Portile de Fier-Djerdap [OPP] [RO] | RPDFE41 _XPF_DJ11_1:line | -1700 |  | -1836 | -136 | 93 | []
RO_CO_00001 | N-1 Portile de Fier-Resita | [RO-RS] Portile de Fier-Djerdap [OPP] [RO] | RPDFE41 _XPF_DJ11_1:line | -1509 |  | -1836 | -327 | 82 | []
RO_CO_00029 | N-1 Resita-Timisoara | [RO-RS] Portile de Fier-Djerdap [OPP] [RO] | RPDFE41 _XPF_DJ11_1:line | -1480 |  | -1836 | -356 | 81 | []
RO-RS_CO_00001, RO_RS_CO_00001 | N-1 Portile de Fier-Djerdap, N-1 Portile de Fier-Djerdap | [RO-RO] AT3 Arad [DIR] [RO] | RARA4D1 _RARAD22 _1:trf | -700 |  | -999 | -300 | 70 | []

## 1730Preventive
Detailed results
Generated at: | 2023-12-11 21:54
Business day: | 13.12.2023
Timestamp: | 17:30
Border & direction: | South-Romania Import
Horizon: | 2D
Remedial actions: | true
Evaluation type: | PREVENTIVE
TTC [MW]: | 2344
Fallback applied | false
Loading threshold | 0.7
Applied RAs
CO ID | RA ID | Name of the RA | Usage | Type | Location | Status
[n/a] | BG_RA_00001 | PRA 400 kV TINTARENI1-KOZLODUI | preventive | topological |  | helpful
[n/a] | RO_RA_00001 | PRA 400/220kV AT3 Arad | preventive | pst |  | helpful
[n/a] | RO_RA_00002 | PRA 400/220kV AT Urechesti | preventive | pst |  | helpful
[n/a] | RO_RA_00008 | PRA 400 kV Tantareni-Kozlodui 1 | preventive | topological |  | notApplied
[n/a] | RO_RA_00009 | PRA 400 kV Tantareni-Kozlodui 2 | preventive | topological |  | notApplied
Limiting CNECs
CO ID | Name of the CO | Name of the CNE | CNE UCTE branch | Calculated I (A) | I max (PRE) | I max (CUR) | Margin (A) | Loading (%) | Applicable curative RAs
RO-UA_CO_00001 | N-1 Rosiori-Mukacevo | [RO-RS] Portile de Fier-Djerdap [OPP] [RO] | RPDFE41 _XPF_DJ11_1:line | -1830 | -1836 | -1836 | -6 | 100 | []
RO-BG_CO_00002 | N-1 Kozlodui-Tantareni 2 | [RO-RS] Portile de Fier-Djerdap [OPP] [RO] | RPDFE41 _XPF_DJ11_1:line | -1797 | -1836 | -1836 | -39 | 98 | []
RO-BG_CO_00001 | N-1 Tantareni-Kozlodui 1 | [RO-RS] Portile de Fier-Djerdap [OPP] [RO] | RPDFE41 _XPF_DJ11_1:line | -1797 | -1836 | -1836 | -39 | 98 | []
RO_CO_00027 | N-1 AT3 Arad | [RO-RS] Portile de Fier-Djerdap [OPP] [RO] | RPDFE41 _XPF_DJ11_1:line | -1742 | -1836 | -1836 | -94 | 95 | []
RO-HU_CO_00002 | N-1 Nadab-Bekescsaba | [RO-RS] Portile de Fier-Djerdap [OPP] [RO] | RPDFE41 _XPF_DJ11_1:line | -1738 | -1836 | -1836 | -98 | 95 | []
RO-HU_CO_00001 | N-1 Arad-Sandorfalva | [RO-RS] Portile de Fier-Djerdap [OPP] [RO] | RPDFE41 _XPF_DJ11_1:line | -1733 | -1836 | -1836 | -103 | 94 | []
RO_CO_00002 | N-1 Mintia-Arad | [RO-RS] Portile de Fier-Djerdap [OPP] [RO] | RPDFE41 _XPF_DJ11_1:line | -1699 | -1836 | -1836 | -137 | 93 | []
BC | Base Case | [RO-RS] Portile de Fier-Djerdap [OPP] [RO] | RPDFE41 _XPF_DJ11_1:line | -1699 | -1836 | -1836 | -137 | 93 | []
RO_CO_00001 | N-1 Portile de Fier-Resita | [RO-RS] Portile de Fier-Djerdap [OPP] [RO] | RPDFE41 _XPF_DJ11_1:line | -1514 | -1836 | -1836 | -322 | 82 | []
RO_CO_00029 | N-1 Resita-Timisoara | [RO-RS] Portile de Fier-Djerdap [OPP] [RO] | RPDFE41 _XPF_DJ11_1:line | -1491 | -1836 | -1836 | -345 | 81 | []
RO-RS_CO_00001, RO_RS_CO_00001 | N-1 Portile de Fier-Djerdap, N-1 Portile de Fier-Djerdap | [RO-RO] AT3 Arad [OPP] [RO] | RARA4D1 _RARAD22 _1:trf | -747 | -999 | -999 | -252 | 75 | []

## 1730Curative
Detailed results
Generated at: | 2023-12-11 21:54
Business day: | 13.12.2023
Timestamp: | 17:30
Border & direction: | South-Romania Import
Horizon: | 2D
Remedial actions: | true
Evaluation type: | CURATIVE
TTC [MW]: | 2344
Fallback applied | false
Loading threshold | 0.7
Applied RAs
CO ID | RA ID | Name of the RA | Usage | Type | Location | Status
[n/a] | BG_RA_00001 | PRA 400 kV TINTARENI1-KOZLODUI | preventive | topological |  | helpful
[n/a] | RO_RA_00001 | PRA 400/220kV AT3 Arad | preventive | pst |  | helpful
[n/a] | RO_RA_00002 | PRA 400/220kV AT Urechesti | preventive | pst |  | helpful
[n/a] | RO_RA_00008 | PRA 400 kV Tantareni-Kozlodui 1 | preventive | topological |  | notApplied
[n/a] | RO_RA_00009 | PRA 400 kV Tantareni-Kozlodui 2 | preventive | topological |  | notApplied
Limiting CNECs
CO ID | Name of the CO | Name of the CNE | CNE UCTE branch | Calculated I (A) | I max (PRE) | I max (CUR) | Margin (A) | Loading (%) | Applicable curative RAs
RO-UA_CO_00001 | N-1 Rosiori-Mukacevo | [RO-RS] Portile de Fier-Djerdap [OPP] [RO] | RPDFE41 _XPF_DJ11_1:line | -1830 |  | -1836 | -6 | 100 | []
RO-BG_CO_00002 | N-1 Kozlodui-Tantareni 2 | [RO-RS] Portile de Fier-Djerdap [OPP] [RO] | RPDFE41 _XPF_DJ11_1:line | -1797 |  | -1836 | -39 | 98 | []
RO-BG_CO_00001 | N-1 Tantareni-Kozlodui 1 | [RO-RS] Portile de Fier-Djerdap [OPP] [RO] | RPDFE41 _XPF_DJ11_1:line | -1797 |  | -1836 | -39 | 98 | []
RO_CO_00027 | N-1 AT3 Arad | [RO-RS] Portile de Fier-Djerdap [OPP] [RO] | RPDFE41 _XPF_DJ11_1:line | -1742 |  | -1836 | -94 | 95 | []
RO-HU_CO_00002 | N-1 Nadab-Bekescsaba | [RO-RS] Portile de Fier-Djerdap [OPP] [RO] | RPDFE41 _XPF_DJ11_1:line | -1738 |  | -1836 | -98 | 95 | []
RO-HU_CO_00001 | N-1 Arad-Sandorfalva | [RO-RS] Portile de Fier-Djerdap [OPP] [RO] | RPDFE41 _XPF_DJ11_1:line | -1733 |  | -1836 | -103 | 94 | []
RO_CO_00002 | N-1 Mintia-Arad | [RO-RS] Portile de Fier-Djerdap [OPP] [RO] | RPDFE41 _XPF_DJ11_1:line | -1699 |  | -1836 | -137 | 93 | []
BC | Base Case | [RO-RS] Portile de Fier-Djerdap [OPP] [RO] | RPDFE41 _XPF_DJ11_1:line | -1699 |  | -1836 | -137 | 93 | []
RO_CO_00001 | N-1 Portile de Fier-Resita | [RO-RS] Portile de Fier-Djerdap [OPP] [RO] | RPDFE41 _XPF_DJ11_1:line | -1514 |  | -1836 | -322 | 82 | []
RO_CO_00029 | N-1 Resita-Timisoara | [RO-RS] Portile de Fier-Djerdap [OPP] [RO] | RPDFE41 _XPF_DJ11_1:line | -1491 |  | -1836 | -345 | 81 | []
RO-RS_CO_00001, RO_RS_CO_00001 | N-1 Portile de Fier-Djerdap, N-1 Portile de Fier-Djerdap | [RO-RO] AT3 Arad [OPP] [RO] | RARA4D1 _RARAD22 _1:trf | -747 |  | -999 | -252 | 75 | []

## 1830Preventive
Detailed results
Generated at: | 2023-12-11 21:54
Business day: | 13.12.2023
Timestamp: | 18:30
Border & direction: | South-Romania Import
Horizon: | 2D
Remedial actions: | true
Evaluation type: | PREVENTIVE
TTC [MW]: | 2266
Fallback applied | false
Loading threshold | 0.7
Applied RAs
CO ID | RA ID | Name of the RA | Usage | Type | Location | Status
[n/a] | BG_RA_00001 | PRA 400 kV TINTARENI1-KOZLODUI | preventive | topological |  | helpful
[n/a] | RO_RA_00001 | PRA 400/220kV AT3 Arad | preventive | pst |  | notApplied
[n/a] | RO_RA_00002 | PRA 400/220kV AT Urechesti | preventive | pst |  | notApplied
[n/a] | RO_RA_00008 | PRA 400 kV Tantareni-Kozlodui 1 | preventive | topological |  | notApplied
[n/a] | RO_RA_00009 | PRA 400 kV Tantareni-Kozlodui 2 | preventive | topological |  | notApplied
Limiting CNECs
CO ID | Name of the CO | Name of the CNE | CNE UCTE branch | Calculated I (A) | I max (PRE) | I max (CUR) | Margin (A) | Loading (%) | Applicable curative RAs
RO-UA_CO_00001 | N-1 Rosiori-Mukacevo | [RO-RS] Portile de Fier-Djerdap [DIR] [RO] | RPDFE41 _XPF_DJ11_1:line | -1835 | -1836 | -1836 | -1 | 100 | []
RO-BG_CO_00001 | N-1 Tantareni-Kozlodui 1 | [RO-RS] Portile de Fier-Djerdap [DIR] [RO] | RPDFE41 _XPF_DJ11_1:line | -1795 | -1836 | -1836 | -41 | 98 | []
RO-BG_CO_00002 | N-1 Kozlodui-Tantareni 2 | [RO-RS] Portile de Fier-Djerdap [DIR] [RO] | RPDFE41 _XPF_DJ11_1:line | -1795 | -1836 | -1836 | -41 | 98 | []
RO_CO_00027 | N-1 AT3 Arad | [RO-RS] Portile de Fier-Djerdap [DIR] [RO] | RPDFE41 _XPF_DJ11_1:line | -1764 | -1836 | -1836 | -72 | 96 | []
RO-RS_CO_00001, RO_RS_CO_00001 | N-1 Portile de Fier-Djerdap, N-1 Portile de Fier-Djerdap | [RO-RO] AT3 Arad [OPP] [RO] | RARA4D1 _RARAD22 _1:trf | -947 | -999 | -999 | -53 | 95 | []
RO-HU_CO_00002 | N-1 Nadab-Bekescsaba | [RO-RS] Portile de Fier-Djerdap [DIR] [RO] | RPDFE41 _XPF_DJ11_1:line | -1736 | -1836 | -1836 | -100 | 95 | []
RO-HU_CO_00001 | N-1 Arad-Sandorfalva | [RO-RS] Portile de Fier-Djerdap [DIR] [RO] | RPDFE41 _XPF_DJ11_1:line | -1732 | -1836 | -1836 | -104 | 94 | []
BC | Base Case | [RO-RS] Portile de Fier-Djerdap [DIR] [RO] | RPDFE41 _XPF_DJ11_1:line | -1697 | -1836 | -1836 | -139 | 92 | []
RO_CO_00002 | N-1 Mintia-Arad | [RO-RS] Portile de Fier-Djerdap [DIR] [RO] | RPDFE41 _XPF_DJ11_1:line | -1697 | -1836 | -1836 | -139 | 92 | []
RO_CO_00001 | N-1 Portile de Fier-Resita | [RO-RS] Portile de Fier-Djerdap [DIR] [RO] | RPDFE41 _XPF_DJ11_1:line | -1529 | -1836 | -1836 | -307 | 83 | []
RO_CO_00029 | N-1 Resita-Timisoara | [RO-RS] Portile de Fier-Djerdap [DIR] [RO] | RPDFE41 _XPF_DJ11_1:line | -1516 | -1836 | -1836 | -320 | 83 | []

## 1830Curative
Detailed results
Generated at: | 2023-12-11 21:54
Business day: | 13.12.2023
Timestamp: | 18:30
Border & direction: | South-Romania Import
Horizon: | 2D
Remedial actions: | true
Evaluation type: | CURATIVE
TTC [MW]: | 2266
Fallback applied | false
Loading threshold | 0.7
Applied RAs
CO ID | RA ID | Name of the RA | Usage | Type | Location | Status
[n/a] | BG_RA_00001 | PRA 400 kV TINTARENI1-KOZLODUI | preventive | topological |  | helpful
[n/a] | RO_RA_00001 | PRA 400/220kV AT3 Arad | preventive | pst |  | notApplied
[n/a] | RO_RA_00002 | PRA 400/220kV AT Urechesti | preventive | pst |  | notApplied
[n/a] | RO_RA_00008 | PRA 400 kV Tantareni-Kozlodui 1 | preventive | topological |  | notApplied
[n/a] | RO_RA_00009 | PRA 400 kV Tantareni-Kozlodui 2 | preventive | topological |  | notApplied
Limiting CNECs
CO ID | Name of the CO | Name of the CNE | CNE UCTE branch | Calculated I (A) | I max (PRE) | I max (CUR) | Margin (A) | Loading (%) | Applicable curative RAs
RO-UA_CO_00001 | N-1 Rosiori-Mukacevo | [RO-RS] Portile de Fier-Djerdap [DIR] [RO] | RPDFE41 _XPF_DJ11_1:line | -1835 |  | -1836 | -1 | 100 | []
RO-BG_CO_00001 | N-1 Tantareni-Kozlodui 1 | [RO-RS] Portile de Fier-Djerdap [DIR] [RO] | RPDFE41 _XPF_DJ11_1:line | -1795 |  | -1836 | -41 | 98 | []
RO-BG_CO_00002 | N-1 Kozlodui-Tantareni 2 | [RO-RS] Portile de Fier-Djerdap [DIR] [RO] | RPDFE41 _XPF_DJ11_1:line | -1795 |  | -1836 | -41 | 98 | []
RO_CO_00027 | N-1 AT3 Arad | [RO-RS] Portile de Fier-Djerdap [DIR] [RO] | RPDFE41 _XPF_DJ11_1:line | -1764 |  | -1836 | -72 | 96 | []
RO-RS_CO_00001, RO_RS_CO_00001 | N-1 Portile de Fier-Djerdap, N-1 Portile de Fier-Djerdap | [RO-RO] AT3 Arad [OPP] [RO] | RARA4D1 _RARAD22 _1:trf | -947 |  | -999 | -53 | 95 | []
RO-HU_CO_00002 | N-1 Nadab-Bekescsaba | [RO-RS] Portile de Fier-Djerdap [DIR] [RO] | RPDFE41 _XPF_DJ11_1:line | -1736 |  | -1836 | -100 | 95 | []
RO-HU_CO_00001 | N-1 Arad-Sandorfalva | [RO-RS] Portile de Fier-Djerdap [DIR] [RO] | RPDFE41 _XPF_DJ11_1:line | -1732 |  | -1836 | -104 | 94 | []
BC | Base Case | [RO-RS] Portile de Fier-Djerdap [DIR] [RO] | RPDFE41 _XPF_DJ11_1:line | -1697 |  | -1836 | -139 | 92 | []
RO_CO_00002 | N-1 Mintia-Arad | [RO-RS] Portile de Fier-Djerdap [DIR] [RO] | RPDFE41 _XPF_DJ11_1:line | -1697 |  | -1836 | -139 | 92 | []
RO_CO_00001 | N-1 Portile de Fier-Resita | [RO-RS] Portile de Fier-Djerdap [DIR] [RO] | RPDFE41 _XPF_DJ11_1:line | -1529 |  | -1836 | -307 | 83 | []
RO_CO_00029 | N-1 Resita-Timisoara | [RO-RS] Portile de Fier-Djerdap [DIR] [RO] | RPDFE41 _XPF_DJ11_1:line | -1516 |  | -1836 | -320 | 83 | []

## 1930Preventive
Detailed results
Generated at: | 2023-12-11 21:54
Business day: | 13.12.2023
Timestamp: | 19:30
Border & direction: | South-Romania Import
Horizon: | 2D
Remedial actions: | true
Evaluation type: | PREVENTIVE
TTC [MW]: | 2265
Fallback applied | false
Loading threshold | 0.7
Applied RAs
CO ID | RA ID | Name of the RA | Usage | Type | Location | Status
[n/a] | BG_RA_00001 | PRA 400 kV TINTARENI1-KOZLODUI | preventive | topological |  | helpful
[n/a] | RO_RA_00001 | PRA 400/220kV AT3 Arad | preventive | pst |  | notApplied
[n/a] | RO_RA_00002 | PRA 400/220kV AT Urechesti | preventive | pst |  | notApplied
[n/a] | RO_RA_00008 | PRA 400 kV Tantareni-Kozlodui 1 | preventive | topological |  | notApplied
[n/a] | RO_RA_00009 | PRA 400 kV Tantareni-Kozlodui 2 | preventive | topological |  | notApplied
Limiting CNECs
CO ID | Name of the CO | Name of the CNE | CNE UCTE branch | Calculated I (A) | I max (PRE) | I max (CUR) | Margin (A) | Loading (%) | Applicable curative RAs
RO-UA_CO_00001 | N-1 Rosiori-Mukacevo | [RO-RS] Portile de Fier-Djerdap [DIR] [RO] | RPDFE41 _XPF_DJ11_1:line | -1832 | -1836 | -1836 | -4 | 100 | []
RO-BG_CO_00001 | N-1 Tantareni-Kozlodui 1 | [RO-RS] Portile de Fier-Djerdap [DIR] [RO] | RPDFE41 _XPF_DJ11_1:line | -1799 | -1836 | -1836 | -37 | 98 | []
RO-BG_CO_00002 | N-1 Kozlodui-Tantareni 2 | [RO-RS] Portile de Fier-Djerdap [DIR] [RO] | RPDFE41 _XPF_DJ11_1:line | -1799 | -1836 | -1836 | -37 | 98 | []
RO_CO_00027 | N-1 AT3 Arad | [RO-RS] Portile de Fier-Djerdap [DIR] [RO] | RPDFE41 _XPF_DJ11_1:line | -1764 | -1836 | -1836 | -72 | 96 | []
RO-HU_CO_00002 | N-1 Nadab-Bekescsaba | [RO-RS] Portile de Fier-Djerdap [DIR] [RO] | RPDFE41 _XPF_DJ11_1:line | -1737 | -1836 | -1836 | -99 | 95 | []
RO-HU_CO_00001 | N-1 Arad-Sandorfalva | [RO-RS] Portile de Fier-Djerdap [DIR] [RO] | RPDFE41 _XPF_DJ11_1:line | -1735 | -1836 | -1836 | -101 | 95 | []
RO-RS_CO_00001, RO_RS_CO_00001 | N-1 Portile de Fier-Djerdap, N-1 Portile de Fier-Djerdap | [RO-RO] AT3 Arad [DIR] [RO] | RARA4D1 _RARAD22 _1:trf | -925 | -999 | -999 | -74 | 93 | []
BC | Base Case | [RO-RS] Portile de Fier-Djerdap [DIR] [RO] | RPDFE41 _XPF_DJ11_1:line | -1700 | -1836 | -1836 | -136 | 93 | []
RO_CO_00002 | N-1 Mintia-Arad | [RO-RS] Portile de Fier-Djerdap [DIR] [RO] | RPDFE41 _XPF_DJ11_1:line | -1700 | -1836 | -1836 | -136 | 93 | []
RO_CO_00001 | N-1 Portile de Fier-Resita | [RO-RS] Portile de Fier-Djerdap [DIR] [RO] | RPDFE41 _XPF_DJ11_1:line | -1534 | -1836 | -1836 | -302 | 84 | []
RO_CO_00029 | N-1 Resita-Timisoara | [RO-RS] Portile de Fier-Djerdap [DIR] [RO] | RPDFE41 _XPF_DJ11_1:line | -1521 | -1836 | -1836 | -315 | 83 | []

## 1930Curative
Detailed results
Generated at: | 2023-12-11 21:54
Business day: | 13.12.2023
Timestamp: | 19:30
Border & direction: | South-Romania Import
Horizon: | 2D
Remedial actions: | true
Evaluation type: | CURATIVE
TTC [MW]: | 2265
Fallback applied | false
Loading threshold | 0.7
Applied RAs
CO ID | RA ID | Name of the RA | Usage | Type | Location | Status
[n/a] | BG_RA_00001 | PRA 400 kV TINTARENI1-KOZLODUI | preventive | topological |  | helpful
[n/a] | RO_RA_00001 | PRA 400/220kV AT3 Arad | preventive | pst |  | notApplied
[n/a] | RO_RA_00002 | PRA 400/220kV AT Urechesti | preventive | pst |  | notApplied
[n/a] | RO_RA_00008 | PRA 400 kV Tantareni-Kozlodui 1 | preventive | topological |  | notApplied
[n/a] | RO_RA_00009 | PRA 400 kV Tantareni-Kozlodui 2 | preventive | topological |  | notApplied
Limiting CNECs
CO ID | Name of the CO | Name of the CNE | CNE UCTE branch | Calculated I (A) | I max (PRE) | I max (CUR) | Margin (A) | Loading (%) | Applicable curative RAs
RO-UA_CO_00001 | N-1 Rosiori-Mukacevo | [RO-RS] Portile de Fier-Djerdap [DIR] [RO] | RPDFE41 _XPF_DJ11_1:line | -1832 |  | -1836 | -4 | 100 | []
RO-BG_CO_00001 | N-1 Tantareni-Kozlodui 1 | [RO-RS] Portile de Fier-Djerdap [DIR] [RO] | RPDFE41 _XPF_DJ11_1:line | -1799 |  | -1836 | -37 | 98 | []
RO-BG_CO_00002 | N-1 Kozlodui-Tantareni 2 | [RO-RS] Portile de Fier-Djerdap [DIR] [RO] | RPDFE41 _XPF_DJ11_1:line | -1799 |  | -1836 | -37 | 98 | []
RO_CO_00027 | N-1 AT3 Arad | [RO-RS] Portile de Fier-Djerdap [DIR] [RO] | RPDFE41 _XPF_DJ11_1:line | -1764 |  | -1836 | -72 | 96 | []
RO-HU_CO_00002 | N-1 Nadab-Bekescsaba | [RO-RS] Portile de Fier-Djerdap [DIR] [RO] | RPDFE41 _XPF_DJ11_1:line | -1737 |  | -1836 | -99 | 95 | []
RO-HU_CO_00001 | N-1 Arad-Sandorfalva | [RO-RS] Portile de Fier-Djerdap [DIR] [RO] | RPDFE41 _XPF_DJ11_1:line | -1735 |  | -1836 | -101 | 95 | []
RO-RS_CO_00001, RO_RS_CO_00001 | N-1 Portile de Fier-Djerdap, N-1 Portile de Fier-Djerdap | [RO-RO] AT3 Arad [DIR] [RO] | RARA4D1 _RARAD22 _1:trf | -925 |  | -999 | -74 | 93 | []
BC | Base Case | [RO-RS] Portile de Fier-Djerdap [DIR] [RO] | RPDFE41 _XPF_DJ11_1:line | -1700 |  | -1836 | -136 | 93 | []
RO_CO_00002 | N-1 Mintia-Arad | [RO-RS] Portile de Fier-Djerdap [DIR] [RO] | RPDFE41 _XPF_DJ11_1:line | -1700 |  | -1836 | -136 | 93 | []
RO_CO_00001 | N-1 Portile de Fier-Resita | [RO-RS] Portile de Fier-Djerdap [DIR] [RO] | RPDFE41 _XPF_DJ11_1:line | -1534 |  | -1836 | -302 | 84 | []
RO_CO_00029 | N-1 Resita-Timisoara | [RO-RS] Portile de Fier-Djerdap [DIR] [RO] | RPDFE41 _XPF_DJ11_1:line | -1521 |  | -1836 | -315 | 83 | []

## 2030Preventive
Detailed results
Generated at: | 2023-12-11 21:54
Business day: | 13.12.2023
Timestamp: | 20:30
Border & direction: | South-Romania Import
Horizon: | 2D
Remedial actions: | true
Evaluation type: | PREVENTIVE
TTC [MW]: | 2229
Fallback applied | false
Loading threshold | 0.7
Applied RAs
CO ID | RA ID | Name of the RA | Usage | Type | Location | Status
[n/a] | BG_RA_00001 | PRA 400 kV TINTARENI1-KOZLODUI | preventive | topological |  | helpful
[n/a] | RO_RA_00001 | PRA 400/220kV AT3 Arad | preventive | pst |  | helpful
[n/a] | RO_RA_00002 | PRA 400/220kV AT Urechesti | preventive | pst |  | helpful
[n/a] | RO_RA_00008 | PRA 400 kV Tantareni-Kozlodui 1 | preventive | topological |  | notApplied
[n/a] | RO_RA_00009 | PRA 400 kV Tantareni-Kozlodui 2 | preventive | topological |  | notApplied
Limiting CNECs
CO ID | Name of the CO | Name of the CNE | CNE UCTE branch | Calculated I (A) | I max (PRE) | I max (CUR) | Margin (A) | Loading (%) | Applicable curative RAs
RO-UA_CO_00001 | N-1 Rosiori-Mukacevo | [RO-RS] Portile de Fier-Djerdap [OPP] [RO] | RPDFE41 _XPF_DJ11_1:line | -1829 | -1836 | -1836 | -7 | 100 | []
RO-BG_CO_00001 | N-1 Tantareni-Kozlodui 1 | [RO-RS] Portile de Fier-Djerdap [OPP] [RO] | RPDFE41 _XPF_DJ11_1:line | -1816 | -1836 | -1836 | -20 | 99 | []
RO-BG_CO_00002 | N-1 Kozlodui-Tantareni 2 | [RO-RS] Portile de Fier-Djerdap [OPP] [RO] | RPDFE41 _XPF_DJ11_1:line | -1816 | -1836 | -1836 | -20 | 99 | []
RO-HU_CO_00001 | N-1 Arad-Sandorfalva | [RO-RS] Portile de Fier-Djerdap [OPP] [RO] | RPDFE41 _XPF_DJ11_1:line | -1767 | -1836 | -1836 | -69 | 96 | []
RO-HU_CO_00002 | N-1 Nadab-Bekescsaba | [RO-RS] Portile de Fier-Djerdap [OPP] [RO] | RPDFE41 _XPF_DJ11_1:line | -1766 | -1836 | -1836 | -70 | 96 | []
RO_CO_00027 | N-1 AT3 Arad | [RO-RS] Portile de Fier-Djerdap [OPP] [RO] | RPDFE41 _XPF_DJ11_1:line | -1761 | -1836 | -1836 | -75 | 96 | []
RO_CO_00002 | N-1 Mintia-Arad | [RO-RS] Portile de Fier-Djerdap [OPP] [RO] | RPDFE41 _XPF_DJ11_1:line | -1749 | -1836 | -1836 | -87 | 95 | []
BC | Base Case | [RO-RS] Portile de Fier-Djerdap [OPP] [RO] | RPDFE41 _XPF_DJ11_1:line | -1722 | -1836 | -1836 | -114 | 94 | []
RO_CO_00029 | N-1 Resita-Timisoara | [RO-RS] Portile de Fier-Djerdap [OPP] [RO] | RPDFE41 _XPF_DJ11_1:line | -1555 | -1836 | -1836 | -281 | 85 | []
RO_CO_00001 | N-1 Portile de Fier-Resita | [RO-RS] Portile de Fier-Djerdap [OPP] [RO] | RPDFE41 _XPF_DJ11_1:line | -1468 | -1836 | -1836 | -368 | 80 | []
RO-RS_CO_00001, RO_RS_CO_00001 | N-1 Portile de Fier-Djerdap, N-1 Portile de Fier-Djerdap | [RO-RO] AT3 Arad [DIR] [RO] | RARA4D1 _RARAD22 _1:trf | -764 | -999 | -999 | -236 | 76 | []

## 2030Curative
Detailed results
Generated at: | 2023-12-11 21:54
Business day: | 13.12.2023
Timestamp: | 20:30
Border & direction: | South-Romania Import
Horizon: | 2D
Remedial actions: | true
Evaluation type: | CURATIVE
TTC [MW]: | 2229
Fallback applied | false
Loading threshold | 0.7
Applied RAs
CO ID | RA ID | Name of the RA | Usage | Type | Location | Status
[n/a] | BG_RA_00001 | PRA 400 kV TINTARENI1-KOZLODUI | preventive | topological |  | helpful
[n/a] | RO_RA_00001 | PRA 400/220kV AT3 Arad | preventive | pst |  | helpful
[n/a] | RO_RA_00002 | PRA 400/220kV AT Urechesti | preventive | pst |  | helpful
[n/a] | RO_RA_00008 | PRA 400 kV Tantareni-Kozlodui 1 | preventive | topological |  | notApplied
[n/a] | RO_RA_00009 | PRA 400 kV Tantareni-Kozlodui 2 | preventive | topological |  | notApplied
Limiting CNECs
CO ID | Name of the CO | Name of the CNE | CNE UCTE branch | Calculated I (A) | I max (PRE) | I max (CUR) | Margin (A) | Loading (%) | Applicable curative RAs
RO-UA_CO_00001 | N-1 Rosiori-Mukacevo | [RO-RS] Portile de Fier-Djerdap [OPP] [RO] | RPDFE41 _XPF_DJ11_1:line | -1829 |  | -1836 | -7 | 100 | []
RO-BG_CO_00001 | N-1 Tantareni-Kozlodui 1 | [RO-RS] Portile de Fier-Djerdap [OPP] [RO] | RPDFE41 _XPF_DJ11_1:line | -1816 |  | -1836 | -20 | 99 | []
RO-BG_CO_00002 | N-1 Kozlodui-Tantareni 2 | [RO-RS] Portile de Fier-Djerdap [OPP] [RO] | RPDFE41 _XPF_DJ11_1:line | -1816 |  | -1836 | -20 | 99 | []
RO-HU_CO_00001 | N-1 Arad-Sandorfalva | [RO-RS] Portile de Fier-Djerdap [OPP] [RO] | RPDFE41 _XPF_DJ11_1:line | -1767 |  | -1836 | -69 | 96 | []
RO-HU_CO_00002 | N-1 Nadab-Bekescsaba | [RO-RS] Portile de Fier-Djerdap [OPP] [RO] | RPDFE41 _XPF_DJ11_1:line | -1766 |  | -1836 | -70 | 96 | []
RO_CO_00027 | N-1 AT3 Arad | [RO-RS] Portile de Fier-Djerdap [OPP] [RO] | RPDFE41 _XPF_DJ11_1:line | -1761 |  | -1836 | -75 | 96 | []
RO_CO_00002 | N-1 Mintia-Arad | [RO-RS] Portile de Fier-Djerdap [OPP] [RO] | RPDFE41 _XPF_DJ11_1:line | -1749 |  | -1836 | -87 | 95 | []
BC | Base Case | [RO-RS] Portile de Fier-Djerdap [OPP] [RO] | RPDFE41 _XPF_DJ11_1:line | -1722 |  | -1836 | -114 | 94 | []
RO_CO_00029 | N-1 Resita-Timisoara | [RO-RS] Portile de Fier-Djerdap [OPP] [RO] | RPDFE41 _XPF_DJ11_1:line | -1555 |  | -1836 | -281 | 85 | []
RO_CO_00001 | N-1 Portile de Fier-Resita | [RO-RS] Portile de Fier-Djerdap [OPP] [RO] | RPDFE41 _XPF_DJ11_1:line | -1468 |  | -1836 | -368 | 80 | []
RO-RS_CO_00001, RO_RS_CO_00001 | N-1 Portile de Fier-Djerdap, N-1 Portile de Fier-Djerdap | [RO-RO] AT3 Arad [DIR] [RO] | RARA4D1 _RARAD22 _1:trf | -764 |  | -999 | -236 | 76 | []

## 2130Preventive
Detailed results
Generated at: | 2023-12-11 21:54
Business day: | 13.12.2023
Timestamp: | 21:30
Border & direction: | South-Romania Import
Horizon: | 2D
Remedial actions: | true
Evaluation type: | PREVENTIVE
TTC [MW]: | 1849
Fallback applied | false
Loading threshold | 0.7
Applied RAs
CO ID | RA ID | Name of the RA | Usage | Type | Location | Status
[n/a] | RO_RA_00001 | PRA 400/220kV AT3 Arad | preventive | pst |  | helpful
[n/a] | RO_RA_00002 | PRA 400/220kV AT Urechesti | preventive | pst |  | helpful
[n/a] | RO_RA_00008 | PRA 400 kV Tantareni-Kozlodui 1 | preventive | topological |  | helpful
[n/a] | RO_RA_00009 | PRA 400 kV Tantareni-Kozlodui 2 | preventive | topological |  | notApplied
Limiting CNECs
CO ID | Name of the CO | Name of the CNE | CNE UCTE branch | Calculated I (A) | I max (PRE) | I max (CUR) | Margin (A) | Loading (%) | Applicable curative RAs
RO-UA_CO_00001 | N-1 Rosiori-Mukacevo | [RO-RS] Portile de Fier-Djerdap [OPP] [RO] | RPDFE41 _XPF_DJ11_1:line | -1832 | -1836 | -1836 | -4 | 100 | []
RO-BG_CO_00002 | N-1 Kozlodui-Tantareni 2 | [RO-RS] Portile de Fier-Djerdap [OPP] [RO] | RPDFE41 _XPF_DJ11_1:line | -1777 | -1836 | -1836 | -59 | 97 | []
RO-BG_CO_00001 | N-1 Tantareni-Kozlodui 1 | [RO-RS] Portile de Fier-Djerdap [OPP] [RO] | RPDFE41 _XPF_DJ11_1:line | -1777 | -1836 | -1836 | -59 | 97 | []
RO_CO_00027 | N-1 AT3 Arad | [RO-RS] Portile de Fier-Djerdap [OPP] [RO] | RPDFE41 _XPF_DJ11_1:line | -1769 | -1836 | -1836 | -67 | 96 | []
RO-HU_CO_00002 | N-1 Nadab-Bekescsaba | [RO-RS] Portile de Fier-Djerdap [OPP] [RO] | RPDFE41 _XPF_DJ11_1:line | -1766 | -1836 | -1836 | -70 | 96 | []
RO-HU_CO_00001 | N-1 Arad-Sandorfalva | [RO-RS] Portile de Fier-Djerdap [OPP] [RO] | RPDFE41 _XPF_DJ11_1:line | -1764 | -1836 | -1836 | -72 | 96 | []
RO_CO_00002 | N-1 Mintia-Arad | [RO-RS] Portile de Fier-Djerdap [OPP] [RO] | RPDFE41 _XPF_DJ11_1:line | -1749 | -1836 | -1836 | -87 | 95 | []
BC | Base Case | [RO-RS] Portile de Fier-Djerdap [OPP] [RO] | RPDFE41 _XPF_DJ11_1:line | -1713 | -1836 | -1836 | -123 | 93 | []
RO-RS_CO_00001, RO_RS_CO_00001 | N-1 Portile de Fier-Djerdap, N-1 Portile de Fier-Djerdap | [RO-RO] AT3 Arad [DIR] [RO] | RARA4D1 _RARAD22 _1:trf | -930 | -999 | -999 | -69 | 93 | []
RO_CO_00029 | N-1 Resita-Timisoara | [RO-RS] Portile de Fier-Djerdap [OPP] [RO] | RPDFE41 _XPF_DJ11_1:line | -1584 | -1836 | -1836 | -252 | 86 | []
RO_CO_00001 | N-1 Portile de Fier-Resita | [RO-RS] Portile de Fier-Djerdap [OPP] [RO] | RPDFE41 _XPF_DJ11_1:line | -1499 | -1836 | -1836 | -337 | 82 | []

## 2130Curative
Detailed results
Generated at: | 2023-12-11 21:54
Business day: | 13.12.2023
Timestamp: | 21:30
Border & direction: | South-Romania Import
Horizon: | 2D
Remedial actions: | true
Evaluation type: | CURATIVE
TTC [MW]: | 1849
Fallback applied | false
Loading threshold | 0.7
Applied RAs
CO ID | RA ID | Name of the RA | Usage | Type | Location | Status
[n/a] | RO_RA_00001 | PRA 400/220kV AT3 Arad | preventive | pst |  | helpful
[n/a] | RO_RA_00002 | PRA 400/220kV AT Urechesti | preventive | pst |  | helpful
[n/a] | RO_RA_00008 | PRA 400 kV Tantareni-Kozlodui 1 | preventive | topological |  | helpful
[n/a] | RO_RA_00009 | PRA 400 kV Tantareni-Kozlodui 2 | preventive | topological |  | notApplied
Limiting CNECs
CO ID | Name of the CO | Name of the CNE | CNE UCTE branch | Calculated I (A) | I max (PRE) | I max (CUR) | Margin (A) | Loading (%) | Applicable curative RAs
RO-UA_CO_00001 | N-1 Rosiori-Mukacevo | [RO-RS] Portile de Fier-Djerdap [OPP] [RO] | RPDFE41 _XPF_DJ11_1:line | -1832 |  | -1836 | -4 | 100 | []
RO-BG_CO_00002 | N-1 Kozlodui-Tantareni 2 | [RO-RS] Portile de Fier-Djerdap [OPP] [RO] | RPDFE41 _XPF_DJ11_1:line | -1777 |  | -1836 | -59 | 97 | []
RO-BG_CO_00001 | N-1 Tantareni-Kozlodui 1 | [RO-RS] Portile de Fier-Djerdap [OPP] [RO] | RPDFE41 _XPF_DJ11_1:line | -1777 |  | -1836 | -59 | 97 | []
RO_CO_00027 | N-1 AT3 Arad | [RO-RS] Portile de Fier-Djerdap [OPP] [RO] | RPDFE41 _XPF_DJ11_1:line | -1769 |  | -1836 | -67 | 96 | []
RO-HU_CO_00002 | N-1 Nadab-Bekescsaba | [RO-RS] Portile de Fier-Djerdap [OPP] [RO] | RPDFE41 _XPF_DJ11_1:line | -1766 |  | -1836 | -70 | 96 | []
RO-HU_CO_00001 | N-1 Arad-Sandorfalva | [RO-RS] Portile de Fier-Djerdap [OPP] [RO] | RPDFE41 _XPF_DJ11_1:line | -1764 |  | -1836 | -72 | 96 | []
RO_CO_00002 | N-1 Mintia-Arad | [RO-RS] Portile de Fier-Djerdap [OPP] [RO] | RPDFE41 _XPF_DJ11_1:line | -1749 |  | -1836 | -87 | 95 | []
BC | Base Case | [RO-RS] Portile de Fier-Djerdap [OPP] [RO] | RPDFE41 _XPF_DJ11_1:line | -1713 |  | -1836 | -123 | 93 | []
RO-RS_CO_00001, RO_RS_CO_00001 | N-1 Portile de Fier-Djerdap, N-1 Portile de Fier-Djerdap | [RO-RO] AT3 Arad [DIR] [RO] | RARA4D1 _RARAD22 _1:trf | -930 |  | -999 | -69 | 93 | []
RO_CO_00029 | N-1 Resita-Timisoara | [RO-RS] Portile de Fier-Djerdap [OPP] [RO] | RPDFE41 _XPF_DJ11_1:line | -1584 |  | -1836 | -252 | 86 | []
RO_CO_00001 | N-1 Portile de Fier-Resita | [RO-RS] Portile de Fier-Djerdap [OPP] [RO] | RPDFE41 _XPF_DJ11_1:line | -1499 |  | -1836 | -337 | 82 | []

## 2230Preventive
Detailed results
Generated at: | 2023-12-11 21:54
Business day: | 13.12.2023
Timestamp: | 22:30
Border & direction: | South-Romania Import
Horizon: | 2D
Remedial actions: | true
Evaluation type: | PREVENTIVE
TTC [MW]: | 1853
Fallback applied | false
Loading threshold | 0.7
Applied RAs
CO ID | RA ID | Name of the RA | Usage | Type | Location | Status
[n/a] | RO_RA_00001 | PRA 400/220kV AT3 Arad | preventive | pst |  | notApplied
[n/a] | RO_RA_00002 | PRA 400/220kV AT Urechesti | preventive | pst |  | helpful
[n/a] | RO_RA_00008 | PRA 400 kV Tantareni-Kozlodui 1 | preventive | topological |  | helpful
[n/a] | RO_RA_00009 | PRA 400 kV Tantareni-Kozlodui 2 | preventive | topological |  | notApplied
Limiting CNECs
CO ID | Name of the CO | Name of the CNE | CNE UCTE branch | Calculated I (A) | I max (PRE) | I max (CUR) | Margin (A) | Loading (%) | Applicable curative RAs
RO-UA_CO_00001 | N-1 Rosiori-Mukacevo | [RO-RS] Portile de Fier-Djerdap [OPP] [RO] | RPDFE41 _XPF_DJ11_1:line | -1829 | -1836 | -1836 | -7 | 100 | []
RO-BG_CO_00001 | N-1 Tantareni-Kozlodui 1 | [RO-RS] Portile de Fier-Djerdap [OPP] [RO] | RPDFE41 _XPF_DJ11_1:line | -1760 | -1836 | -1836 | -76 | 96 | []
RO-BG_CO_00002 | N-1 Kozlodui-Tantareni 2 | [RO-RS] Portile de Fier-Djerdap [OPP] [RO] | RPDFE41 _XPF_DJ11_1:line | -1760 | -1836 | -1836 | -76 | 96 | []
RO-HU_CO_00002 | N-1 Nadab-Bekescsaba | [RO-RS] Portile de Fier-Djerdap [OPP] [RO] | RPDFE41 _XPF_DJ11_1:line | -1755 | -1836 | -1836 | -81 | 96 | []
RO_CO_00027 | N-1 AT3 Arad | [RO-RS] Portile de Fier-Djerdap [OPP] [RO] | RPDFE41 _XPF_DJ11_1:line | -1754 | -1836 | -1836 | -82 | 96 | []
RO-HU_CO_00001 | N-1 Arad-Sandorfalva | [RO-RS] Portile de Fier-Djerdap [OPP] [RO] | RPDFE41 _XPF_DJ11_1:line | -1749 | -1836 | -1836 | -87 | 95 | []
RO_CO_00002 | N-1 Mintia-Arad | [RO-RS] Portile de Fier-Djerdap [OPP] [RO] | RPDFE41 _XPF_DJ11_1:line | -1742 | -1836 | -1836 | -94 | 95 | []
RO-RS_CO_00001, RO_RS_CO_00001 | N-1 Portile de Fier-Djerdap, N-1 Portile de Fier-Djerdap | [RO-RO] AT3 Arad [DIR] [RO] | RARA4D1 _RARAD22 _1:trf | -926 | -999 | -999 | -73 | 93 | []
BC | Base Case | [RO-RS] Portile de Fier-Djerdap [OPP] [RO] | RPDFE41 _XPF_DJ11_1:line | -1697 | -1836 | -1836 | -139 | 92 | []
RO_CO_00029 | N-1 Resita-Timisoara | [RO-RS] Portile de Fier-Djerdap [OPP] [RO] | RPDFE41 _XPF_DJ11_1:line | -1583 | -1836 | -1836 | -253 | 86 | []
RO_CO_00001 | N-1 Portile de Fier-Resita | [RO-RS] Portile de Fier-Djerdap [OPP] [RO] | RPDFE41 _XPF_DJ11_1:line | -1496 | -1836 | -1836 | -340 | 81 | []

## 2230Curative
Detailed results
Generated at: | 2023-12-11 21:54
Business day: | 13.12.2023
Timestamp: | 22:30
Border & direction: | South-Romania Import
Horizon: | 2D
Remedial actions: | true
Evaluation type: | CURATIVE
TTC [MW]: | 1853
Fallback applied | false
Loading threshold | 0.7
Applied RAs
CO ID | RA ID | Name of the RA | Usage | Type | Location | Status
[n/a] | RO_RA_00001 | PRA 400/220kV AT3 Arad | preventive | pst |  | notApplied
[n/a] | RO_RA_00002 | PRA 400/220kV AT Urechesti | preventive | pst |  | helpful
[n/a] | RO_RA_00008 | PRA 400 kV Tantareni-Kozlodui 1 | preventive | topological |  | helpful
[n/a] | RO_RA_00009 | PRA 400 kV Tantareni-Kozlodui 2 | preventive | topological |  | notApplied
Limiting CNECs
CO ID | Name of the CO | Name of the CNE | CNE UCTE branch | Calculated I (A) | I max (PRE) | I max (CUR) | Margin (A) | Loading (%) | Applicable curative RAs
RO-UA_CO_00001 | N-1 Rosiori-Mukacevo | [RO-RS] Portile de Fier-Djerdap [OPP] [RO] | RPDFE41 _XPF_DJ11_1:line | -1829 |  | -1836 | -7 | 100 | []
RO-BG_CO_00001 | N-1 Tantareni-Kozlodui 1 | [RO-RS] Portile de Fier-Djerdap [OPP] [RO] | RPDFE41 _XPF_DJ11_1:line | -1760 |  | -1836 | -76 | 96 | []
RO-BG_CO_00002 | N-1 Kozlodui-Tantareni 2 | [RO-RS] Portile de Fier-Djerdap [OPP] [RO] | RPDFE41 _XPF_DJ11_1:line | -1760 |  | -1836 | -76 | 96 | []
RO-HU_CO_00002 | N-1 Nadab-Bekescsaba | [RO-RS] Portile de Fier-Djerdap [OPP] [RO] | RPDFE41 _XPF_DJ11_1:line | -1755 |  | -1836 | -81 | 96 | []
RO_CO_00027 | N-1 AT3 Arad | [RO-RS] Portile de Fier-Djerdap [OPP] [RO] | RPDFE41 _XPF_DJ11_1:line | -1754 |  | -1836 | -82 | 96 | []
RO-HU_CO_00001 | N-1 Arad-Sandorfalva | [RO-RS] Portile de Fier-Djerdap [OPP] [RO] | RPDFE41 _XPF_DJ11_1:line | -1749 |  | -1836 | -87 | 95 | []
RO_CO_00002 | N-1 Mintia-Arad | [RO-RS] Portile de Fier-Djerdap [OPP] [RO] | RPDFE41 _XPF_DJ11_1:line | -1742 |  | -1836 | -94 | 95 | []
RO-RS_CO_00001, RO_RS_CO_00001 | N-1 Portile de Fier-Djerdap, N-1 Portile de Fier-Djerdap | [RO-RO] AT3 Arad [DIR] [RO] | RARA4D1 _RARAD22 _1:trf | -926 |  | -999 | -73 | 93 | []
BC | Base Case | [RO-RS] Portile de Fier-Djerdap [OPP] [RO] | RPDFE41 _XPF_DJ11_1:line | -1697 |  | -1836 | -139 | 92 | []
RO_CO_00029 | N-1 Resita-Timisoara | [RO-RS] Portile de Fier-Djerdap [OPP] [RO] | RPDFE41 _XPF_DJ11_1:line | -1583 |  | -1836 | -253 | 86 | []
RO_CO_00001 | N-1 Portile de Fier-Resita | [RO-RS] Portile de Fier-Djerdap [OPP] [RO] | RPDFE41 _XPF_DJ11_1:line | -1496 |  | -1836 | -340 | 81 | []

## 2330Preventive
Detailed results
Generated at: | 2023-12-11 21:54
Business day: | 13.12.2023
Timestamp: | 23:30
Border & direction: | South-Romania Import
Horizon: | 2D
Remedial actions: | true
Evaluation type: | PREVENTIVE
TTC [MW]: | 1993
Fallback applied | false
Loading threshold | 0.7
Applied RAs
CO ID | RA ID | Name of the RA | Usage | Type | Location | Status
[n/a] | RO_RA_00001 | PRA 400/220kV AT3 Arad | preventive | pst |  | helpful
[n/a] | RO_RA_00002 | PRA 400/220kV AT Urechesti | preventive | pst |  | helpful
[n/a] | RO_RA_00008 | PRA 400 kV Tantareni-Kozlodui 1 | preventive | topological |  | helpful
[n/a] | RO_RA_00009 | PRA 400 kV Tantareni-Kozlodui 2 | preventive | topological |  | notApplied
Limiting CNECs
CO ID | Name of the CO | Name of the CNE | CNE UCTE branch | Calculated I (A) | I max (PRE) | I max (CUR) | Margin (A) | Loading (%) | Applicable curative RAs
RO-UA_CO_00001 | N-1 Rosiori-Mukacevo | [RO-RS] Portile de Fier-Djerdap [OPP] [RO] | RPDFE41 _XPF_DJ11_1:line | -1832 | -1836 | -1836 | -4 | 100 | []
RO-BG_CO_00002 | N-1 Kozlodui-Tantareni 2 | [RO-RS] Portile de Fier-Djerdap [OPP] [RO] | RPDFE41 _XPF_DJ11_1:line | -1785 | -1836 | -1836 | -51 | 97 | []
RO-BG_CO_00001 | N-1 Tantareni-Kozlodui 1 | [RO-RS] Portile de Fier-Djerdap [OPP] [RO] | RPDFE41 _XPF_DJ11_1:line | -1785 | -1836 | -1836 | -51 | 97 | []
RO_CO_00027 | N-1 AT3 Arad | [RO-RS] Portile de Fier-Djerdap [OPP] [RO] | RPDFE41 _XPF_DJ11_1:line | -1772 | -1836 | -1836 | -64 | 97 | []
RO-HU_CO_00001 | N-1 Arad-Sandorfalva | [RO-RS] Portile de Fier-Djerdap [OPP] [RO] | RPDFE41 _XPF_DJ11_1:line | -1766 | -1836 | -1836 | -70 | 96 | []
RO-HU_CO_00002 | N-1 Nadab-Bekescsaba | [RO-RS] Portile de Fier-Djerdap [OPP] [RO] | RPDFE41 _XPF_DJ11_1:line | -1765 | -1836 | -1836 | -71 | 96 | []
RO-RS_CO_00001, RO_RS_CO_00001 | N-1 Portile de Fier-Djerdap, N-1 Portile de Fier-Djerdap | [RO-RO] AT3 Arad [OPP] [RO] | RARA4D1 _RARAD22 _1:trf | -955 | -999 | -999 | -44 | 96 | []
RO_CO_00002 | N-1 Mintia-Arad | [RO-RS] Portile de Fier-Djerdap [OPP] [RO] | RPDFE41 _XPF_DJ11_1:line | -1753 | -1836 | -1836 | -83 | 96 | []
BC | Base Case | [RO-RS] Portile de Fier-Djerdap [OPP] [RO] | RPDFE41 _XPF_DJ11_1:line | -1714 | -1836 | -1836 | -122 | 93 | []
RO_CO_00029 | N-1 Resita-Timisoara | [RO-RS] Portile de Fier-Djerdap [OPP] [RO] | RPDFE41 _XPF_DJ11_1:line | -1601 | -1836 | -1836 | -235 | 87 | []
RO_CO_00001 | N-1 Portile de Fier-Resita | [RO-RS] Portile de Fier-Djerdap [OPP] [RO] | RPDFE41 _XPF_DJ11_1:line | -1516 | -1836 | -1836 | -320 | 83 | []

## 2330Curative
Detailed results
Generated at: | 2023-12-11 21:54
Business day: | 13.12.2023
Timestamp: | 23:30
Border & direction: | South-Romania Import
Horizon: | 2D
Remedial actions: | true
Evaluation type: | CURATIVE
TTC [MW]: | 1993
Fallback applied | false
Loading threshold | 0.7
Applied RAs
CO ID | RA ID | Name of the RA | Usage | Type | Location | Status
[n/a] | RO_RA_00001 | PRA 400/220kV AT3 Arad | preventive | pst |  | helpful
[n/a] | RO_RA_00002 | PRA 400/220kV AT Urechesti | preventive | pst |  | helpful
[n/a] | RO_RA_00008 | PRA 400 kV Tantareni-Kozlodui 1 | preventive | topological |  | helpful
[n/a] | RO_RA_00009 | PRA 400 kV Tantareni-Kozlodui 2 | preventive | topological |  | notApplied
Limiting CNECs
CO ID | Name of the CO | Name of the CNE | CNE UCTE branch | Calculated I (A) | I max (PRE) | I max (CUR) | Margin (A) | Loading (%) | Applicable curative RAs
RO-UA_CO_00001 | N-1 Rosiori-Mukacevo | [RO-RS] Portile de Fier-Djerdap [OPP] [RO] | RPDFE41 _XPF_DJ11_1:line | -1832 |  | -1836 | -4 | 100 | []
RO-BG_CO_00002 | N-1 Kozlodui-Tantareni 2 | [RO-RS] Portile de Fier-Djerdap [OPP] [RO] | RPDFE41 _XPF_DJ11_1:line | -1785 |  | -1836 | -51 | 97 | []
RO-BG_CO_00001 | N-1 Tantareni-Kozlodui 1 | [RO-RS] Portile de Fier-Djerdap [OPP] [RO] | RPDFE41 _XPF_DJ11_1:line | -1785 |  | -1836 | -51 | 97 | []
RO_CO_00027 | N-1 AT3 Arad | [RO-RS] Portile de Fier-Djerdap [OPP] [RO] | RPDFE41 _XPF_DJ11_1:line | -1772 |  | -1836 | -64 | 97 | []
RO-HU_CO_00001 | N-1 Arad-Sandorfalva | [RO-RS] Portile de Fier-Djerdap [OPP] [RO] | RPDFE41 _XPF_DJ11_1:line | -1766 |  | -1836 | -70 | 96 | []
RO-HU_CO_00002 | N-1 Nadab-Bekescsaba | [RO-RS] Portile de Fier-Djerdap [OPP] [RO] | RPDFE41 _XPF_DJ11_1:line | -1765 |  | -1836 | -71 | 96 | []
RO-RS_CO_00001, RO_RS_CO_00001 | N-1 Portile de Fier-Djerdap, N-1 Portile de Fier-Djerdap | [RO-RO] AT3 Arad [OPP] [RO] | RARA4D1 _RARAD22 _1:trf | -955 |  | -999 | -44 | 96 | []
RO_CO_00002 | N-1 Mintia-Arad | [RO-RS] Portile de Fier-Djerdap [OPP] [RO] | RPDFE41 _XPF_DJ11_1:line | -1753 |  | -1836 | -83 | 96 | []
BC | Base Case | [RO-RS] Portile de Fier-Djerdap [OPP] [RO] | RPDFE41 _XPF_DJ11_1:line | -1714 |  | -1836 | -122 | 93 | []
RO_CO_00029 | N-1 Resita-Timisoara | [RO-RS] Portile de Fier-Djerdap [OPP] [RO] | RPDFE41 _XPF_DJ11_1:line | -1601 |  | -1836 | -235 | 87 | []
RO_CO_00001 | N-1 Portile de Fier-Resita | [RO-RS] Portile de Fier-Djerdap [OPP] [RO] | RPDFE41 _XPF_DJ11_1:line | -1516 |  | -1836 | -320 | 83 | []