## 1230Preventive
Detailed results
Generated at: | 2023-12-14 08:01
Business day: | 14.12.2023
Timestamp: | 12:30
Border & direction: | North-Greece Importing
Horizon: | ID
Remedial actions: | true
Evaluation type: | PREVENTIVE
TTC [MW]: | 2673
Fallback applied | false
Loading threshold | 0.7
Applied RAs
CO ID | RA ID | Name of the RA | Usage | Type | Location | Status
Limiting CNECs
CO ID | Name of the CO | Name of the CNE | CNE UCTE branch | Calculated I (A) | I max (PRE) | I max (CUR) | Margin (A) | Loading (%) | Applicable curative RAs
AL_GR_CO_00001 | N-1 400 kV Zemplak-Kardia | [MK-GR] 400 kV Bitola-Meliti | XFL_BI11_GMELIT11_1:line | 1594 | 1600 | 1600 | -6 | 100 | []
MK_GR_CO_00002 | N-1 400 kV Dubrovo-Thessaloniki | [MK-GR] 400 kV Bitola-Meliti | XFL_BI11_GMELIT11_1:line | 1566 | 1600 | 1600 | -34 | 98 | []
AL_CO_00002 | N-1 400 kV Elbasan 2-Zemlak | [MK-GR] 400 kV Bitola-Meliti | XFL_BI11_GMELIT11_1:line | 1517 | 1600 | 1600 | -83 | 95 | []
GR_CO_00001 | N-1 400 kV Filippoi-Nea Santa ck.2 | [MK-GR] 400 kV Bitola-Meliti | XFL_BI11_GMELIT11_1:line | 1477 | 1600 | 1600 | -123 | 92 | []
BG_CO_00001 | N-1 400kV Chervena Mogila - Blagoevgrad ck. 1 | [MK-GR] 400 kV Bitola-Meliti | XFL_BI11_GMELIT11_1:line | 1458 | 1600 | 1600 | -142 | 91 | []
GR_CO_00002 | N-1 400 kV Filippoi-Lagadas ck.2 | [MK-GR] 400 kV Bitola-Meliti | XFL_BI11_GMELIT11_1:line | 1410 | 1600 | 1600 | -190 | 88 | []
BG_GR_CO_00001 | N-1 400 kV Blagoevgrad - Thessaloniki | [MK-GR] 400 kV Bitola-Meliti | XFL_BI11_GMELIT11_1:line | 1408 | 1600 | 1600 | -192 | 88 | []
GR_CO_00004 | N-1 400 kV Amideo-Lagadas ck.2 | [MK-GR] 400 kV Bitola-Meliti | XFL_BI11_GMELIT11_1:line | 1376 | 1600 | 1600 | -224 | 86 | []
AL_CO_00001 | N-1 400 kV Elbasan 2-Tirana 2 | [MK-GR] 400 kV Bitola-Meliti | XFL_BI11_GMELIT11_1:line | 1349 | 1600 | 1600 | -251 | 84 | []
BG_GR_CO_00002 | N-1 400kV MARITSA IZTOK-NEA SANTA-CK-1 | [MK-GR] 400 kV Bitola-Meliti | XFL_BI11_GMELIT11_1:line | 1344 | 1600 | 1600 | -256 | 84 | []
TR_GR_CO_00001 | N-1 400 kV Babaeski-N Santa | [MK-GR] 400 kV Bitola-Meliti | XFL_BI11_GMELIT11_1:line | 1344 | 1600 | 1600 | -256 | 84 | []
MK_KS_CO_00001 | N-1 400 kV Skopje 5 âUrosevac | [MK-GR] 400 kV Bitola-Meliti | XFL_BI11_GMELIT11_1:line | -1339 | 1600 | 1600 | -261 | 84 | []
KS_ME_CO_00001 | N-1 400 kV Pec 3-Ribarevina | [MK-GR] 400 kV Bitola-Meliti | XFL_BI11_GMELIT11_1:line | 1312 | 1600 | 1600 | -288 | 82 | []
TR_CO_00001 | N-1 400 kV Habitabat NGCC -Babaeski | [MK-GR] 400 kV Bitola-Meliti | XFL_BI11_GMELIT11_1:line | 1310 | 1600 | 1600 | -290 | 82 | []
RS_MK_00001 | N-1 400 kV Vranje 4 -Stip | [MK-GR] 400 kV Bitola-Meliti | XFL_BI11_GMELIT11_1:line | 1306 | 1600 | 1600 | -294 | 82 | []
RS_KS_CO_00002 | N-1 400 kV Kosovo B-Nis 2 | [MK-GR] 400 kV Bitola-Meliti | XFL_BI11_GMELIT11_1:line | 1305 | 1600 | 1600 | -295 | 82 | []
BC | Base Case | [MK-GR] 400 kV Bitola-Meliti | XFL_BI11_GMELIT11_1:line | 1302 | 1600 | 1600 | -298 | 81 | []
RS_CO_00003 | N-1 400 kV Vranje 4 âLeskovac 2 | [MK-GR] 400 kV Bitola-Meliti | XFL_BI11_GMELIT11_1:line | 1302 | 1600 | 1600 | -298 | 81 | []
BG_CO_00010 | N-1 400kV Maritsa Iztok â Maritsa Iztok 3 | [MK-GR] 400 kV Bitola-Meliti | XFL_BI11_GMELIT11_1:line | 1302 | 1600 | 1600 | -298 | 81 | []
BG_CO_00016 | N-1 400kV Kozloduy - Sofia Zapad ck.2 | [MK-GR] 400 kV Bitola-Meliti | XFL_BI11_GMELIT11_1:line | 1302 | 1600 | 1600 | -298 | 81 | []
BG_TR_CO_00001 | N-1 400kV Maritsa 3 - Hamitabat 1 | [MK-GR] 400 kV Bitola-Meliti | XFL_BI11_GMELIT11_1:line | 1300 | 1600 | 1600 | -300 | 81 | []
BG_TR_CO_00002 | N-1 400kV Maritsa 3 - Hamitabat 2 | [MK-GR] 400 kV Bitola-Meliti | XFL_BI11_GMELIT11_1:line | 1299 | 1600 | 1600 | -301 | 81 | []
BG_CO_00002 | N-1 400kV Sofia Zapad - Chervena Mogila ck. 1 | [MK-GR] 400 kV Bitola-Meliti | XFL_BI11_GMELIT11_1:line | 1299 | 1600 | 1600 | -301 | 81 | []
BG_CO_00009 | N-1 400kV Maritsa Iztok 2Â - Maritsa Iztok 3 | [MK-GR] 400 kV Bitola-Meliti | XFL_BI11_GMELIT11_1:line | 1299 | 1600 | 1600 | -301 | 81 | []
BG_CO_00012 | Â N-1 400kV Varna - Burgas | [MK-GR] 400 kV Bitola-Meliti | XFL_BI11_GMELIT11_1:line | 1297 | 1600 | 1600 | -303 | 81 | []
RS_CO_00004 | N-1 400 kV Nis 2 âLeskovac 2 | [MK-GR] 400 kV Bitola-Meliti | XFL_BI11_GMELIT11_1:line | 1296 | 1600 | 1600 | -304 | 81 | []
BG_CO_00011 | N-1 400kV Maritsa Iztok - Plovdiv | [MK-GR] 400 kV Bitola-Meliti | XFL_BI11_GMELIT11_1:line | 1294 | 1600 | 1600 | -306 | 81 | []
BG_CO_00007 | N-1 400kV Maritsa Iztok - Plovdiv ck. 2 | [MK-GR] 400 kV Bitola-Meliti | XFL_BI11_GMELIT11_1:line | 1292 | 1600 | 1600 | -308 | 81 | []
BG_CO_00013 | N-1 400kV Burgas â Maritsa Iztok 2 | [MK-GR] 400 kV Bitola-Meliti | XFL_BI11_GMELIT11_1:line | 1290 | 1600 | 1600 | -310 | 81 | []
BG_CO_00006, BG_CO_00008 | N-1 400kV Plovdiv - Vetren , N-1 400kV Plovdiv - Vetren | [MK-GR] 400 kV Bitola-Meliti | XFL_BI11_GMELIT11_1:line | 1286 | 1600 | 1600 | -314 | 80 | []
BG_RS_CO_00001 | N-1 400kV Sofia Zapad - Nis Â | [MK-GR] 400 kV Bitola-Meliti | XFL_BI11_GMELIT11_1:line | 1282 | 1600 | 1600 | -318 | 80 | []
AL_ME_CO_00001 | N-1 400 kV Tirana 2âPodgorica 2 | [MK-GR] 400 kV Bitola-Meliti | XFL_BI11_GMELIT11_1:line | 1280 | 1600 | 1600 | -320 | 80 | []
KS_CO_00001 | N-1 400 kV Kosovo B-Urosevac | [MK-GR] 400 kV Bitola-Meliti | XFL_BI11_GMELIT11_1:line | 1276 | 1600 | 1600 | -324 | 80 | []
MK_CO_00003 | N-1 400 kV Skopje 4 âSkopje 5 | [MK-GR] 400 kV Bitola-Meliti | XFL_BI11_GMELIT11_1:line | -1274 | 1600 | 1600 | -326 | 80 | []
MK_CO_00001 | N-1 400 kV Bitola-Dubrovo | [MK-GR] 400 kV Bitola-Meliti | XFL_BI11_GMELIT11_1:line | 1238 | 1600 | 1600 | -362 | 77 | []
IT_GR_CO_00001 | N-1 400 kV Galatina-Arachthos | [MK-GR] 400 kV Bitola-Meliti | XFL_BI11_GMELIT11_1:line | 1238 | 1600 | 1600 | -362 | 77 | []
MK_CO_00002 | N-1 400 kV Dubrovo âStip | [MK-GR] 400 kV Bitola-Meliti | XFL_BI11_GMELIT11_1:line | 1238 | 1600 | 1600 | -362 | 77 | []
GR_CO_00005 | N-1 400 kV Thessaloniki-Lagadas ck.2 | [MK-GR] 400 kV Bitola-Meliti | XFL_BI11_GMELIT11_1:line | -1234 | 1600 | 1600 | -366 | 77 | []
BG_MK_CO_00001 | N-1 400kV Chervena Mogila - Stip | [MK-GR] 400 kV Bitola-Meliti | XFL_BI11_GMELIT11_1:line | 1228 | 1600 | 1600 | -372 | 77 | []
GR_CO_00003 | N-1 400 kV Meliti-Amideo ck.2 | [MK-GR] 400 kV Dubrovo-Thessaloniki | XTH_DU11_GTHESS11_1:line | 1201 | 1600 | 1600 | -399 | 75 | []
MK_GR_CO_00001 | N-1 400 kV Bitola-Meliti | [MK-GR] 400 kV Dubrovo-Thessaloniki | XTH_DU11_GTHESS11_1:line | 1201 | 1600 | 1600 | -399 | 75 | []

## 1230Curative
Detailed results
Generated at: | 2023-12-14 08:01
Business day: | 14.12.2023
Timestamp: | 12:30
Border & direction: | North-Greece Importing
Horizon: | ID
Remedial actions: | true
Evaluation type: | CURATIVE
TTC [MW]: | 2673
Fallback applied | false
Loading threshold | 0.7
Applied RAs
CO ID | RA ID | Name of the RA | Usage | Type | Location | Status
Limiting CNECs
CO ID | Name of the CO | Name of the CNE | CNE UCTE branch | Calculated I (A) | I max (PRE) | I max (CUR) | Margin (A) | Loading (%) | Applicable curative RAs
AL_GR_CO_00001 | N-1 400 kV Zemplak-Kardia | [MK-GR] 400 kV Bitola-Meliti | XFL_BI11_GMELIT11_1:line | 1594 |  | 1600 | -6 | 100 | []
MK_GR_CO_00002 | N-1 400 kV Dubrovo-Thessaloniki | [MK-GR] 400 kV Bitola-Meliti | XFL_BI11_GMELIT11_1:line | 1566 |  | 1600 | -34 | 98 | []
AL_CO_00002 | N-1 400 kV Elbasan 2-Zemlak | [MK-GR] 400 kV Bitola-Meliti | XFL_BI11_GMELIT11_1:line | 1517 |  | 1600 | -83 | 95 | []
GR_CO_00001 | N-1 400 kV Filippoi-Nea Santa ck.2 | [MK-GR] 400 kV Bitola-Meliti | XFL_BI11_GMELIT11_1:line | 1477 |  | 1600 | -123 | 92 | []
BG_CO_00001 | N-1 400kV Chervena Mogila - Blagoevgrad ck. 1 | [MK-GR] 400 kV Bitola-Meliti | XFL_BI11_GMELIT11_1:line | 1458 |  | 1600 | -142 | 91 | []
GR_CO_00002 | N-1 400 kV Filippoi-Lagadas ck.2 | [MK-GR] 400 kV Bitola-Meliti | XFL_BI11_GMELIT11_1:line | 1410 |  | 1600 | -190 | 88 | []
BG_GR_CO_00001 | N-1 400 kV Blagoevgrad - Thessaloniki | [MK-GR] 400 kV Bitola-Meliti | XFL_BI11_GMELIT11_1:line | 1408 |  | 1600 | -192 | 88 | []
GR_CO_00004 | N-1 400 kV Amideo-Lagadas ck.2 | [MK-GR] 400 kV Bitola-Meliti | XFL_BI11_GMELIT11_1:line | 1376 |  | 1600 | -224 | 86 | []
AL_CO_00001 | N-1 400 kV Elbasan 2-Tirana 2 | [MK-GR] 400 kV Bitola-Meliti | XFL_BI11_GMELIT11_1:line | 1349 |  | 1600 | -251 | 84 | []
BG_GR_CO_00002 | N-1 400kV MARITSA IZTOK-NEA SANTA-CK-1 | [MK-GR] 400 kV Bitola-Meliti | XFL_BI11_GMELIT11_1:line | 1344 |  | 1600 | -256 | 84 | []
TR_GR_CO_00001 | N-1 400 kV Babaeski-N Santa | [MK-GR] 400 kV Bitola-Meliti | XFL_BI11_GMELIT11_1:line | 1344 |  | 1600 | -256 | 84 | []
MK_KS_CO_00001 | N-1 400 kV Skopje 5 âUrosevac | [MK-GR] 400 kV Bitola-Meliti | XFL_BI11_GMELIT11_1:line | -1339 |  | 1600 | -261 | 84 | []
KS_ME_CO_00001 | N-1 400 kV Pec 3-Ribarevina | [MK-GR] 400 kV Bitola-Meliti | XFL_BI11_GMELIT11_1:line | 1312 |  | 1600 | -288 | 82 | []
TR_CO_00001 | N-1 400 kV Habitabat NGCC -Babaeski | [MK-GR] 400 kV Bitola-Meliti | XFL_BI11_GMELIT11_1:line | 1310 |  | 1600 | -290 | 82 | []
RS_MK_00001 | N-1 400 kV Vranje 4 -Stip | [MK-GR] 400 kV Bitola-Meliti | XFL_BI11_GMELIT11_1:line | 1306 |  | 1600 | -294 | 82 | []
RS_KS_CO_00002 | N-1 400 kV Kosovo B-Nis 2 | [MK-GR] 400 kV Bitola-Meliti | XFL_BI11_GMELIT11_1:line | 1305 |  | 1600 | -295 | 82 | []
BC | Base Case | [MK-GR] 400 kV Bitola-Meliti | XFL_BI11_GMELIT11_1:line | 1302 |  | 1600 | -298 | 81 | []
RS_CO_00003 | N-1 400 kV Vranje 4 âLeskovac 2 | [MK-GR] 400 kV Bitola-Meliti | XFL_BI11_GMELIT11_1:line | 1302 |  | 1600 | -298 | 81 | []
BG_CO_00010 | N-1 400kV Maritsa Iztok â Maritsa Iztok 3 | [MK-GR] 400 kV Bitola-Meliti | XFL_BI11_GMELIT11_1:line | 1302 |  | 1600 | -298 | 81 | []
BG_CO_00016 | N-1 400kV Kozloduy - Sofia Zapad ck.2 | [MK-GR] 400 kV Bitola-Meliti | XFL_BI11_GMELIT11_1:line | 1302 |  | 1600 | -298 | 81 | []
BG_TR_CO_00001 | N-1 400kV Maritsa 3 - Hamitabat 1 | [MK-GR] 400 kV Bitola-Meliti | XFL_BI11_GMELIT11_1:line | 1300 |  | 1600 | -300 | 81 | []
BG_TR_CO_00002 | N-1 400kV Maritsa 3 - Hamitabat 2 | [MK-GR] 400 kV Bitola-Meliti | XFL_BI11_GMELIT11_1:line | 1299 |  | 1600 | -301 | 81 | []
BG_CO_00002 | N-1 400kV Sofia Zapad - Chervena Mogila ck. 1 | [MK-GR] 400 kV Bitola-Meliti | XFL_BI11_GMELIT11_1:line | 1299 |  | 1600 | -301 | 81 | []
BG_CO_00009 | N-1 400kV Maritsa Iztok 2Â - Maritsa Iztok 3 | [MK-GR] 400 kV Bitola-Meliti | XFL_BI11_GMELIT11_1:line | 1299 |  | 1600 | -301 | 81 | []
BG_CO_00012 | Â N-1 400kV Varna - Burgas | [MK-GR] 400 kV Bitola-Meliti | XFL_BI11_GMELIT11_1:line | 1297 |  | 1600 | -303 | 81 | []
RS_CO_00004 | N-1 400 kV Nis 2 âLeskovac 2 | [MK-GR] 400 kV Bitola-Meliti | XFL_BI11_GMELIT11_1:line | 1296 |  | 1600 | -304 | 81 | []
BG_CO_00011 | N-1 400kV Maritsa Iztok - Plovdiv | [MK-GR] 400 kV Bitola-Meliti | XFL_BI11_GMELIT11_1:line | 1294 |  | 1600 | -306 | 81 | []
BG_CO_00007 | N-1 400kV Maritsa Iztok - Plovdiv ck. 2 | [MK-GR] 400 kV Bitola-Meliti | XFL_BI11_GMELIT11_1:line | 1292 |  | 1600 | -308 | 81 | []
BG_CO_00013 | N-1 400kV Burgas â Maritsa Iztok 2 | [MK-GR] 400 kV Bitola-Meliti | XFL_BI11_GMELIT11_1:line | 1290 |  | 1600 | -310 | 81 | []
BG_CO_00006, BG_CO_00008 | N-1 400kV Plovdiv - Vetren , N-1 400kV Plovdiv - Vetren | [MK-GR] 400 kV Bitola-Meliti | XFL_BI11_GMELIT11_1:line | 1286 |  | 1600 | -314 | 80 | []
BG_RS_CO_00001 | N-1 400kV Sofia Zapad - Nis Â | [MK-GR] 400 kV Bitola-Meliti | XFL_BI11_GMELIT11_1:line | 1282 |  | 1600 | -318 | 80 | []
AL_ME_CO_00001 | N-1 400 kV Tirana 2âPodgorica 2 | [MK-GR] 400 kV Bitola-Meliti | XFL_BI11_GMELIT11_1:line | 1280 |  | 1600 | -320 | 80 | []
KS_CO_00001 | N-1 400 kV Kosovo B-Urosevac | [MK-GR] 400 kV Bitola-Meliti | XFL_BI11_GMELIT11_1:line | 1276 |  | 1600 | -324 | 80 | []
MK_CO_00003 | N-1 400 kV Skopje 4 âSkopje 5 | [MK-GR] 400 kV Bitola-Meliti | XFL_BI11_GMELIT11_1:line | -1274 |  | 1600 | -326 | 80 | []
MK_CO_00001 | N-1 400 kV Bitola-Dubrovo | [MK-GR] 400 kV Bitola-Meliti | XFL_BI11_GMELIT11_1:line | 1238 |  | 1600 | -362 | 77 | []
IT_GR_CO_00001 | N-1 400 kV Galatina-Arachthos | [MK-GR] 400 kV Bitola-Meliti | XFL_BI11_GMELIT11_1:line | 1238 |  | 1600 | -362 | 77 | []
MK_CO_00002 | N-1 400 kV Dubrovo âStip | [MK-GR] 400 kV Bitola-Meliti | XFL_BI11_GMELIT11_1:line | 1238 |  | 1600 | -362 | 77 | []
GR_CO_00005 | N-1 400 kV Thessaloniki-Lagadas ck.2 | [MK-GR] 400 kV Bitola-Meliti | XFL_BI11_GMELIT11_1:line | -1234 |  | 1600 | -366 | 77 | []
BG_MK_CO_00001 | N-1 400kV Chervena Mogila - Stip | [MK-GR] 400 kV Bitola-Meliti | XFL_BI11_GMELIT11_1:line | 1228 |  | 1600 | -372 | 77 | []
GR_CO_00003 | N-1 400 kV Meliti-Amideo ck.2 | [MK-GR] 400 kV Dubrovo-Thessaloniki | XTH_DU11_GTHESS11_1:line | 1201 |  | 1600 | -399 | 75 | []
MK_GR_CO_00001 | N-1 400 kV Bitola-Meliti | [MK-GR] 400 kV Dubrovo-Thessaloniki | XTH_DU11_GTHESS11_1:line | 1201 |  | 1600 | -399 | 75 | []

## 1330Preventive
Detailed results
Generated at: | 2023-12-14 08:01
Business day: | 14.12.2023
Timestamp: | 13:30
Border & direction: | North-Greece Importing
Horizon: | ID
Remedial actions: | true
Evaluation type: | PREVENTIVE
TTC [MW]: | 2682
Fallback applied | false
Loading threshold | 0.7
Applied RAs
CO ID | RA ID | Name of the RA | Usage | Type | Location | Status
Limiting CNECs
CO ID | Name of the CO | Name of the CNE | CNE UCTE branch | Calculated I (A) | I max (PRE) | I max (CUR) | Margin (A) | Loading (%) | Applicable curative RAs
AL_GR_CO_00001 | N-1 400 kV Zemplak-Kardia | [MK-GR] 400 kV Bitola-Meliti | XFL_BI11_GMELIT11_1:line | 1599 | 1600 | 1600 | -1 | 100 | []
MK_GR_CO_00002 | N-1 400 kV Dubrovo-Thessaloniki | [MK-GR] 400 kV Bitola-Meliti | XFL_BI11_GMELIT11_1:line | 1567 | 1600 | 1600 | -33 | 98 | []
AL_CO_00002 | N-1 400 kV Elbasan 2-Zemlak | [MK-GR] 400 kV Bitola-Meliti | XFL_BI11_GMELIT11_1:line | 1524 | 1600 | 1600 | -76 | 95 | []
GR_CO_00001 | N-1 400 kV Filippoi-Nea Santa ck.2 | [MK-GR] 400 kV Bitola-Meliti | XFL_BI11_GMELIT11_1:line | 1480 | 1600 | 1600 | -120 | 92 | []
BG_CO_00001 | N-1 400kV Chervena Mogila - Blagoevgrad ck. 1 | [MK-GR] 400 kV Bitola-Meliti | XFL_BI11_GMELIT11_1:line | 1456 | 1600 | 1600 | -144 | 91 | []
GR_CO_00002 | N-1 400 kV Filippoi-Lagadas ck.2 | [MK-GR] 400 kV Bitola-Meliti | XFL_BI11_GMELIT11_1:line | 1413 | 1600 | 1600 | -187 | 88 | []
BG_GR_CO_00001 | N-1 400 kV Blagoevgrad - Thessaloniki | [MK-GR] 400 kV Bitola-Meliti | XFL_BI11_GMELIT11_1:line | 1403 | 1600 | 1600 | -197 | 88 | []
GR_CO_00004 | N-1 400 kV Amideo-Lagadas ck.2 | [MK-GR] 400 kV Bitola-Meliti | XFL_BI11_GMELIT11_1:line | 1375 | 1600 | 1600 | -225 | 86 | []
AL_CO_00001 | N-1 400 kV Elbasan 2-Tirana 2 | [MK-GR] 400 kV Bitola-Meliti | XFL_BI11_GMELIT11_1:line | 1354 | 1600 | 1600 | -246 | 85 | []
TR_GR_CO_00001 | N-1 400 kV Babaeski-N Santa | [MK-GR] 400 kV Bitola-Meliti | XFL_BI11_GMELIT11_1:line | 1346 | 1600 | 1600 | -254 | 84 | []
BG_GR_CO_00002 | N-1 400kV MARITSA IZTOK-NEA SANTA-CK-1 | [MK-GR] 400 kV Bitola-Meliti | XFL_BI11_GMELIT11_1:line | 1344 | 1600 | 1600 | -256 | 84 | []
MK_KS_CO_00001 | N-1 400 kV Skopje 5 âUrosevac | [MK-GR] 400 kV Bitola-Meliti | XFL_BI11_GMELIT11_1:line | 1329 | 1600 | 1600 | -271 | 83 | []
TR_CO_00001 | N-1 400 kV Habitabat NGCC -Babaeski | [MK-GR] 400 kV Bitola-Meliti | XFL_BI11_GMELIT11_1:line | 1311 | 1600 | 1600 | -289 | 82 | []
KS_ME_CO_00001 | N-1 400 kV Pec 3-Ribarevina | [MK-GR] 400 kV Bitola-Meliti | XFL_BI11_GMELIT11_1:line | 1310 | 1600 | 1600 | -290 | 82 | []
RS_KS_CO_00002 | N-1 400 kV Kosovo B-Nis 2 | [MK-GR] 400 kV Bitola-Meliti | XFL_BI11_GMELIT11_1:line | 1305 | 1600 | 1600 | -295 | 82 | []
RS_MK_00001 | N-1 400 kV Vranje 4 -Stip | [MK-GR] 400 kV Bitola-Meliti | XFL_BI11_GMELIT11_1:line | 1304 | 1600 | 1600 | -296 | 82 | []
BC | Base Case | [MK-GR] 400 kV Bitola-Meliti | XFL_BI11_GMELIT11_1:line | 1303 | 1600 | 1600 | -297 | 81 | []
BG_CO_00010 | N-1 400kV Maritsa Iztok â Maritsa Iztok 3 | [MK-GR] 400 kV Bitola-Meliti | XFL_BI11_GMELIT11_1:line | 1302 | 1600 | 1600 | -298 | 81 | []
BG_CO_00016 | N-1 400kV Kozloduy - Sofia Zapad ck.2 | [MK-GR] 400 kV Bitola-Meliti | XFL_BI11_GMELIT11_1:line | 1302 | 1600 | 1600 | -298 | 81 | []
BG_CO_00002 | N-1 400kV Sofia Zapad - Chervena Mogila ck. 1 | [MK-GR] 400 kV Bitola-Meliti | XFL_BI11_GMELIT11_1:line | 1301 | 1600 | 1600 | -299 | 81 | []
BG_TR_CO_00001 | N-1 400kV Maritsa 3 - Hamitabat 1 | [MK-GR] 400 kV Bitola-Meliti | XFL_BI11_GMELIT11_1:line | 1301 | 1600 | 1600 | -299 | 81 | []
RS_CO_00003 | N-1 400 kV Vranje 4 âLeskovac 2 | [MK-GR] 400 kV Bitola-Meliti | XFL_BI11_GMELIT11_1:line | 1301 | 1600 | 1600 | -299 | 81 | []
BG_TR_CO_00002 | N-1 400kV Maritsa 3 - Hamitabat 2 | [MK-GR] 400 kV Bitola-Meliti | XFL_BI11_GMELIT11_1:line | 1300 | 1600 | 1600 | -300 | 81 | []
BG_CO_00009 | N-1 400kV Maritsa Iztok 2Â - Maritsa Iztok 3 | [MK-GR] 400 kV Bitola-Meliti | XFL_BI11_GMELIT11_1:line | 1300 | 1600 | 1600 | -300 | 81 | []
BG_CO_00012 | Â N-1 400kV Varna - Burgas | [MK-GR] 400 kV Bitola-Meliti | XFL_BI11_GMELIT11_1:line | 1298 | 1600 | 1600 | -302 | 81 | []
RS_CO_00004 | N-1 400 kV Nis 2 âLeskovac 2 | [MK-GR] 400 kV Bitola-Meliti | XFL_BI11_GMELIT11_1:line | 1295 | 1600 | 1600 | -305 | 81 | []
BG_CO_00011 | N-1 400kV Maritsa Iztok - Plovdiv | [MK-GR] 400 kV Bitola-Meliti | XFL_BI11_GMELIT11_1:line | 1293 | 1600 | 1600 | -307 | 81 | []
BG_CO_00013 | N-1 400kV Burgas â Maritsa Iztok 2 | [MK-GR] 400 kV Bitola-Meliti | XFL_BI11_GMELIT11_1:line | 1290 | 1600 | 1600 | -310 | 81 | []
BG_RS_CO_00001 | N-1 400kV Sofia Zapad - Nis Â | [MK-GR] 400 kV Bitola-Meliti | XFL_BI11_GMELIT11_1:line | 1287 | 1600 | 1600 | -313 | 80 | []
BG_CO_00005, BG_CO_00007 | N-1 400kV Vetren - Chervena Mogila , N-1 400kV Maritsa Iztok - Plovdiv ck. 2 | [MK-GR] 400 kV Bitola-Meliti | XFL_BI11_GMELIT11_1:line | 1287 | 1600 | 1600 | -313 | 80 | []
BG_CO_00006, BG_CO_00008 | N-1 400kV Plovdiv - Vetren , N-1 400kV Plovdiv - Vetren | [MK-GR] 400 kV Bitola-Meliti | XFL_BI11_GMELIT11_1:line | 1284 | 1600 | 1600 | -316 | 80 | []
AL_ME_CO_00001 | N-1 400 kV Tirana 2âPodgorica 2 | [MK-GR] 400 kV Bitola-Meliti | XFL_BI11_GMELIT11_1:line | 1284 | 1600 | 1600 | -316 | 80 | []
KS_CO_00001 | N-1 400 kV Kosovo B-Urosevac | [MK-GR] 400 kV Bitola-Meliti | XFL_BI11_GMELIT11_1:line | 1271 | 1600 | 1600 | -329 | 79 | []
MK_CO_00003 | N-1 400 kV Skopje 4 âSkopje 5 | [MK-GR] 400 kV Bitola-Meliti | XFL_BI11_GMELIT11_1:line | -1271 | 1600 | 1600 | -329 | 79 | []
IT_GR_CO_00001 | N-1 400 kV Galatina-Arachthos | [MK-GR] 400 kV Bitola-Meliti | XFL_BI11_GMELIT11_1:line | 1260 | 1600 | 1600 | -340 | 79 | []
MK_CO_00002 | N-1 400 kV Dubrovo âStip | [MK-GR] 400 kV Bitola-Meliti | XFL_BI11_GMELIT11_1:line | 1241 | 1600 | 1600 | -359 | 78 | []
MK_CO_00001 | N-1 400 kV Bitola-Dubrovo | [MK-GR] 400 kV Bitola-Meliti | XFL_BI11_GMELIT11_1:line | 1240 | 1600 | 1600 | -360 | 78 | []
BG_MK_CO_00001 | N-1 400kV Chervena Mogila - Stip | [MK-GR] 400 kV Bitola-Meliti | XFL_BI11_GMELIT11_1:line | 1236 | 1600 | 1600 | -364 | 77 | []
GR_CO_00005 | N-1 400 kV Thessaloniki-Lagadas ck.2 | [MK-GR] 400 kV Bitola-Meliti | XFL_BI11_GMELIT11_1:line | -1232 | 1600 | 1600 | -368 | 77 | []
GR_CO_00003 | N-1 400 kV Meliti-Amideo ck.2 | [MK-GR] 400 kV Dubrovo-Thessaloniki | XTH_DU11_GTHESS11_1:line | -1199 | 1600 | 1600 | -401 | 75 | []
MK_GR_CO_00001 | N-1 400 kV Bitola-Meliti | [MK-GR] 400 kV Dubrovo-Thessaloniki | XTH_DU11_GTHESS11_1:line | 1199 | 1600 | 1600 | -401 | 75 | []

## 1330Curative
Detailed results
Generated at: | 2023-12-14 08:01
Business day: | 14.12.2023
Timestamp: | 13:30
Border & direction: | North-Greece Importing
Horizon: | ID
Remedial actions: | true
Evaluation type: | CURATIVE
TTC [MW]: | 2682
Fallback applied | false
Loading threshold | 0.7
Applied RAs
CO ID | RA ID | Name of the RA | Usage | Type | Location | Status
Limiting CNECs
CO ID | Name of the CO | Name of the CNE | CNE UCTE branch | Calculated I (A) | I max (PRE) | I max (CUR) | Margin (A) | Loading (%) | Applicable curative RAs
AL_GR_CO_00001 | N-1 400 kV Zemplak-Kardia | [MK-GR] 400 kV Bitola-Meliti | XFL_BI11_GMELIT11_1:line | 1599 |  | 1600 | -1 | 100 | []
MK_GR_CO_00002 | N-1 400 kV Dubrovo-Thessaloniki | [MK-GR] 400 kV Bitola-Meliti | XFL_BI11_GMELIT11_1:line | 1567 |  | 1600 | -33 | 98 | []
AL_CO_00002 | N-1 400 kV Elbasan 2-Zemlak | [MK-GR] 400 kV Bitola-Meliti | XFL_BI11_GMELIT11_1:line | 1524 |  | 1600 | -76 | 95 | []
GR_CO_00001 | N-1 400 kV Filippoi-Nea Santa ck.2 | [MK-GR] 400 kV Bitola-Meliti | XFL_BI11_GMELIT11_1:line | 1480 |  | 1600 | -120 | 92 | []
BG_CO_00001 | N-1 400kV Chervena Mogila - Blagoevgrad ck. 1 | [MK-GR] 400 kV Bitola-Meliti | XFL_BI11_GMELIT11_1:line | 1456 |  | 1600 | -144 | 91 | []
GR_CO_00002 | N-1 400 kV Filippoi-Lagadas ck.2 | [MK-GR] 400 kV Bitola-Meliti | XFL_BI11_GMELIT11_1:line | 1413 |  | 1600 | -187 | 88 | []
BG_GR_CO_00001 | N-1 400 kV Blagoevgrad - Thessaloniki | [MK-GR] 400 kV Bitola-Meliti | XFL_BI11_GMELIT11_1:line | 1403 |  | 1600 | -197 | 88 | []
GR_CO_00004 | N-1 400 kV Amideo-Lagadas ck.2 | [MK-GR] 400 kV Bitola-Meliti | XFL_BI11_GMELIT11_1:line | 1375 |  | 1600 | -225 | 86 | []
AL_CO_00001 | N-1 400 kV Elbasan 2-Tirana 2 | [MK-GR] 400 kV Bitola-Meliti | XFL_BI11_GMELIT11_1:line | 1354 |  | 1600 | -246 | 85 | []
TR_GR_CO_00001 | N-1 400 kV Babaeski-N Santa | [MK-GR] 400 kV Bitola-Meliti | XFL_BI11_GMELIT11_1:line | 1346 |  | 1600 | -254 | 84 | []
BG_GR_CO_00002 | N-1 400kV MARITSA IZTOK-NEA SANTA-CK-1 | [MK-GR] 400 kV Bitola-Meliti | XFL_BI11_GMELIT11_1:line | 1344 |  | 1600 | -256 | 84 | []
MK_KS_CO_00001 | N-1 400 kV Skopje 5 âUrosevac | [MK-GR] 400 kV Bitola-Meliti | XFL_BI11_GMELIT11_1:line | 1329 |  | 1600 | -271 | 83 | []
TR_CO_00001 | N-1 400 kV Habitabat NGCC -Babaeski | [MK-GR] 400 kV Bitola-Meliti | XFL_BI11_GMELIT11_1:line | 1311 |  | 1600 | -289 | 82 | []
KS_ME_CO_00001 | N-1 400 kV Pec 3-Ribarevina | [MK-GR] 400 kV Bitola-Meliti | XFL_BI11_GMELIT11_1:line | 1310 |  | 1600 | -290 | 82 | []
RS_KS_CO_00002 | N-1 400 kV Kosovo B-Nis 2 | [MK-GR] 400 kV Bitola-Meliti | XFL_BI11_GMELIT11_1:line | 1305 |  | 1600 | -295 | 82 | []
RS_MK_00001 | N-1 400 kV Vranje 4 -Stip | [MK-GR] 400 kV Bitola-Meliti | XFL_BI11_GMELIT11_1:line | 1304 |  | 1600 | -296 | 82 | []
BC | Base Case | [MK-GR] 400 kV Bitola-Meliti | XFL_BI11_GMELIT11_1:line | 1303 |  | 1600 | -297 | 81 | []
BG_CO_00010 | N-1 400kV Maritsa Iztok â Maritsa Iztok 3 | [MK-GR] 400 kV Bitola-Meliti | XFL_BI11_GMELIT11_1:line | 1302 |  | 1600 | -298 | 81 | []
BG_CO_00016 | N-1 400kV Kozloduy - Sofia Zapad ck.2 | [MK-GR] 400 kV Bitola-Meliti | XFL_BI11_GMELIT11_1:line | 1302 |  | 1600 | -298 | 81 | []
BG_CO_00002 | N-1 400kV Sofia Zapad - Chervena Mogila ck. 1 | [MK-GR] 400 kV Bitola-Meliti | XFL_BI11_GMELIT11_1:line | 1301 |  | 1600 | -299 | 81 | []
BG_TR_CO_00001 | N-1 400kV Maritsa 3 - Hamitabat 1 | [MK-GR] 400 kV Bitola-Meliti | XFL_BI11_GMELIT11_1:line | 1301 |  | 1600 | -299 | 81 | []
RS_CO_00003 | N-1 400 kV Vranje 4 âLeskovac 2 | [MK-GR] 400 kV Bitola-Meliti | XFL_BI11_GMELIT11_1:line | 1301 |  | 1600 | -299 | 81 | []
BG_TR_CO_00002 | N-1 400kV Maritsa 3 - Hamitabat 2 | [MK-GR] 400 kV Bitola-Meliti | XFL_BI11_GMELIT11_1:line | 1300 |  | 1600 | -300 | 81 | []
BG_CO_00009 | N-1 400kV Maritsa Iztok 2Â - Maritsa Iztok 3 | [MK-GR] 400 kV Bitola-Meliti | XFL_BI11_GMELIT11_1:line | 1300 |  | 1600 | -300 | 81 | []
BG_CO_00012 | Â N-1 400kV Varna - Burgas | [MK-GR] 400 kV Bitola-Meliti | XFL_BI11_GMELIT11_1:line | 1298 |  | 1600 | -302 | 81 | []
RS_CO_00004 | N-1 400 kV Nis 2 âLeskovac 2 | [MK-GR] 400 kV Bitola-Meliti | XFL_BI11_GMELIT11_1:line | 1295 |  | 1600 | -305 | 81 | []
BG_CO_00011 | N-1 400kV Maritsa Iztok - Plovdiv | [MK-GR] 400 kV Bitola-Meliti | XFL_BI11_GMELIT11_1:line | 1293 |  | 1600 | -307 | 81 | []
BG_CO_00013 | N-1 400kV Burgas â Maritsa Iztok 2 | [MK-GR] 400 kV Bitola-Meliti | XFL_BI11_GMELIT11_1:line | 1290 |  | 1600 | -310 | 81 | []
BG_RS_CO_00001 | N-1 400kV Sofia Zapad - Nis Â | [MK-GR] 400 kV Bitola-Meliti | XFL_BI11_GMELIT11_1:line | 1287 |  | 1600 | -313 | 80 | []
BG_CO_00005, BG_CO_00007 | N-1 400kV Vetren - Chervena Mogila , N-1 400kV Maritsa Iztok - Plovdiv ck. 2 | [MK-GR] 400 kV Bitola-Meliti | XFL_BI11_GMELIT11_1:line | 1287 |  | 1600 | -313 | 80 | []
BG_CO_00006, BG_CO_00008 | N-1 400kV Plovdiv - Vetren , N-1 400kV Plovdiv - Vetren | [MK-GR] 400 kV Bitola-Meliti | XFL_BI11_GMELIT11_1:line | 1284 |  | 1600 | -316 | 80 | []
AL_ME_CO_00001 | N-1 400 kV Tirana 2âPodgorica 2 | [MK-GR] 400 kV Bitola-Meliti | XFL_BI11_GMELIT11_1:line | 1284 |  | 1600 | -316 | 80 | []
KS_CO_00001 | N-1 400 kV Kosovo B-Urosevac | [MK-GR] 400 kV Bitola-Meliti | XFL_BI11_GMELIT11_1:line | 1271 |  | 1600 | -329 | 79 | []
MK_CO_00003 | N-1 400 kV Skopje 4 âSkopje 5 | [MK-GR] 400 kV Bitola-Meliti | XFL_BI11_GMELIT11_1:line | -1271 |  | 1600 | -329 | 79 | []
IT_GR_CO_00001 | N-1 400 kV Galatina-Arachthos | [MK-GR] 400 kV Bitola-Meliti | XFL_BI11_GMELIT11_1:line | 1260 |  | 1600 | -340 | 79 | []
MK_CO_00002 | N-1 400 kV Dubrovo âStip | [MK-GR] 400 kV Bitola-Meliti | XFL_BI11_GMELIT11_1:line | 1241 |  | 1600 | -359 | 78 | []
MK_CO_00001 | N-1 400 kV Bitola-Dubrovo | [MK-GR] 400 kV Bitola-Meliti | XFL_BI11_GMELIT11_1:line | 1240 |  | 1600 | -360 | 78 | []
BG_MK_CO_00001 | N-1 400kV Chervena Mogila - Stip | [MK-GR] 400 kV Bitola-Meliti | XFL_BI11_GMELIT11_1:line | 1236 |  | 1600 | -364 | 77 | []
GR_CO_00005 | N-1 400 kV Thessaloniki-Lagadas ck.2 | [MK-GR] 400 kV Bitola-Meliti | XFL_BI11_GMELIT11_1:line | -1232 |  | 1600 | -368 | 77 | []
GR_CO_00003 | N-1 400 kV Meliti-Amideo ck.2 | [MK-GR] 400 kV Dubrovo-Thessaloniki | XTH_DU11_GTHESS11_1:line | -1199 |  | 1600 | -401 | 75 | []
MK_GR_CO_00001 | N-1 400 kV Bitola-Meliti | [MK-GR] 400 kV Dubrovo-Thessaloniki | XTH_DU11_GTHESS11_1:line | 1199 |  | 1600 | -401 | 75 | []

## 1430Preventive
Detailed results
Generated at: | 2023-12-14 08:01
Business day: | 14.12.2023
Timestamp: | 14:30
Border & direction: | North-Greece Importing
Horizon: | ID
Remedial actions: | true
Evaluation type: | PREVENTIVE
TTC [MW]: | 2677
Fallback applied | false
Loading threshold | 0.7
Applied RAs
CO ID | RA ID | Name of the RA | Usage | Type | Location | Status
Limiting CNECs
CO ID | Name of the CO | Name of the CNE | CNE UCTE branch | Calculated I (A) | I max (PRE) | I max (CUR) | Margin (A) | Loading (%) | Applicable curative RAs
AL_GR_CO_00001 | N-1 400 kV Zemplak-Kardia | [MK-GR] 400 kV Bitola-Meliti | XFL_BI11_GMELIT11_1:line | 1596 | 1600 | 1600 | -4 | 100 | []
MK_GR_CO_00002 | N-1 400 kV Dubrovo-Thessaloniki | [MK-GR] 400 kV Bitola-Meliti | XFL_BI11_GMELIT11_1:line | 1549 | 1600 | 1600 | -51 | 97 | []
AL_CO_00002 | N-1 400 kV Elbasan 2-Zemlak | [MK-GR] 400 kV Bitola-Meliti | XFL_BI11_GMELIT11_1:line | 1519 | 1600 | 1600 | -81 | 95 | []
GR_CO_00001 | N-1 400 kV Filippoi-Nea Santa ck.2 | [MK-GR] 400 kV Bitola-Meliti | XFL_BI11_GMELIT11_1:line | 1461 | 1600 | 1600 | -139 | 91 | []
BG_CO_00001 | N-1 400kV Chervena Mogila - Blagoevgrad ck. 1 | [MK-GR] 400 kV Bitola-Meliti | XFL_BI11_GMELIT11_1:line | 1442 | 1600 | 1600 | -158 | 90 | []
GR_CO_00002 | N-1 400 kV Filippoi-Lagadas ck.2 | [MK-GR] 400 kV Bitola-Meliti | XFL_BI11_GMELIT11_1:line | 1385 | 1600 | 1600 | -215 | 87 | []
BG_GR_CO_00001 | N-1 400 kV Blagoevgrad - Thessaloniki | [MK-GR] 400 kV Bitola-Meliti | XFL_BI11_GMELIT11_1:line | 1379 | 1600 | 1600 | -221 | 86 | []
IT_GR_CO_00001 | N-1 400 kV Galatina-Arachthos | [MK-GR] 400 kV Bitola-Meliti | XFL_BI11_GMELIT11_1:line | 1364 | 1600 | 1600 | -236 | 85 | []
GR_CO_00004 | N-1 400 kV Amideo-Lagadas ck.2 | [MK-GR] 400 kV Bitola-Meliti | XFL_BI11_GMELIT11_1:line | 1341 | 1600 | 1600 | -259 | 84 | []
AL_CO_00001 | N-1 400 kV Elbasan 2-Tirana 2 | [MK-GR] 400 kV Bitola-Meliti | XFL_BI11_GMELIT11_1:line | 1338 | 1600 | 1600 | -262 | 84 | []
BG_GR_CO_00002 | N-1 400kV MARITSA IZTOK-NEA SANTA-CK-1 | [MK-GR] 400 kV Bitola-Meliti | XFL_BI11_GMELIT11_1:line | 1321 | 1600 | 1600 | -279 | 83 | []
TR_GR_CO_00001 | N-1 400 kV Babaeski-N Santa | [MK-GR] 400 kV Bitola-Meliti | XFL_BI11_GMELIT11_1:line | 1318 | 1600 | 1600 | -282 | 82 | []
TR_CO_00001 | N-1 400 kV Habitabat NGCC -Babaeski | [MK-GR] 400 kV Bitola-Meliti | XFL_BI11_GMELIT11_1:line | 1285 | 1600 | 1600 | -315 | 80 | []
KS_ME_CO_00001 | N-1 400 kV Pec 3-Ribarevina | [MK-GR] 400 kV Bitola-Meliti | XFL_BI11_GMELIT11_1:line | 1279 | 1600 | 1600 | -321 | 80 | []
RS_KS_CO_00002 | N-1 400 kV Kosovo B-Nis 2 | [MK-GR] 400 kV Bitola-Meliti | XFL_BI11_GMELIT11_1:line | 1279 | 1600 | 1600 | -321 | 80 | []
BC | Base Case | [MK-GR] 400 kV Bitola-Meliti | XFL_BI11_GMELIT11_1:line | 1276 | 1600 | 1600 | -324 | 80 | []
BG_CO_00010 | N-1 400kV Maritsa Iztok â Maritsa Iztok 3 | [MK-GR] 400 kV Bitola-Meliti | XFL_BI11_GMELIT11_1:line | 1276 | 1600 | 1600 | -324 | 80 | []
BG_CO_00016 | N-1 400kV Kozloduy - Sofia Zapad ck.2 | [MK-GR] 400 kV Bitola-Meliti | XFL_BI11_GMELIT11_1:line | 1276 | 1600 | 1600 | -324 | 80 | []
BG_CO_00002 | N-1 400kV Sofia Zapad - Chervena Mogila ck. 1 | [MK-GR] 400 kV Bitola-Meliti | XFL_BI11_GMELIT11_1:line | 1276 | 1600 | 1600 | -324 | 80 | []
BG_TR_CO_00001 | N-1 400kV Maritsa 3 - Hamitabat 1 | [MK-GR] 400 kV Bitola-Meliti | XFL_BI11_GMELIT11_1:line | 1274 | 1600 | 1600 | -326 | 80 | []
BG_CO_00009 | N-1 400kV Maritsa Iztok 2Â - Maritsa Iztok 3 | [MK-GR] 400 kV Bitola-Meliti | XFL_BI11_GMELIT11_1:line | 1274 | 1600 | 1600 | -326 | 80 | []
BG_TR_CO_00002 | N-1 400kV Maritsa 3 - Hamitabat 2 | [MK-GR] 400 kV Bitola-Meliti | XFL_BI11_GMELIT11_1:line | 1273 | 1600 | 1600 | -327 | 80 | []
RS_MK_00001 | N-1 400 kV Vranje 4 -Stip | [MK-GR] 400 kV Bitola-Meliti | XFL_BI11_GMELIT11_1:line | 1272 | 1600 | 1600 | -328 | 79 | []
BG_CO_00012 | Â N-1 400kV Varna - Burgas | [MK-GR] 400 kV Bitola-Meliti | XFL_BI11_GMELIT11_1:line | 1272 | 1600 | 1600 | -328 | 79 | []
RS_CO_00003 | N-1 400 kV Vranje 4 âLeskovac 2 | [MK-GR] 400 kV Bitola-Meliti | XFL_BI11_GMELIT11_1:line | 1270 | 1600 | 1600 | -330 | 79 | []
BG_CO_00011 | N-1 400kV Maritsa Iztok - Plovdiv | [MK-GR] 400 kV Bitola-Meliti | XFL_BI11_GMELIT11_1:line | 1267 | 1600 | 1600 | -333 | 79 | []
BG_RS_CO_00001 | N-1 400kV Sofia Zapad - Nis Â | [MK-GR] 400 kV Bitola-Meliti | XFL_BI11_GMELIT11_1:line | 1266 | 1600 | 1600 | -334 | 79 | []
AL_ME_CO_00001 | N-1 400 kV Tirana 2âPodgorica 2 | [MK-GR] 400 kV Bitola-Meliti | XFL_BI11_GMELIT11_1:line | 1265 | 1600 | 1600 | -335 | 79 | []
RS_CO_00004 | N-1 400 kV Nis 2 âLeskovac 2 | [MK-GR] 400 kV Bitola-Meliti | XFL_BI11_GMELIT11_1:line | 1264 | 1600 | 1600 | -336 | 79 | []
BG_CO_00013 | N-1 400kV Burgas â Maritsa Iztok 2 | [MK-GR] 400 kV Bitola-Meliti | XFL_BI11_GMELIT11_1:line | 1264 | 1600 | 1600 | -336 | 79 | []
BG_CO_00005, BG_CO_00007 | N-1 400kV Vetren - Chervena Mogila , N-1 400kV Maritsa Iztok - Plovdiv ck. 2 | [MK-GR] 400 kV Bitola-Meliti | XFL_BI11_GMELIT11_1:line | 1263 | 1600 | 1600 | -337 | 79 | []
MK_KS_CO_00001 | N-1 400 kV Skopje 5 âUrosevac | [MK-GR] 400 kV Bitola-Meliti | XFL_BI11_GMELIT11_1:line | -1263 | 1600 | 1600 | -337 | 79 | []
BG_CO_00006, BG_CO_00008 | N-1 400kV Plovdiv - Vetren , N-1 400kV Plovdiv - Vetren | [MK-GR] 400 kV Bitola-Meliti | XFL_BI11_GMELIT11_1:line | 1260 | 1600 | 1600 | -340 | 79 | []
MK_CO_00003 | N-1 400 kV Skopje 4 âSkopje 5 | [MK-GR] 400 kV Bitola-Meliti | XFL_BI11_GMELIT11_1:line | -1234 | 1600 | 1600 | -366 | 77 | []
KS_CO_00001 | N-1 400 kV Kosovo B-Urosevac | [MK-GR] 400 kV Bitola-Meliti | XFL_BI11_GMELIT11_1:line | 1226 | 1600 | 1600 | -374 | 77 | []
MK_CO_00001 | N-1 400 kV Bitola-Dubrovo | [MK-GR] 400 kV Bitola-Meliti | XFL_BI11_GMELIT11_1:line | 1216 | 1600 | 1600 | -384 | 76 | []
BG_MK_CO_00001 | N-1 400kV Chervena Mogila - Stip | [MK-GR] 400 kV Bitola-Meliti | XFL_BI11_GMELIT11_1:line | 1213 | 1600 | 1600 | -387 | 76 | []
GR_CO_00005 | N-1 400 kV Thessaloniki-Lagadas ck.2 | [MK-GR] 400 kV Bitola-Meliti | XFL_BI11_GMELIT11_1:line | -1211 | 1600 | 1600 | -389 | 76 | []
MK_CO_00002 | N-1 400 kV Dubrovo âStip | [MK-GR] 400 kV Bitola-Meliti | XFL_BI11_GMELIT11_1:line | 1210 | 1600 | 1600 | -390 | 76 | []
GR_CO_00003 | N-1 400 kV Meliti-Amideo ck.2 | [MK-GR] 400 kV Dubrovo-Thessaloniki | XTH_DU11_GTHESS11_1:line | -1203 | 1600 | 1600 | -397 | 75 | []
MK_GR_CO_00001 | N-1 400 kV Bitola-Meliti | [MK-GR] 400 kV Dubrovo-Thessaloniki | XTH_DU11_GTHESS11_1:line | -1202 | 1600 | 1600 | -398 | 75 | []

## 1430Curative
Detailed results
Generated at: | 2023-12-14 08:01
Business day: | 14.12.2023
Timestamp: | 14:30
Border & direction: | North-Greece Importing
Horizon: | ID
Remedial actions: | true
Evaluation type: | CURATIVE
TTC [MW]: | 2677
Fallback applied | false
Loading threshold | 0.7
Applied RAs
CO ID | RA ID | Name of the RA | Usage | Type | Location | Status
Limiting CNECs
CO ID | Name of the CO | Name of the CNE | CNE UCTE branch | Calculated I (A) | I max (PRE) | I max (CUR) | Margin (A) | Loading (%) | Applicable curative RAs
AL_GR_CO_00001 | N-1 400 kV Zemplak-Kardia | [MK-GR] 400 kV Bitola-Meliti | XFL_BI11_GMELIT11_1:line | 1596 |  | 1600 | -4 | 100 | []
MK_GR_CO_00002 | N-1 400 kV Dubrovo-Thessaloniki | [MK-GR] 400 kV Bitola-Meliti | XFL_BI11_GMELIT11_1:line | 1549 |  | 1600 | -51 | 97 | []
AL_CO_00002 | N-1 400 kV Elbasan 2-Zemlak | [MK-GR] 400 kV Bitola-Meliti | XFL_BI11_GMELIT11_1:line | 1519 |  | 1600 | -81 | 95 | []
GR_CO_00001 | N-1 400 kV Filippoi-Nea Santa ck.2 | [MK-GR] 400 kV Bitola-Meliti | XFL_BI11_GMELIT11_1:line | 1461 |  | 1600 | -139 | 91 | []
BG_CO_00001 | N-1 400kV Chervena Mogila - Blagoevgrad ck. 1 | [MK-GR] 400 kV Bitola-Meliti | XFL_BI11_GMELIT11_1:line | 1442 |  | 1600 | -158 | 90 | []
GR_CO_00002 | N-1 400 kV Filippoi-Lagadas ck.2 | [MK-GR] 400 kV Bitola-Meliti | XFL_BI11_GMELIT11_1:line | 1385 |  | 1600 | -215 | 87 | []
BG_GR_CO_00001 | N-1 400 kV Blagoevgrad - Thessaloniki | [MK-GR] 400 kV Bitola-Meliti | XFL_BI11_GMELIT11_1:line | 1379 |  | 1600 | -221 | 86 | []
IT_GR_CO_00001 | N-1 400 kV Galatina-Arachthos | [MK-GR] 400 kV Bitola-Meliti | XFL_BI11_GMELIT11_1:line | 1364 |  | 1600 | -236 | 85 | []
GR_CO_00004 | N-1 400 kV Amideo-Lagadas ck.2 | [MK-GR] 400 kV Bitola-Meliti | XFL_BI11_GMELIT11_1:line | 1341 |  | 1600 | -259 | 84 | []
AL_CO_00001 | N-1 400 kV Elbasan 2-Tirana 2 | [MK-GR] 400 kV Bitola-Meliti | XFL_BI11_GMELIT11_1:line | 1338 |  | 1600 | -262 | 84 | []
BG_GR_CO_00002 | N-1 400kV MARITSA IZTOK-NEA SANTA-CK-1 | [MK-GR] 400 kV Bitola-Meliti | XFL_BI11_GMELIT11_1:line | 1321 |  | 1600 | -279 | 83 | []
TR_GR_CO_00001 | N-1 400 kV Babaeski-N Santa | [MK-GR] 400 kV Bitola-Meliti | XFL_BI11_GMELIT11_1:line | 1318 |  | 1600 | -282 | 82 | []
TR_CO_00001 | N-1 400 kV Habitabat NGCC -Babaeski | [MK-GR] 400 kV Bitola-Meliti | XFL_BI11_GMELIT11_1:line | 1285 |  | 1600 | -315 | 80 | []
KS_ME_CO_00001 | N-1 400 kV Pec 3-Ribarevina | [MK-GR] 400 kV Bitola-Meliti | XFL_BI11_GMELIT11_1:line | 1279 |  | 1600 | -321 | 80 | []
RS_KS_CO_00002 | N-1 400 kV Kosovo B-Nis 2 | [MK-GR] 400 kV Bitola-Meliti | XFL_BI11_GMELIT11_1:line | 1279 |  | 1600 | -321 | 80 | []
BC | Base Case | [MK-GR] 400 kV Bitola-Meliti | XFL_BI11_GMELIT11_1:line | 1276 |  | 1600 | -324 | 80 | []
BG_CO_00010 | N-1 400kV Maritsa Iztok â Maritsa Iztok 3 | [MK-GR] 400 kV Bitola-Meliti | XFL_BI11_GMELIT11_1:line | 1276 |  | 1600 | -324 | 80 | []
BG_CO_00016 | N-1 400kV Kozloduy - Sofia Zapad ck.2 | [MK-GR] 400 kV Bitola-Meliti | XFL_BI11_GMELIT11_1:line | 1276 |  | 1600 | -324 | 80 | []
BG_CO_00002 | N-1 400kV Sofia Zapad - Chervena Mogila ck. 1 | [MK-GR] 400 kV Bitola-Meliti | XFL_BI11_GMELIT11_1:line | 1276 |  | 1600 | -324 | 80 | []
BG_TR_CO_00001 | N-1 400kV Maritsa 3 - Hamitabat 1 | [MK-GR] 400 kV Bitola-Meliti | XFL_BI11_GMELIT11_1:line | 1274 |  | 1600 | -326 | 80 | []
BG_CO_00009 | N-1 400kV Maritsa Iztok 2Â - Maritsa Iztok 3 | [MK-GR] 400 kV Bitola-Meliti | XFL_BI11_GMELIT11_1:line | 1274 |  | 1600 | -326 | 80 | []
BG_TR_CO_00002 | N-1 400kV Maritsa 3 - Hamitabat 2 | [MK-GR] 400 kV Bitola-Meliti | XFL_BI11_GMELIT11_1:line | 1273 |  | 1600 | -327 | 80 | []
RS_MK_00001 | N-1 400 kV Vranje 4 -Stip | [MK-GR] 400 kV Bitola-Meliti | XFL_BI11_GMELIT11_1:line | 1272 |  | 1600 | -328 | 79 | []
BG_CO_00012 | Â N-1 400kV Varna - Burgas | [MK-GR] 400 kV Bitola-Meliti | XFL_BI11_GMELIT11_1:line | 1272 |  | 1600 | -328 | 79 | []
RS_CO_00003 | N-1 400 kV Vranje 4 âLeskovac 2 | [MK-GR] 400 kV Bitola-Meliti | XFL_BI11_GMELIT11_1:line | 1270 |  | 1600 | -330 | 79 | []
BG_CO_00011 | N-1 400kV Maritsa Iztok - Plovdiv | [MK-GR] 400 kV Bitola-Meliti | XFL_BI11_GMELIT11_1:line | 1267 |  | 1600 | -333 | 79 | []
BG_RS_CO_00001 | N-1 400kV Sofia Zapad - Nis Â | [MK-GR] 400 kV Bitola-Meliti | XFL_BI11_GMELIT11_1:line | 1266 |  | 1600 | -334 | 79 | []
AL_ME_CO_00001 | N-1 400 kV Tirana 2âPodgorica 2 | [MK-GR] 400 kV Bitola-Meliti | XFL_BI11_GMELIT11_1:line | 1265 |  | 1600 | -335 | 79 | []
RS_CO_00004 | N-1 400 kV Nis 2 âLeskovac 2 | [MK-GR] 400 kV Bitola-Meliti | XFL_BI11_GMELIT11_1:line | 1264 |  | 1600 | -336 | 79 | []
BG_CO_00013 | N-1 400kV Burgas â Maritsa Iztok 2 | [MK-GR] 400 kV Bitola-Meliti | XFL_BI11_GMELIT11_1:line | 1264 |  | 1600 | -336 | 79 | []
BG_CO_00005, BG_CO_00007 | N-1 400kV Vetren - Chervena Mogila , N-1 400kV Maritsa Iztok - Plovdiv ck. 2 | [MK-GR] 400 kV Bitola-Meliti | XFL_BI11_GMELIT11_1:line | 1263 |  | 1600 | -337 | 79 | []
MK_KS_CO_00001 | N-1 400 kV Skopje 5 âUrosevac | [MK-GR] 400 kV Bitola-Meliti | XFL_BI11_GMELIT11_1:line | -1263 |  | 1600 | -337 | 79 | []
BG_CO_00006, BG_CO_00008 | N-1 400kV Plovdiv - Vetren , N-1 400kV Plovdiv - Vetren | [MK-GR] 400 kV Bitola-Meliti | XFL_BI11_GMELIT11_1:line | 1260 |  | 1600 | -340 | 79 | []
MK_CO_00003 | N-1 400 kV Skopje 4 âSkopje 5 | [MK-GR] 400 kV Bitola-Meliti | XFL_BI11_GMELIT11_1:line | -1234 |  | 1600 | -366 | 77 | []
KS_CO_00001 | N-1 400 kV Kosovo B-Urosevac | [MK-GR] 400 kV Bitola-Meliti | XFL_BI11_GMELIT11_1:line | 1226 |  | 1600 | -374 | 77 | []
MK_CO_00001 | N-1 400 kV Bitola-Dubrovo | [MK-GR] 400 kV Bitola-Meliti | XFL_BI11_GMELIT11_1:line | 1216 |  | 1600 | -384 | 76 | []
BG_MK_CO_00001 | N-1 400kV Chervena Mogila - Stip | [MK-GR] 400 kV Bitola-Meliti | XFL_BI11_GMELIT11_1:line | 1213 |  | 1600 | -387 | 76 | []
GR_CO_00005 | N-1 400 kV Thessaloniki-Lagadas ck.2 | [MK-GR] 400 kV Bitola-Meliti | XFL_BI11_GMELIT11_1:line | -1211 |  | 1600 | -389 | 76 | []
MK_CO_00002 | N-1 400 kV Dubrovo âStip | [MK-GR] 400 kV Bitola-Meliti | XFL_BI11_GMELIT11_1:line | 1210 |  | 1600 | -390 | 76 | []
GR_CO_00003 | N-1 400 kV Meliti-Amideo ck.2 | [MK-GR] 400 kV Dubrovo-Thessaloniki | XTH_DU11_GTHESS11_1:line | -1203 |  | 1600 | -397 | 75 | []
MK_GR_CO_00001 | N-1 400 kV Bitola-Meliti | [MK-GR] 400 kV Dubrovo-Thessaloniki | XTH_DU11_GTHESS11_1:line | -1202 |  | 1600 | -398 | 75 | []

## 1530Preventive
Detailed results
Generated at: | 2023-12-14 08:01
Business day: | 14.12.2023
Timestamp: | 15:30
Border & direction: | North-Greece Importing
Horizon: | ID
Remedial actions: | true
Evaluation type: | PREVENTIVE
TTC [MW]: | 2711
Fallback applied | false
Loading threshold | 0.7
Applied RAs
CO ID | RA ID | Name of the RA | Usage | Type | Location | Status
Limiting CNECs
CO ID | Name of the CO | Name of the CNE | CNE UCTE branch | Calculated I (A) | I max (PRE) | I max (CUR) | Margin (A) | Loading (%) | Applicable curative RAs
AL_GR_CO_00001 | N-1 400 kV Zemplak-Kardia | [MK-GR] 400 kV Bitola-Meliti | XFL_BI11_GMELIT11_1:line | 1593 | 1600 | 1600 | -7 | 100 | []
MK_GR_CO_00002 | N-1 400 kV Dubrovo-Thessaloniki | [MK-GR] 400 kV Bitola-Meliti | XFL_BI11_GMELIT11_1:line | -1568 | 1600 | 1600 | -32 | 98 | []
AL_CO_00002 | N-1 400 kV Elbasan 2-Zemlak | [MK-GR] 400 kV Bitola-Meliti | XFL_BI11_GMELIT11_1:line | 1523 | 1600 | 1600 | -77 | 95 | []
GR_CO_00001 | N-1 400 kV Filippoi-Nea Santa ck.2 | [MK-GR] 400 kV Bitola-Meliti | XFL_BI11_GMELIT11_1:line | 1454 | 1600 | 1600 | -146 | 91 | []
BG_CO_00001 | N-1 400kV Chervena Mogila - Blagoevgrad ck. 1 | [MK-GR] 400 kV Bitola-Meliti | XFL_BI11_GMELIT11_1:line | 1440 | 1600 | 1600 | -160 | 90 | []
BG_GR_CO_00001 | N-1 400 kV Blagoevgrad - Thessaloniki | [MK-GR] 400 kV Bitola-Meliti | XFL_BI11_GMELIT11_1:line | 1415 | 1600 | 1600 | -185 | 88 | []
GR_CO_00002 | N-1 400 kV Filippoi-Lagadas ck.2 | [MK-GR] 400 kV Bitola-Meliti | XFL_BI11_GMELIT11_1:line | 1381 | 1600 | 1600 | -219 | 86 | []
AL_CO_00001 | N-1 400 kV Elbasan 2-Tirana 2 | [MK-GR] 400 kV Bitola-Meliti | XFL_BI11_GMELIT11_1:line | 1348 | 1600 | 1600 | -252 | 84 | []
GR_CO_00004 | N-1 400 kV Amideo-Lagadas ck.2 | [MK-GR] 400 kV Bitola-Meliti | XFL_BI11_GMELIT11_1:line | 1347 | 1600 | 1600 | -253 | 84 | []
TR_GR_CO_00001 | N-1 400 kV Babaeski-N Santa | [MK-GR] 400 kV Bitola-Meliti | XFL_BI11_GMELIT11_1:line | 1324 | 1600 | 1600 | -276 | 83 | []
BG_GR_CO_00002 | N-1 400kV MARITSA IZTOK-NEA SANTA-CK-1 | [MK-GR] 400 kV Bitola-Meliti | XFL_BI11_GMELIT11_1:line | 1324 | 1600 | 1600 | -276 | 83 | []
TR_CO_00001 | N-1 400 kV Habitabat NGCC -Babaeski | [MK-GR] 400 kV Bitola-Meliti | XFL_BI11_GMELIT11_1:line | 1293 | 1600 | 1600 | -307 | 81 | []
RS_KS_CO_00002 | N-1 400 kV Kosovo B-Nis 2 | [MK-GR] 400 kV Bitola-Meliti | XFL_BI11_GMELIT11_1:line | 1287 | 1600 | 1600 | -313 | 80 | []
KS_ME_CO_00001 | N-1 400 kV Pec 3-Ribarevina | [MK-GR] 400 kV Bitola-Meliti | XFL_BI11_GMELIT11_1:line | 1286 | 1600 | 1600 | -314 | 80 | []
BC | Base Case | [MK-GR] 400 kV Bitola-Meliti | XFL_BI11_GMELIT11_1:line | -1285 | 1600 | 1600 | -315 | 80 | []
BG_CO_00010 | N-1 400kV Maritsa Iztok â Maritsa Iztok 3 | [MK-GR] 400 kV Bitola-Meliti | XFL_BI11_GMELIT11_1:line | -1285 | 1600 | 1600 | -315 | 80 | []
BG_CO_00002 | N-1 400kV Sofia Zapad - Chervena Mogila ck. 1 | [MK-GR] 400 kV Bitola-Meliti | XFL_BI11_GMELIT11_1:line | -1284 | 1600 | 1600 | -316 | 80 | []
BG_CO_00009 | N-1 400kV Maritsa Iztok 2Â - Maritsa Iztok 3 | [MK-GR] 400 kV Bitola-Meliti | XFL_BI11_GMELIT11_1:line | -1284 | 1600 | 1600 | -316 | 80 | []
BG_TR_CO_00001 | N-1 400kV Maritsa 3 - Hamitabat 1 | [MK-GR] 400 kV Bitola-Meliti | XFL_BI11_GMELIT11_1:line | -1283 | 1600 | 1600 | -317 | 80 | []
BG_TR_CO_00002 | N-1 400kV Maritsa 3 - Hamitabat 2 | [MK-GR] 400 kV Bitola-Meliti | XFL_BI11_GMELIT11_1:line | -1282 | 1600 | 1600 | -318 | 80 | []
BG_CO_00016 | N-1 400kV Kozloduy - Sofia Zapad ck.2 | [MK-GR] 400 kV Bitola-Meliti | XFL_BI11_GMELIT11_1:line | 1282 | 1600 | 1600 | -318 | 80 | []
BG_CO_00012 | Â N-1 400kV Varna - Burgas | [MK-GR] 400 kV Bitola-Meliti | XFL_BI11_GMELIT11_1:line | -1282 | 1600 | 1600 | -318 | 80 | []
RS_MK_00001 | N-1 400 kV Vranje 4 -Stip | [MK-GR] 400 kV Bitola-Meliti | XFL_BI11_GMELIT11_1:line | 1279 | 1600 | 1600 | -321 | 80 | []
RS_CO_00003 | N-1 400 kV Vranje 4 âLeskovac 2 | [MK-GR] 400 kV Bitola-Meliti | XFL_BI11_GMELIT11_1:line | 1278 | 1600 | 1600 | -322 | 80 | []
BG_CO_00011 | N-1 400kV Maritsa Iztok - Plovdiv | [MK-GR] 400 kV Bitola-Meliti | XFL_BI11_GMELIT11_1:line | -1277 | 1600 | 1600 | -323 | 80 | []
AL_ME_CO_00001 | N-1 400 kV Tirana 2âPodgorica 2 | [MK-GR] 400 kV Bitola-Meliti | XFL_BI11_GMELIT11_1:line | -1276 | 1600 | 1600 | -324 | 80 | []
BG_CO_00013 | N-1 400kV Burgas â Maritsa Iztok 2 | [MK-GR] 400 kV Bitola-Meliti | XFL_BI11_GMELIT11_1:line | -1275 | 1600 | 1600 | -325 | 80 | []
RS_CO_00004 | N-1 400 kV Nis 2 âLeskovac 2 | [MK-GR] 400 kV Bitola-Meliti | XFL_BI11_GMELIT11_1:line | -1273 | 1600 | 1600 | -327 | 80 | []
BG_CO_00005, BG_CO_00007 | N-1 400kV Vetren - Chervena Mogila , N-1 400kV Maritsa Iztok - Plovdiv ck. 2 | [MK-GR] 400 kV Bitola-Meliti | XFL_BI11_GMELIT11_1:line | -1273 | 1600 | 1600 | -327 | 80 | []
BG_CO_00006, BG_CO_00008 | N-1 400kV Plovdiv - Vetren , N-1 400kV Plovdiv - Vetren | [MK-GR] 400 kV Bitola-Meliti | XFL_BI11_GMELIT11_1:line | -1272 | 1600 | 1600 | -328 | 80 | []
BG_RS_CO_00001 | N-1 400kV Sofia Zapad - Nis Â | [MK-GR] 400 kV Bitola-Meliti | XFL_BI11_GMELIT11_1:line | 1272 | 1600 | 1600 | -328 | 79 | []
MK_KS_CO_00001 | N-1 400 kV Skopje 5 âUrosevac | [MK-GR] 400 kV Bitola-Meliti | XFL_BI11_GMELIT11_1:line | -1271 | 1600 | 1600 | -329 | 79 | []
MK_CO_00003 | N-1 400 kV Skopje 4 âSkopje 5 | [MK-GR] 400 kV Bitola-Meliti | XFL_BI11_GMELIT11_1:line | -1246 | 1600 | 1600 | -354 | 78 | []
KS_CO_00001 | N-1 400 kV Kosovo B-Urosevac | [MK-GR] 400 kV Bitola-Meliti | XFL_BI11_GMELIT11_1:line | -1232 | 1600 | 1600 | -368 | 77 | []
GR_CO_00005 | N-1 400 kV Thessaloniki-Lagadas ck.2 | [MK-GR] 400 kV Bitola-Meliti | XFL_BI11_GMELIT11_1:line | -1228 | 1600 | 1600 | -372 | 77 | []
GR_CO_00003 | N-1 400 kV Meliti-Amideo ck.2 | [MK-GR] 400 kV Dubrovo-Thessaloniki | XTH_DU11_GTHESS11_1:line | -1223 | 1600 | 1600 | -377 | 76 | []
MK_GR_CO_00001 | N-1 400 kV Bitola-Meliti | [MK-GR] 400 kV Dubrovo-Thessaloniki | XTH_DU11_GTHESS11_1:line | -1222 | 1600 | 1600 | -378 | 76 | []
IT_GR_CO_00001 | N-1 400 kV Galatina-Arachthos | [MK-GR] 400 kV Bitola-Meliti | XFL_BI11_GMELIT11_1:line | -1219 | 1600 | 1600 | -381 | 76 | []
MK_CO_00001 | N-1 400 kV Bitola-Dubrovo | [MK-GR] 400 kV Bitola-Meliti | XFL_BI11_GMELIT11_1:line | -1216 | 1600 | 1600 | -384 | 76 | []
BG_MK_CO_00001 | N-1 400kV Chervena Mogila - Stip | [MK-GR] 400 kV Bitola-Meliti | XFL_BI11_GMELIT11_1:line | -1210 | 1600 | 1600 | -390 | 76 | []
MK_CO_00002 | N-1 400 kV Dubrovo âStip | [MK-GR] 400 kV Bitola-Meliti | XFL_BI11_GMELIT11_1:line | 1208 | 1600 | 1600 | -392 | 76 | []

## 1530Curative
Detailed results
Generated at: | 2023-12-14 08:01
Business day: | 14.12.2023
Timestamp: | 15:30
Border & direction: | North-Greece Importing
Horizon: | ID
Remedial actions: | true
Evaluation type: | CURATIVE
TTC [MW]: | 2711
Fallback applied | false
Loading threshold | 0.7
Applied RAs
CO ID | RA ID | Name of the RA | Usage | Type | Location | Status
Limiting CNECs
CO ID | Name of the CO | Name of the CNE | CNE UCTE branch | Calculated I (A) | I max (PRE) | I max (CUR) | Margin (A) | Loading (%) | Applicable curative RAs
AL_GR_CO_00001 | N-1 400 kV Zemplak-Kardia | [MK-GR] 400 kV Bitola-Meliti | XFL_BI11_GMELIT11_1:line | 1593 |  | 1600 | -7 | 100 | []
MK_GR_CO_00002 | N-1 400 kV Dubrovo-Thessaloniki | [MK-GR] 400 kV Bitola-Meliti | XFL_BI11_GMELIT11_1:line | -1568 |  | 1600 | -32 | 98 | []
AL_CO_00002 | N-1 400 kV Elbasan 2-Zemlak | [MK-GR] 400 kV Bitola-Meliti | XFL_BI11_GMELIT11_1:line | 1523 |  | 1600 | -77 | 95 | []
GR_CO_00001 | N-1 400 kV Filippoi-Nea Santa ck.2 | [MK-GR] 400 kV Bitola-Meliti | XFL_BI11_GMELIT11_1:line | 1454 |  | 1600 | -146 | 91 | []
BG_CO_00001 | N-1 400kV Chervena Mogila - Blagoevgrad ck. 1 | [MK-GR] 400 kV Bitola-Meliti | XFL_BI11_GMELIT11_1:line | 1440 |  | 1600 | -160 | 90 | []
BG_GR_CO_00001 | N-1 400 kV Blagoevgrad - Thessaloniki | [MK-GR] 400 kV Bitola-Meliti | XFL_BI11_GMELIT11_1:line | 1415 |  | 1600 | -185 | 88 | []
GR_CO_00002 | N-1 400 kV Filippoi-Lagadas ck.2 | [MK-GR] 400 kV Bitola-Meliti | XFL_BI11_GMELIT11_1:line | 1381 |  | 1600 | -219 | 86 | []
AL_CO_00001 | N-1 400 kV Elbasan 2-Tirana 2 | [MK-GR] 400 kV Bitola-Meliti | XFL_BI11_GMELIT11_1:line | 1348 |  | 1600 | -252 | 84 | []
GR_CO_00004 | N-1 400 kV Amideo-Lagadas ck.2 | [MK-GR] 400 kV Bitola-Meliti | XFL_BI11_GMELIT11_1:line | 1347 |  | 1600 | -253 | 84 | []
TR_GR_CO_00001 | N-1 400 kV Babaeski-N Santa | [MK-GR] 400 kV Bitola-Meliti | XFL_BI11_GMELIT11_1:line | 1324 |  | 1600 | -276 | 83 | []
BG_GR_CO_00002 | N-1 400kV MARITSA IZTOK-NEA SANTA-CK-1 | [MK-GR] 400 kV Bitola-Meliti | XFL_BI11_GMELIT11_1:line | 1324 |  | 1600 | -276 | 83 | []
TR_CO_00001 | N-1 400 kV Habitabat NGCC -Babaeski | [MK-GR] 400 kV Bitola-Meliti | XFL_BI11_GMELIT11_1:line | 1293 |  | 1600 | -307 | 81 | []
RS_KS_CO_00002 | N-1 400 kV Kosovo B-Nis 2 | [MK-GR] 400 kV Bitola-Meliti | XFL_BI11_GMELIT11_1:line | 1287 |  | 1600 | -313 | 80 | []
KS_ME_CO_00001 | N-1 400 kV Pec 3-Ribarevina | [MK-GR] 400 kV Bitola-Meliti | XFL_BI11_GMELIT11_1:line | 1286 |  | 1600 | -314 | 80 | []
BC | Base Case | [MK-GR] 400 kV Bitola-Meliti | XFL_BI11_GMELIT11_1:line | -1285 |  | 1600 | -315 | 80 | []
BG_CO_00010 | N-1 400kV Maritsa Iztok â Maritsa Iztok 3 | [MK-GR] 400 kV Bitola-Meliti | XFL_BI11_GMELIT11_1:line | -1285 |  | 1600 | -315 | 80 | []
BG_CO_00002 | N-1 400kV Sofia Zapad - Chervena Mogila ck. 1 | [MK-GR] 400 kV Bitola-Meliti | XFL_BI11_GMELIT11_1:line | -1284 |  | 1600 | -316 | 80 | []
BG_CO_00009 | N-1 400kV Maritsa Iztok 2Â - Maritsa Iztok 3 | [MK-GR] 400 kV Bitola-Meliti | XFL_BI11_GMELIT11_1:line | -1284 |  | 1600 | -316 | 80 | []
BG_TR_CO_00001 | N-1 400kV Maritsa 3 - Hamitabat 1 | [MK-GR] 400 kV Bitola-Meliti | XFL_BI11_GMELIT11_1:line | -1283 |  | 1600 | -317 | 80 | []
BG_TR_CO_00002 | N-1 400kV Maritsa 3 - Hamitabat 2 | [MK-GR] 400 kV Bitola-Meliti | XFL_BI11_GMELIT11_1:line | -1282 |  | 1600 | -318 | 80 | []
BG_CO_00016 | N-1 400kV Kozloduy - Sofia Zapad ck.2 | [MK-GR] 400 kV Bitola-Meliti | XFL_BI11_GMELIT11_1:line | 1282 |  | 1600 | -318 | 80 | []
BG_CO_00012 | Â N-1 400kV Varna - Burgas | [MK-GR] 400 kV Bitola-Meliti | XFL_BI11_GMELIT11_1:line | -1282 |  | 1600 | -318 | 80 | []
RS_MK_00001 | N-1 400 kV Vranje 4 -Stip | [MK-GR] 400 kV Bitola-Meliti | XFL_BI11_GMELIT11_1:line | 1279 |  | 1600 | -321 | 80 | []
RS_CO_00003 | N-1 400 kV Vranje 4 âLeskovac 2 | [MK-GR] 400 kV Bitola-Meliti | XFL_BI11_GMELIT11_1:line | 1278 |  | 1600 | -322 | 80 | []
BG_CO_00011 | N-1 400kV Maritsa Iztok - Plovdiv | [MK-GR] 400 kV Bitola-Meliti | XFL_BI11_GMELIT11_1:line | -1277 |  | 1600 | -323 | 80 | []
AL_ME_CO_00001 | N-1 400 kV Tirana 2âPodgorica 2 | [MK-GR] 400 kV Bitola-Meliti | XFL_BI11_GMELIT11_1:line | -1276 |  | 1600 | -324 | 80 | []
BG_CO_00013 | N-1 400kV Burgas â Maritsa Iztok 2 | [MK-GR] 400 kV Bitola-Meliti | XFL_BI11_GMELIT11_1:line | -1275 |  | 1600 | -325 | 80 | []
RS_CO_00004 | N-1 400 kV Nis 2 âLeskovac 2 | [MK-GR] 400 kV Bitola-Meliti | XFL_BI11_GMELIT11_1:line | -1273 |  | 1600 | -327 | 80 | []
BG_CO_00005, BG_CO_00007 | N-1 400kV Vetren - Chervena Mogila , N-1 400kV Maritsa Iztok - Plovdiv ck. 2 | [MK-GR] 400 kV Bitola-Meliti | XFL_BI11_GMELIT11_1:line | -1273 |  | 1600 | -327 | 80 | []
BG_CO_00006, BG_CO_00008 | N-1 400kV Plovdiv - Vetren , N-1 400kV Plovdiv - Vetren | [MK-GR] 400 kV Bitola-Meliti | XFL_BI11_GMELIT11_1:line | -1272 |  | 1600 | -328 | 80 | []
BG_RS_CO_00001 | N-1 400kV Sofia Zapad - Nis Â | [MK-GR] 400 kV Bitola-Meliti | XFL_BI11_GMELIT11_1:line | 1272 |  | 1600 | -328 | 79 | []
MK_KS_CO_00001 | N-1 400 kV Skopje 5 âUrosevac | [MK-GR] 400 kV Bitola-Meliti | XFL_BI11_GMELIT11_1:line | -1271 |  | 1600 | -329 | 79 | []
MK_CO_00003 | N-1 400 kV Skopje 4 âSkopje 5 | [MK-GR] 400 kV Bitola-Meliti | XFL_BI11_GMELIT11_1:line | -1246 |  | 1600 | -354 | 78 | []
KS_CO_00001 | N-1 400 kV Kosovo B-Urosevac | [MK-GR] 400 kV Bitola-Meliti | XFL_BI11_GMELIT11_1:line | -1232 |  | 1600 | -368 | 77 | []
GR_CO_00005 | N-1 400 kV Thessaloniki-Lagadas ck.2 | [MK-GR] 400 kV Bitola-Meliti | XFL_BI11_GMELIT11_1:line | -1228 |  | 1600 | -372 | 77 | []
GR_CO_00003 | N-1 400 kV Meliti-Amideo ck.2 | [MK-GR] 400 kV Dubrovo-Thessaloniki | XTH_DU11_GTHESS11_1:line | -1223 |  | 1600 | -377 | 76 | []
MK_GR_CO_00001 | N-1 400 kV Bitola-Meliti | [MK-GR] 400 kV Dubrovo-Thessaloniki | XTH_DU11_GTHESS11_1:line | -1222 |  | 1600 | -378 | 76 | []
IT_GR_CO_00001 | N-1 400 kV Galatina-Arachthos | [MK-GR] 400 kV Bitola-Meliti | XFL_BI11_GMELIT11_1:line | -1219 |  | 1600 | -381 | 76 | []
MK_CO_00001 | N-1 400 kV Bitola-Dubrovo | [MK-GR] 400 kV Bitola-Meliti | XFL_BI11_GMELIT11_1:line | -1216 |  | 1600 | -384 | 76 | []
BG_MK_CO_00001 | N-1 400kV Chervena Mogila - Stip | [MK-GR] 400 kV Bitola-Meliti | XFL_BI11_GMELIT11_1:line | -1210 |  | 1600 | -390 | 76 | []
MK_CO_00002 | N-1 400 kV Dubrovo âStip | [MK-GR] 400 kV Bitola-Meliti | XFL_BI11_GMELIT11_1:line | 1208 |  | 1600 | -392 | 76 | []

## 1630Preventive
Detailed results
Generated at: | 2023-12-14 08:01
Business day: | 14.12.2023
Timestamp: | 16:30
Border & direction: | North-Greece Importing
Horizon: | ID
Remedial actions: | true
Evaluation type: | PREVENTIVE
TTC [MW]: | 2717
Fallback applied | false
Loading threshold | 0.7
Applied RAs
CO ID | RA ID | Name of the RA | Usage | Type | Location | Status
Limiting CNECs
CO ID | Name of the CO | Name of the CNE | CNE UCTE branch | Calculated I (A) | I max (PRE) | I max (CUR) | Margin (A) | Loading (%) | Applicable curative RAs
AL_GR_CO_00001 | N-1 400 kV Zemplak-Kardia | [MK-GR] 400 kV Bitola-Meliti | XFL_BI11_GMELIT11_1:line | 1594 | 1600 | 1600 | -6 | 100 | []
MK_GR_CO_00002 | N-1 400 kV Dubrovo-Thessaloniki | [MK-GR] 400 kV Bitola-Meliti | XFL_BI11_GMELIT11_1:line | 1540 | 1600 | 1600 | -60 | 96 | []
AL_CO_00002 | N-1 400 kV Elbasan 2-Zemlak | [MK-GR] 400 kV Bitola-Meliti | XFL_BI11_GMELIT11_1:line | 1529 | 1600 | 1600 | -71 | 96 | []
GR_CO_00001 | N-1 400 kV Filippoi-Nea Santa ck.2 | [MK-GR] 400 kV Bitola-Meliti | XFL_BI11_GMELIT11_1:line | 1433 | 1600 | 1600 | -167 | 90 | []
BG_CO_00001 | N-1 400kV Chervena Mogila - Blagoevgrad ck. 1 | [MK-GR] 400 kV Bitola-Meliti | XFL_BI11_GMELIT11_1:line | 1426 | 1600 | 1600 | -174 | 89 | []
BG_GR_CO_00001 | N-1 400 kV Blagoevgrad - Thessaloniki | [MK-GR] 400 kV Bitola-Meliti | XFL_BI11_GMELIT11_1:line | 1399 | 1600 | 1600 | -201 | 87 | []
GR_CO_00002 | N-1 400 kV Filippoi-Lagadas ck.2 | [MK-GR] 400 kV Bitola-Meliti | XFL_BI11_GMELIT11_1:line | 1358 | 1600 | 1600 | -242 | 85 | []
AL_CO_00001 | N-1 400 kV Elbasan 2-Tirana 2 | [MK-GR] 400 kV Bitola-Meliti | XFL_BI11_GMELIT11_1:line | 1341 | 1600 | 1600 | -259 | 84 | []
GR_CO_00004 | N-1 400 kV Amideo-Lagadas ck.2 | [MK-GR] 400 kV Bitola-Meliti | XFL_BI11_GMELIT11_1:line | 1326 | 1600 | 1600 | -274 | 83 | []
TR_GR_CO_00001 | N-1 400 kV Babaeski-N Santa | [MK-GR] 400 kV Bitola-Meliti | XFL_BI11_GMELIT11_1:line | 1302 | 1600 | 1600 | -298 | 81 | []
BG_GR_CO_00002 | N-1 400kV MARITSA IZTOK-NEA SANTA-CK-1 | [MK-GR] 400 kV Bitola-Meliti | XFL_BI11_GMELIT11_1:line | 1300 | 1600 | 1600 | -300 | 81 | []
TR_CO_00001 | N-1 400 kV Habitabat NGCC -Babaeski | [MK-GR] 400 kV Bitola-Meliti | XFL_BI11_GMELIT11_1:line | 1270 | 1600 | 1600 | -330 | 79 | []
AL_ME_CO_00001 | N-1 400 kV Tirana 2âPodgorica 2 | [MK-GR] 400 kV Bitola-Meliti | XFL_BI11_GMELIT11_1:line | 1269 | 1600 | 1600 | -331 | 79 | []
RS_KS_CO_00002 | N-1 400 kV Kosovo B-Nis 2 | [MK-GR] 400 kV Bitola-Meliti | XFL_BI11_GMELIT11_1:line | 1263 | 1600 | 1600 | -337 | 79 | []
BC | Base Case | [MK-GR] 400 kV Bitola-Meliti | XFL_BI11_GMELIT11_1:line | 1263 | 1600 | 1600 | -337 | 79 | []
BG_CO_00010 | N-1 400kV Maritsa Iztok â Maritsa Iztok 3 | [MK-GR] 400 kV Bitola-Meliti | XFL_BI11_GMELIT11_1:line | 1263 | 1600 | 1600 | -337 | 79 | []
BG_CO_00002 | N-1 400kV Sofia Zapad - Chervena Mogila ck. 1 | [MK-GR] 400 kV Bitola-Meliti | XFL_BI11_GMELIT11_1:line | 1262 | 1600 | 1600 | -338 | 79 | []
BG_TR_CO_00001 | N-1 400kV Maritsa 3 - Hamitabat 1 | [MK-GR] 400 kV Bitola-Meliti | XFL_BI11_GMELIT11_1:line | 1262 | 1600 | 1600 | -338 | 79 | []
BG_TR_CO_00002 | N-1 400kV Maritsa 3 - Hamitabat 2 | [MK-GR] 400 kV Bitola-Meliti | XFL_BI11_GMELIT11_1:line | 1261 | 1600 | 1600 | -339 | 79 | []
BG_CO_00009 | N-1 400kV Maritsa Iztok 2Â - Maritsa Iztok 3 | [MK-GR] 400 kV Bitola-Meliti | XFL_BI11_GMELIT11_1:line | 1261 | 1600 | 1600 | -339 | 79 | []
BG_CO_00012 | Â N-1 400kV Varna - Burgas | [MK-GR] 400 kV Bitola-Meliti | XFL_BI11_GMELIT11_1:line | 1259 | 1600 | 1600 | -341 | 79 | []
BG_CO_00016 | N-1 400kV Kozloduy - Sofia Zapad ck.2 | [MK-GR] 400 kV Bitola-Meliti | XFL_BI11_GMELIT11_1:line | 1258 | 1600 | 1600 | -342 | 79 | []
BG_CO_00011 | N-1 400kV Maritsa Iztok - Plovdiv | [MK-GR] 400 kV Bitola-Meliti | XFL_BI11_GMELIT11_1:line | 1255 | 1600 | 1600 | -345 | 78 | []
BG_CO_00005, BG_CO_00007 | N-1 400kV Vetren - Chervena Mogila , N-1 400kV Maritsa Iztok - Plovdiv ck. 2 | [MK-GR] 400 kV Bitola-Meliti | XFL_BI11_GMELIT11_1:line | 1253 | 1600 | 1600 | -347 | 78 | []
BG_CO_00013 | N-1 400kV Burgas â Maritsa Iztok 2 | [MK-GR] 400 kV Bitola-Meliti | XFL_BI11_GMELIT11_1:line | 1252 | 1600 | 1600 | -348 | 78 | []
BG_CO_00006, BG_CO_00008 | N-1 400kV Plovdiv - Vetren , N-1 400kV Plovdiv - Vetren | [MK-GR] 400 kV Bitola-Meliti | XFL_BI11_GMELIT11_1:line | 1252 | 1600 | 1600 | -348 | 78 | []
BG_RS_CO_00001 | N-1 400kV Sofia Zapad - Nis Â | [MK-GR] 400 kV Bitola-Meliti | XFL_BI11_GMELIT11_1:line | 1251 | 1600 | 1600 | -349 | 78 | []
RS_MK_00001 | N-1 400 kV Vranje 4 -Stip | [MK-GR] 400 kV Bitola-Meliti | XFL_BI11_GMELIT11_1:line | 1251 | 1600 | 1600 | -349 | 78 | []
RS_CO_00003 | N-1 400 kV Vranje 4 âLeskovac 2 | [MK-GR] 400 kV Bitola-Meliti | XFL_BI11_GMELIT11_1:line | 1251 | 1600 | 1600 | -349 | 78 | []
KS_ME_CO_00001 | N-1 400 kV Pec 3-Ribarevina | [MK-GR] 400 kV Bitola-Meliti | XFL_BI11_GMELIT11_1:line | 1250 | 1600 | 1600 | -350 | 78 | []
RS_CO_00004 | N-1 400 kV Nis 2 âLeskovac 2 | [MK-GR] 400 kV Bitola-Meliti | XFL_BI11_GMELIT11_1:line | 1246 | 1600 | 1600 | -354 | 78 | []
MK_CO_00003 | N-1 400 kV Skopje 4 âSkopje 5 | [MK-GR] 400 kV Bitola-Meliti | XFL_BI11_GMELIT11_1:line | -1216 | 1600 | 1600 | -384 | 76 | []
GR_CO_00005 | N-1 400 kV Thessaloniki-Lagadas ck.2 | [MK-GR] 400 kV Bitola-Meliti | XFL_BI11_GMELIT11_1:line | -1211 | 1600 | 1600 | -389 | 76 | []
MK_KS_CO_00001 | N-1 400 kV Skopje 5 âUrosevac | [MK-GR] 400 kV Bitola-Meliti | XFL_BI11_GMELIT11_1:line | -1210 | 1600 | 1600 | -390 | 76 | []
GR_CO_00003 | N-1 400 kV Meliti-Amideo ck.2 | [MK-GR] 400 kV Dubrovo-Thessaloniki | XTH_DU11_GTHESS11_1:line | -1201 | 1600 | 1600 | -399 | 75 | []
MK_GR_CO_00001 | N-1 400 kV Bitola-Meliti | [MK-GR] 400 kV Dubrovo-Thessaloniki | XTH_DU11_GTHESS11_1:line | -1201 | 1600 | 1600 | -399 | 75 | []
MK_CO_00001 | N-1 400 kV Bitola-Dubrovo | [MK-GR] 400 kV Bitola-Meliti | XFL_BI11_GMELIT11_1:line | 1184 | 1600 | 1600 | -416 | 74 | []
KS_CO_00001 | N-1 400 kV Kosovo B-Urosevac | [MK-GR] 400 kV Bitola-Meliti | XFL_BI11_GMELIT11_1:line | 1184 | 1600 | 1600 | -416 | 74 | []
BG_MK_CO_00001 | N-1 400kV Chervena Mogila - Stip | [MK-GR] 400 kV Bitola-Meliti | XFL_BI11_GMELIT11_1:line | 1177 | 1600 | 1600 | -423 | 74 | []
MK_CO_00002 | N-1 400 kV Dubrovo âStip | [MK-GR] 400 kV Bitola-Meliti | XFL_BI11_GMELIT11_1:line | 1173 | 1600 | 1600 | -427 | 73 | []

## 1630Curative
Detailed results
Generated at: | 2023-12-14 08:01
Business day: | 14.12.2023
Timestamp: | 16:30
Border & direction: | North-Greece Importing
Horizon: | ID
Remedial actions: | true
Evaluation type: | CURATIVE
TTC [MW]: | 2717
Fallback applied | false
Loading threshold | 0.7
Applied RAs
CO ID | RA ID | Name of the RA | Usage | Type | Location | Status
Limiting CNECs
CO ID | Name of the CO | Name of the CNE | CNE UCTE branch | Calculated I (A) | I max (PRE) | I max (CUR) | Margin (A) | Loading (%) | Applicable curative RAs
AL_GR_CO_00001 | N-1 400 kV Zemplak-Kardia | [MK-GR] 400 kV Bitola-Meliti | XFL_BI11_GMELIT11_1:line | 1594 |  | 1600 | -6 | 100 | []
MK_GR_CO_00002 | N-1 400 kV Dubrovo-Thessaloniki | [MK-GR] 400 kV Bitola-Meliti | XFL_BI11_GMELIT11_1:line | 1540 |  | 1600 | -60 | 96 | []
AL_CO_00002 | N-1 400 kV Elbasan 2-Zemlak | [MK-GR] 400 kV Bitola-Meliti | XFL_BI11_GMELIT11_1:line | 1529 |  | 1600 | -71 | 96 | []
GR_CO_00001 | N-1 400 kV Filippoi-Nea Santa ck.2 | [MK-GR] 400 kV Bitola-Meliti | XFL_BI11_GMELIT11_1:line | 1433 |  | 1600 | -167 | 90 | []
BG_CO_00001 | N-1 400kV Chervena Mogila - Blagoevgrad ck. 1 | [MK-GR] 400 kV Bitola-Meliti | XFL_BI11_GMELIT11_1:line | 1426 |  | 1600 | -174 | 89 | []
BG_GR_CO_00001 | N-1 400 kV Blagoevgrad - Thessaloniki | [MK-GR] 400 kV Bitola-Meliti | XFL_BI11_GMELIT11_1:line | 1399 |  | 1600 | -201 | 87 | []
GR_CO_00002 | N-1 400 kV Filippoi-Lagadas ck.2 | [MK-GR] 400 kV Bitola-Meliti | XFL_BI11_GMELIT11_1:line | 1358 |  | 1600 | -242 | 85 | []
AL_CO_00001 | N-1 400 kV Elbasan 2-Tirana 2 | [MK-GR] 400 kV Bitola-Meliti | XFL_BI11_GMELIT11_1:line | 1341 |  | 1600 | -259 | 84 | []
GR_CO_00004 | N-1 400 kV Amideo-Lagadas ck.2 | [MK-GR] 400 kV Bitola-Meliti | XFL_BI11_GMELIT11_1:line | 1326 |  | 1600 | -274 | 83 | []
TR_GR_CO_00001 | N-1 400 kV Babaeski-N Santa | [MK-GR] 400 kV Bitola-Meliti | XFL_BI11_GMELIT11_1:line | 1302 |  | 1600 | -298 | 81 | []
BG_GR_CO_00002 | N-1 400kV MARITSA IZTOK-NEA SANTA-CK-1 | [MK-GR] 400 kV Bitola-Meliti | XFL_BI11_GMELIT11_1:line | 1300 |  | 1600 | -300 | 81 | []
TR_CO_00001 | N-1 400 kV Habitabat NGCC -Babaeski | [MK-GR] 400 kV Bitola-Meliti | XFL_BI11_GMELIT11_1:line | 1270 |  | 1600 | -330 | 79 | []
AL_ME_CO_00001 | N-1 400 kV Tirana 2âPodgorica 2 | [MK-GR] 400 kV Bitola-Meliti | XFL_BI11_GMELIT11_1:line | 1269 |  | 1600 | -331 | 79 | []
RS_KS_CO_00002 | N-1 400 kV Kosovo B-Nis 2 | [MK-GR] 400 kV Bitola-Meliti | XFL_BI11_GMELIT11_1:line | 1263 |  | 1600 | -337 | 79 | []
BC | Base Case | [MK-GR] 400 kV Bitola-Meliti | XFL_BI11_GMELIT11_1:line | 1263 |  | 1600 | -337 | 79 | []
BG_CO_00010 | N-1 400kV Maritsa Iztok â Maritsa Iztok 3 | [MK-GR] 400 kV Bitola-Meliti | XFL_BI11_GMELIT11_1:line | 1263 |  | 1600 | -337 | 79 | []
BG_CO_00002 | N-1 400kV Sofia Zapad - Chervena Mogila ck. 1 | [MK-GR] 400 kV Bitola-Meliti | XFL_BI11_GMELIT11_1:line | 1262 |  | 1600 | -338 | 79 | []
BG_TR_CO_00001 | N-1 400kV Maritsa 3 - Hamitabat 1 | [MK-GR] 400 kV Bitola-Meliti | XFL_BI11_GMELIT11_1:line | 1262 |  | 1600 | -338 | 79 | []
BG_TR_CO_00002 | N-1 400kV Maritsa 3 - Hamitabat 2 | [MK-GR] 400 kV Bitola-Meliti | XFL_BI11_GMELIT11_1:line | 1261 |  | 1600 | -339 | 79 | []
BG_CO_00009 | N-1 400kV Maritsa Iztok 2Â - Maritsa Iztok 3 | [MK-GR] 400 kV Bitola-Meliti | XFL_BI11_GMELIT11_1:line | 1261 |  | 1600 | -339 | 79 | []
BG_CO_00012 | Â N-1 400kV Varna - Burgas | [MK-GR] 400 kV Bitola-Meliti | XFL_BI11_GMELIT11_1:line | 1259 |  | 1600 | -341 | 79 | []
BG_CO_00016 | N-1 400kV Kozloduy - Sofia Zapad ck.2 | [MK-GR] 400 kV Bitola-Meliti | XFL_BI11_GMELIT11_1:line | 1258 |  | 1600 | -342 | 79 | []
BG_CO_00011 | N-1 400kV Maritsa Iztok - Plovdiv | [MK-GR] 400 kV Bitola-Meliti | XFL_BI11_GMELIT11_1:line | 1255 |  | 1600 | -345 | 78 | []
BG_CO_00005, BG_CO_00007 | N-1 400kV Vetren - Chervena Mogila , N-1 400kV Maritsa Iztok - Plovdiv ck. 2 | [MK-GR] 400 kV Bitola-Meliti | XFL_BI11_GMELIT11_1:line | 1253 |  | 1600 | -347 | 78 | []
BG_CO_00013 | N-1 400kV Burgas â Maritsa Iztok 2 | [MK-GR] 400 kV Bitola-Meliti | XFL_BI11_GMELIT11_1:line | 1252 |  | 1600 | -348 | 78 | []
BG_CO_00006, BG_CO_00008 | N-1 400kV Plovdiv - Vetren , N-1 400kV Plovdiv - Vetren | [MK-GR] 400 kV Bitola-Meliti | XFL_BI11_GMELIT11_1:line | 1252 |  | 1600 | -348 | 78 | []
BG_RS_CO_00001 | N-1 400kV Sofia Zapad - Nis Â | [MK-GR] 400 kV Bitola-Meliti | XFL_BI11_GMELIT11_1:line | 1251 |  | 1600 | -349 | 78 | []
RS_MK_00001 | N-1 400 kV Vranje 4 -Stip | [MK-GR] 400 kV Bitola-Meliti | XFL_BI11_GMELIT11_1:line | 1251 |  | 1600 | -349 | 78 | []
RS_CO_00003 | N-1 400 kV Vranje 4 âLeskovac 2 | [MK-GR] 400 kV Bitola-Meliti | XFL_BI11_GMELIT11_1:line | 1251 |  | 1600 | -349 | 78 | []
KS_ME_CO_00001 | N-1 400 kV Pec 3-Ribarevina | [MK-GR] 400 kV Bitola-Meliti | XFL_BI11_GMELIT11_1:line | 1250 |  | 1600 | -350 | 78 | []
RS_CO_00004 | N-1 400 kV Nis 2 âLeskovac 2 | [MK-GR] 400 kV Bitola-Meliti | XFL_BI11_GMELIT11_1:line | 1246 |  | 1600 | -354 | 78 | []
MK_CO_00003 | N-1 400 kV Skopje 4 âSkopje 5 | [MK-GR] 400 kV Bitola-Meliti | XFL_BI11_GMELIT11_1:line | -1216 |  | 1600 | -384 | 76 | []
GR_CO_00005 | N-1 400 kV Thessaloniki-Lagadas ck.2 | [MK-GR] 400 kV Bitola-Meliti | XFL_BI11_GMELIT11_1:line | -1211 |  | 1600 | -389 | 76 | []
MK_KS_CO_00001 | N-1 400 kV Skopje 5 âUrosevac | [MK-GR] 400 kV Bitola-Meliti | XFL_BI11_GMELIT11_1:line | -1210 |  | 1600 | -390 | 76 | []
GR_CO_00003 | N-1 400 kV Meliti-Amideo ck.2 | [MK-GR] 400 kV Dubrovo-Thessaloniki | XTH_DU11_GTHESS11_1:line | -1201 |  | 1600 | -399 | 75 | []
MK_GR_CO_00001 | N-1 400 kV Bitola-Meliti | [MK-GR] 400 kV Dubrovo-Thessaloniki | XTH_DU11_GTHESS11_1:line | -1201 |  | 1600 | -399 | 75 | []
MK_CO_00001 | N-1 400 kV Bitola-Dubrovo | [MK-GR] 400 kV Bitola-Meliti | XFL_BI11_GMELIT11_1:line | 1184 |  | 1600 | -416 | 74 | []
KS_CO_00001 | N-1 400 kV Kosovo B-Urosevac | [MK-GR] 400 kV Bitola-Meliti | XFL_BI11_GMELIT11_1:line | 1184 |  | 1600 | -416 | 74 | []
BG_MK_CO_00001 | N-1 400kV Chervena Mogila - Stip | [MK-GR] 400 kV Bitola-Meliti | XFL_BI11_GMELIT11_1:line | 1177 |  | 1600 | -423 | 74 | []
MK_CO_00002 | N-1 400 kV Dubrovo âStip | [MK-GR] 400 kV Bitola-Meliti | XFL_BI11_GMELIT11_1:line | 1173 |  | 1600 | -427 | 73 | []

## 1730Preventive
Detailed results
Generated at: | 2023-12-14 08:01
Business day: | 14.12.2023
Timestamp: | 17:30
Border & direction: | North-Greece Importing
Horizon: | ID
Remedial actions: | true
Evaluation type: | PREVENTIVE
TTC [MW]: | 2744
Fallback applied | false
Loading threshold | 0.7
Applied RAs
CO ID | RA ID | Name of the RA | Usage | Type | Location | Status
Limiting CNECs
CO ID | Name of the CO | Name of the CNE | CNE UCTE branch | Calculated I (A) | I max (PRE) | I max (CUR) | Margin (A) | Loading (%) | Applicable curative RAs
AL_GR_CO_00001 | N-1 400 kV Zemplak-Kardia | [MK-GR] 400 kV Bitola-Meliti | XFL_BI11_GMELIT11_1:line | 1596 | 1600 | 1600 | -4 | 100 | []
MK_GR_CO_00002 | N-1 400 kV Dubrovo-Thessaloniki | [MK-GR] 400 kV Bitola-Meliti | XFL_BI11_GMELIT11_1:line | 1554 | 1600 | 1600 | -46 | 97 | []
AL_CO_00002 | N-1 400 kV Elbasan 2-Zemlak | [MK-GR] 400 kV Bitola-Meliti | XFL_BI11_GMELIT11_1:line | 1533 | 1600 | 1600 | -67 | 96 | []
GR_CO_00001 | N-1 400 kV Filippoi-Nea Santa ck.2 | [MK-GR] 400 kV Bitola-Meliti | XFL_BI11_GMELIT11_1:line | 1439 | 1600 | 1600 | -161 | 90 | []
BG_CO_00001 | N-1 400kV Chervena Mogila - Blagoevgrad ck. 1 | [MK-GR] 400 kV Bitola-Meliti | XFL_BI11_GMELIT11_1:line | 1434 | 1600 | 1600 | -166 | 90 | []
BG_GR_CO_00001 | N-1 400 kV Blagoevgrad - Thessaloniki | [MK-GR] 400 kV Bitola-Meliti | XFL_BI11_GMELIT11_1:line | 1413 | 1600 | 1600 | -187 | 88 | []
GR_CO_00002 | N-1 400 kV Filippoi-Lagadas ck.2 | [MK-GR] 400 kV Bitola-Meliti | XFL_BI11_GMELIT11_1:line | 1363 | 1600 | 1600 | -237 | 85 | []
AL_CO_00001 | N-1 400 kV Elbasan 2-Tirana 2 | [MK-GR] 400 kV Bitola-Meliti | XFL_BI11_GMELIT11_1:line | 1349 | 1600 | 1600 | -251 | 84 | []
GR_CO_00004 | N-1 400 kV Amideo-Lagadas ck.2 | [MK-GR] 400 kV Bitola-Meliti | XFL_BI11_GMELIT11_1:line | 1331 | 1600 | 1600 | -269 | 83 | []
TR_GR_CO_00001 | N-1 400 kV Babaeski-N Santa | [MK-GR] 400 kV Bitola-Meliti | XFL_BI11_GMELIT11_1:line | 1309 | 1600 | 1600 | -291 | 82 | []
BG_GR_CO_00002 | N-1 400kV MARITSA IZTOK-NEA SANTA-CK-1 | [MK-GR] 400 kV Bitola-Meliti | XFL_BI11_GMELIT11_1:line | 1307 | 1600 | 1600 | -293 | 82 | []
TR_CO_00001 | N-1 400 kV Habitabat NGCC -Babaeski | [MK-GR] 400 kV Bitola-Meliti | XFL_BI11_GMELIT11_1:line | 1278 | 1600 | 1600 | -322 | 80 | []
AL_ME_CO_00001 | N-1 400 kV Tirana 2âPodgorica 2 | [MK-GR] 400 kV Bitola-Meliti | XFL_BI11_GMELIT11_1:line | 1277 | 1600 | 1600 | -323 | 80 | []
BC | Base Case | [MK-GR] 400 kV Bitola-Meliti | XFL_BI11_GMELIT11_1:line | 1270 | 1600 | 1600 | -330 | 79 | []
BG_CO_00010 | N-1 400kV Maritsa Iztok â Maritsa Iztok 3 | [MK-GR] 400 kV Bitola-Meliti | XFL_BI11_GMELIT11_1:line | 1270 | 1600 | 1600 | -330 | 79 | []
BG_TR_CO_00001 | N-1 400kV Maritsa 3 - Hamitabat 1 | [MK-GR] 400 kV Bitola-Meliti | XFL_BI11_GMELIT11_1:line | 1269 | 1600 | 1600 | -331 | 79 | []
BG_CO_00009 | N-1 400kV Maritsa Iztok 2Â - Maritsa Iztok 3 | [MK-GR] 400 kV Bitola-Meliti | XFL_BI11_GMELIT11_1:line | 1269 | 1600 | 1600 | -331 | 79 | []
BG_TR_CO_00002 | N-1 400kV Maritsa 3 - Hamitabat 2 | [MK-GR] 400 kV Bitola-Meliti | XFL_BI11_GMELIT11_1:line | 1268 | 1600 | 1600 | -332 | 79 | []
BG_CO_00002 | N-1 400kV Sofia Zapad - Chervena Mogila ck. 1 | [MK-GR] 400 kV Bitola-Meliti | XFL_BI11_GMELIT11_1:line | 1268 | 1600 | 1600 | -332 | 79 | []
BG_CO_00012 | Â N-1 400kV Varna - Burgas | [MK-GR] 400 kV Bitola-Meliti | XFL_BI11_GMELIT11_1:line | 1267 | 1600 | 1600 | -333 | 79 | []
RS_KS_CO_00002 | N-1 400 kV Kosovo B-Nis 2 | [MK-GR] 400 kV Bitola-Meliti | XFL_BI11_GMELIT11_1:line | 1266 | 1600 | 1600 | -334 | 79 | []
BG_CO_00016 | N-1 400kV Kozloduy - Sofia Zapad ck.2 | [MK-GR] 400 kV Bitola-Meliti | XFL_BI11_GMELIT11_1:line | 1265 | 1600 | 1600 | -335 | 79 | []
BG_CO_00011 | N-1 400kV Maritsa Iztok - Plovdiv | [MK-GR] 400 kV Bitola-Meliti | XFL_BI11_GMELIT11_1:line | 1263 | 1600 | 1600 | -337 | 79 | []
BG_CO_00005, BG_CO_00007 | N-1 400kV Vetren - Chervena Mogila , N-1 400kV Maritsa Iztok - Plovdiv ck. 2 | [MK-GR] 400 kV Bitola-Meliti | XFL_BI11_GMELIT11_1:line | 1262 | 1600 | 1600 | -338 | 79 | []
BG_CO_00006, BG_CO_00008 | N-1 400kV Plovdiv - Vetren , N-1 400kV Plovdiv - Vetren | [MK-GR] 400 kV Bitola-Meliti | XFL_BI11_GMELIT11_1:line | 1260 | 1600 | 1600 | -340 | 79 | []
BG_CO_00013 | N-1 400kV Burgas â Maritsa Iztok 2 | [MK-GR] 400 kV Bitola-Meliti | XFL_BI11_GMELIT11_1:line | 1260 | 1600 | 1600 | -340 | 79 | []
RS_MK_00001 | N-1 400 kV Vranje 4 -Stip | [MK-GR] 400 kV Bitola-Meliti | XFL_BI11_GMELIT11_1:line | 1257 | 1600 | 1600 | -343 | 79 | []
BG_RS_CO_00001 | N-1 400kV Sofia Zapad - Nis Â | [MK-GR] 400 kV Bitola-Meliti | XFL_BI11_GMELIT11_1:line | 1257 | 1600 | 1600 | -343 | 79 | []
RS_CO_00003 | N-1 400 kV Vranje 4 âLeskovac 2 | [MK-GR] 400 kV Bitola-Meliti | XFL_BI11_GMELIT11_1:line | 1257 | 1600 | 1600 | -343 | 79 | []
KS_ME_CO_00001 | N-1 400 kV Pec 3-Ribarevina | [MK-GR] 400 kV Bitola-Meliti | XFL_BI11_GMELIT11_1:line | 1253 | 1600 | 1600 | -347 | 78 | []
RS_CO_00004 | N-1 400 kV Nis 2 âLeskovac 2 | [MK-GR] 400 kV Bitola-Meliti | XFL_BI11_GMELIT11_1:line | 1252 | 1600 | 1600 | -348 | 78 | []
MK_CO_00003 | N-1 400 kV Skopje 4 âSkopje 5 | [MK-GR] 400 kV Bitola-Meliti | XFL_BI11_GMELIT11_1:line | -1222 | 1600 | 1600 | -378 | 76 | []
GR_CO_00005 | N-1 400 kV Thessaloniki-Lagadas ck.2 | [MK-GR] 400 kV Bitola-Meliti | XFL_BI11_GMELIT11_1:line | -1221 | 1600 | 1600 | -379 | 76 | []
GR_CO_00003 | N-1 400 kV Meliti-Amideo ck.2 | [MK-GR] 400 kV Dubrovo-Thessaloniki | XTH_DU11_GTHESS11_1:line | -1217 | 1600 | 1600 | -383 | 76 | []
MK_GR_CO_00001 | N-1 400 kV Bitola-Meliti | [MK-GR] 400 kV Dubrovo-Thessaloniki | XTH_DU11_GTHESS11_1:line | -1217 | 1600 | 1600 | -383 | 76 | []
MK_KS_CO_00001 | N-1 400 kV Skopje 5 âUrosevac | [MK-GR] 400 kV Bitola-Meliti | XFL_BI11_GMELIT11_1:line | -1216 | 1600 | 1600 | -384 | 76 | []
KS_CO_00001 | N-1 400 kV Kosovo B-Urosevac | [MK-GR] 400 kV Bitola-Meliti | XFL_BI11_GMELIT11_1:line | 1188 | 1600 | 1600 | -412 | 74 | []
MK_CO_00001 | N-1 400 kV Bitola-Dubrovo | [MK-GR] 400 kV Bitola-Meliti | XFL_BI11_GMELIT11_1:line | 1186 | 1600 | 1600 | -414 | 74 | []
BG_MK_CO_00001 | N-1 400kV Chervena Mogila - Stip | [MK-GR] 400 kV Bitola-Meliti | XFL_BI11_GMELIT11_1:line | 1177 | 1600 | 1600 | -423 | 74 | []
MK_CO_00002 | N-1 400 kV Dubrovo âStip | [MK-GR] 400 kV Bitola-Meliti | XFL_BI11_GMELIT11_1:line | 1172 | 1600 | 1600 | -428 | 73 | []

## 1730Curative
Detailed results
Generated at: | 2023-12-14 08:01
Business day: | 14.12.2023
Timestamp: | 17:30
Border & direction: | North-Greece Importing
Horizon: | ID
Remedial actions: | true
Evaluation type: | CURATIVE
TTC [MW]: | 2744
Fallback applied | false
Loading threshold | 0.7
Applied RAs
CO ID | RA ID | Name of the RA | Usage | Type | Location | Status
Limiting CNECs
CO ID | Name of the CO | Name of the CNE | CNE UCTE branch | Calculated I (A) | I max (PRE) | I max (CUR) | Margin (A) | Loading (%) | Applicable curative RAs
AL_GR_CO_00001 | N-1 400 kV Zemplak-Kardia | [MK-GR] 400 kV Bitola-Meliti | XFL_BI11_GMELIT11_1:line | 1596 |  | 1600 | -4 | 100 | []
MK_GR_CO_00002 | N-1 400 kV Dubrovo-Thessaloniki | [MK-GR] 400 kV Bitola-Meliti | XFL_BI11_GMELIT11_1:line | 1554 |  | 1600 | -46 | 97 | []
AL_CO_00002 | N-1 400 kV Elbasan 2-Zemlak | [MK-GR] 400 kV Bitola-Meliti | XFL_BI11_GMELIT11_1:line | 1533 |  | 1600 | -67 | 96 | []
GR_CO_00001 | N-1 400 kV Filippoi-Nea Santa ck.2 | [MK-GR] 400 kV Bitola-Meliti | XFL_BI11_GMELIT11_1:line | 1439 |  | 1600 | -161 | 90 | []
BG_CO_00001 | N-1 400kV Chervena Mogila - Blagoevgrad ck. 1 | [MK-GR] 400 kV Bitola-Meliti | XFL_BI11_GMELIT11_1:line | 1434 |  | 1600 | -166 | 90 | []
BG_GR_CO_00001 | N-1 400 kV Blagoevgrad - Thessaloniki | [MK-GR] 400 kV Bitola-Meliti | XFL_BI11_GMELIT11_1:line | 1413 |  | 1600 | -187 | 88 | []
GR_CO_00002 | N-1 400 kV Filippoi-Lagadas ck.2 | [MK-GR] 400 kV Bitola-Meliti | XFL_BI11_GMELIT11_1:line | 1363 |  | 1600 | -237 | 85 | []
AL_CO_00001 | N-1 400 kV Elbasan 2-Tirana 2 | [MK-GR] 400 kV Bitola-Meliti | XFL_BI11_GMELIT11_1:line | 1349 |  | 1600 | -251 | 84 | []
GR_CO_00004 | N-1 400 kV Amideo-Lagadas ck.2 | [MK-GR] 400 kV Bitola-Meliti | XFL_BI11_GMELIT11_1:line | 1331 |  | 1600 | -269 | 83 | []
TR_GR_CO_00001 | N-1 400 kV Babaeski-N Santa | [MK-GR] 400 kV Bitola-Meliti | XFL_BI11_GMELIT11_1:line | 1309 |  | 1600 | -291 | 82 | []
BG_GR_CO_00002 | N-1 400kV MARITSA IZTOK-NEA SANTA-CK-1 | [MK-GR] 400 kV Bitola-Meliti | XFL_BI11_GMELIT11_1:line | 1307 |  | 1600 | -293 | 82 | []
TR_CO_00001 | N-1 400 kV Habitabat NGCC -Babaeski | [MK-GR] 400 kV Bitola-Meliti | XFL_BI11_GMELIT11_1:line | 1278 |  | 1600 | -322 | 80 | []
AL_ME_CO_00001 | N-1 400 kV Tirana 2âPodgorica 2 | [MK-GR] 400 kV Bitola-Meliti | XFL_BI11_GMELIT11_1:line | 1277 |  | 1600 | -323 | 80 | []
BC | Base Case | [MK-GR] 400 kV Bitola-Meliti | XFL_BI11_GMELIT11_1:line | 1270 |  | 1600 | -330 | 79 | []
BG_CO_00010 | N-1 400kV Maritsa Iztok â Maritsa Iztok 3 | [MK-GR] 400 kV Bitola-Meliti | XFL_BI11_GMELIT11_1:line | 1270 |  | 1600 | -330 | 79 | []
BG_TR_CO_00001 | N-1 400kV Maritsa 3 - Hamitabat 1 | [MK-GR] 400 kV Bitola-Meliti | XFL_BI11_GMELIT11_1:line | 1269 |  | 1600 | -331 | 79 | []
BG_CO_00009 | N-1 400kV Maritsa Iztok 2Â - Maritsa Iztok 3 | [MK-GR] 400 kV Bitola-Meliti | XFL_BI11_GMELIT11_1:line | 1269 |  | 1600 | -331 | 79 | []
BG_TR_CO_00002 | N-1 400kV Maritsa 3 - Hamitabat 2 | [MK-GR] 400 kV Bitola-Meliti | XFL_BI11_GMELIT11_1:line | 1268 |  | 1600 | -332 | 79 | []
BG_CO_00002 | N-1 400kV Sofia Zapad - Chervena Mogila ck. 1 | [MK-GR] 400 kV Bitola-Meliti | XFL_BI11_GMELIT11_1:line | 1268 |  | 1600 | -332 | 79 | []
BG_CO_00012 | Â N-1 400kV Varna - Burgas | [MK-GR] 400 kV Bitola-Meliti | XFL_BI11_GMELIT11_1:line | 1267 |  | 1600 | -333 | 79 | []
RS_KS_CO_00002 | N-1 400 kV Kosovo B-Nis 2 | [MK-GR] 400 kV Bitola-Meliti | XFL_BI11_GMELIT11_1:line | 1266 |  | 1600 | -334 | 79 | []
BG_CO_00016 | N-1 400kV Kozloduy - Sofia Zapad ck.2 | [MK-GR] 400 kV Bitola-Meliti | XFL_BI11_GMELIT11_1:line | 1265 |  | 1600 | -335 | 79 | []
BG_CO_00011 | N-1 400kV Maritsa Iztok - Plovdiv | [MK-GR] 400 kV Bitola-Meliti | XFL_BI11_GMELIT11_1:line | 1263 |  | 1600 | -337 | 79 | []
BG_CO_00005, BG_CO_00007 | N-1 400kV Vetren - Chervena Mogila , N-1 400kV Maritsa Iztok - Plovdiv ck. 2 | [MK-GR] 400 kV Bitola-Meliti | XFL_BI11_GMELIT11_1:line | 1262 |  | 1600 | -338 | 79 | []
BG_CO_00006, BG_CO_00008 | N-1 400kV Plovdiv - Vetren , N-1 400kV Plovdiv - Vetren | [MK-GR] 400 kV Bitola-Meliti | XFL_BI11_GMELIT11_1:line | 1260 |  | 1600 | -340 | 79 | []
BG_CO_00013 | N-1 400kV Burgas â Maritsa Iztok 2 | [MK-GR] 400 kV Bitola-Meliti | XFL_BI11_GMELIT11_1:line | 1260 |  | 1600 | -340 | 79 | []
RS_MK_00001 | N-1 400 kV Vranje 4 -Stip | [MK-GR] 400 kV Bitola-Meliti | XFL_BI11_GMELIT11_1:line | 1257 |  | 1600 | -343 | 79 | []
BG_RS_CO_00001 | N-1 400kV Sofia Zapad - Nis Â | [MK-GR] 400 kV Bitola-Meliti | XFL_BI11_GMELIT11_1:line | 1257 |  | 1600 | -343 | 79 | []
RS_CO_00003 | N-1 400 kV Vranje 4 âLeskovac 2 | [MK-GR] 400 kV Bitola-Meliti | XFL_BI11_GMELIT11_1:line | 1257 |  | 1600 | -343 | 79 | []
KS_ME_CO_00001 | N-1 400 kV Pec 3-Ribarevina | [MK-GR] 400 kV Bitola-Meliti | XFL_BI11_GMELIT11_1:line | 1253 |  | 1600 | -347 | 78 | []
RS_CO_00004 | N-1 400 kV Nis 2 âLeskovac 2 | [MK-GR] 400 kV Bitola-Meliti | XFL_BI11_GMELIT11_1:line | 1252 |  | 1600 | -348 | 78 | []
MK_CO_00003 | N-1 400 kV Skopje 4 âSkopje 5 | [MK-GR] 400 kV Bitola-Meliti | XFL_BI11_GMELIT11_1:line | -1222 |  | 1600 | -378 | 76 | []
GR_CO_00005 | N-1 400 kV Thessaloniki-Lagadas ck.2 | [MK-GR] 400 kV Bitola-Meliti | XFL_BI11_GMELIT11_1:line | -1221 |  | 1600 | -379 | 76 | []
GR_CO_00003 | N-1 400 kV Meliti-Amideo ck.2 | [MK-GR] 400 kV Dubrovo-Thessaloniki | XTH_DU11_GTHESS11_1:line | -1217 |  | 1600 | -383 | 76 | []
MK_GR_CO_00001 | N-1 400 kV Bitola-Meliti | [MK-GR] 400 kV Dubrovo-Thessaloniki | XTH_DU11_GTHESS11_1:line | -1217 |  | 1600 | -383 | 76 | []
MK_KS_CO_00001 | N-1 400 kV Skopje 5 âUrosevac | [MK-GR] 400 kV Bitola-Meliti | XFL_BI11_GMELIT11_1:line | -1216 |  | 1600 | -384 | 76 | []
KS_CO_00001 | N-1 400 kV Kosovo B-Urosevac | [MK-GR] 400 kV Bitola-Meliti | XFL_BI11_GMELIT11_1:line | 1188 |  | 1600 | -412 | 74 | []
MK_CO_00001 | N-1 400 kV Bitola-Dubrovo | [MK-GR] 400 kV Bitola-Meliti | XFL_BI11_GMELIT11_1:line | 1186 |  | 1600 | -414 | 74 | []
BG_MK_CO_00001 | N-1 400kV Chervena Mogila - Stip | [MK-GR] 400 kV Bitola-Meliti | XFL_BI11_GMELIT11_1:line | 1177 |  | 1600 | -423 | 74 | []
MK_CO_00002 | N-1 400 kV Dubrovo âStip | [MK-GR] 400 kV Bitola-Meliti | XFL_BI11_GMELIT11_1:line | 1172 |  | 1600 | -428 | 73 | []

## 1830Preventive
Detailed results
Generated at: | 2023-12-14 08:01
Business day: | 14.12.2023
Timestamp: | 18:30
Border & direction: | North-Greece Importing
Horizon: | ID
Remedial actions: | true
Evaluation type: | PREVENTIVE
TTC [MW]: | 2759
Fallback applied | false
Loading threshold | 0.7
Applied RAs
CO ID | RA ID | Name of the RA | Usage | Type | Location | Status
Limiting CNECs
CO ID | Name of the CO | Name of the CNE | CNE UCTE branch | Calculated I (A) | I max (PRE) | I max (CUR) | Margin (A) | Loading (%) | Applicable curative RAs
AL_GR_CO_00001 | N-1 400 kV Zemplak-Kardia | [MK-GR] 400 kV Bitola-Meliti | XFL_BI11_GMELIT11_1:line | 1597 | 1600 | 1600 | -3 | 100 | []
MK_GR_CO_00002 | N-1 400 kV Dubrovo-Thessaloniki | [MK-GR] 400 kV Bitola-Meliti | XFL_BI11_GMELIT11_1:line | -1563 | 1600 | 1600 | -37 | 98 | []
AL_CO_00002 | N-1 400 kV Elbasan 2-Zemlak | [MK-GR] 400 kV Bitola-Meliti | XFL_BI11_GMELIT11_1:line | 1536 | 1600 | 1600 | -64 | 96 | []
GR_CO_00001 | N-1 400 kV Filippoi-Nea Santa ck.2 | [MK-GR] 400 kV Bitola-Meliti | XFL_BI11_GMELIT11_1:line | 1449 | 1600 | 1600 | -151 | 91 | []
BG_CO_00001 | N-1 400kV Chervena Mogila - Blagoevgrad ck. 1 | [MK-GR] 400 kV Bitola-Meliti | XFL_BI11_GMELIT11_1:line | 1446 | 1600 | 1600 | -154 | 90 | []
BG_GR_CO_00001 | N-1 400 kV Blagoevgrad - Thessaloniki | [MK-GR] 400 kV Bitola-Meliti | XFL_BI11_GMELIT11_1:line | 1417 | 1600 | 1600 | -183 | 89 | []
GR_CO_00002 | N-1 400 kV Filippoi-Lagadas ck.2 | [MK-GR] 400 kV Bitola-Meliti | XFL_BI11_GMELIT11_1:line | 1373 | 1600 | 1600 | -227 | 86 | []
AL_CO_00001 | N-1 400 kV Elbasan 2-Tirana 2 | [MK-GR] 400 kV Bitola-Meliti | XFL_BI11_GMELIT11_1:line | 1354 | 1600 | 1600 | -246 | 85 | []
GR_CO_00004 | N-1 400 kV Amideo-Lagadas ck.2 | [MK-GR] 400 kV Bitola-Meliti | XFL_BI11_GMELIT11_1:line | 1340 | 1600 | 1600 | -260 | 84 | []
TR_GR_CO_00001 | N-1 400 kV Babaeski-N Santa | [MK-GR] 400 kV Bitola-Meliti | XFL_BI11_GMELIT11_1:line | 1317 | 1600 | 1600 | -283 | 82 | []
BG_GR_CO_00002 | N-1 400kV MARITSA IZTOK-NEA SANTA-CK-1 | [MK-GR] 400 kV Bitola-Meliti | XFL_BI11_GMELIT11_1:line | 1316 | 1600 | 1600 | -284 | 82 | []
TR_CO_00001 | N-1 400 kV Habitabat NGCC -Babaeski | [MK-GR] 400 kV Bitola-Meliti | XFL_BI11_GMELIT11_1:line | 1283 | 1600 | 1600 | -317 | 80 | []
AL_ME_CO_00001 | N-1 400 kV Tirana 2âPodgorica 2 | [MK-GR] 400 kV Bitola-Meliti | XFL_BI11_GMELIT11_1:line | -1282 | 1600 | 1600 | -318 | 80 | []
BC | Base Case | [MK-GR] 400 kV Bitola-Meliti | XFL_BI11_GMELIT11_1:line | -1277 | 1600 | 1600 | -323 | 80 | []
BG_CO_00010 | N-1 400kV Maritsa Iztok â Maritsa Iztok 3 | [MK-GR] 400 kV Bitola-Meliti | XFL_BI11_GMELIT11_1:line | -1277 | 1600 | 1600 | -323 | 80 | []
BG_TR_CO_00001 | N-1 400kV Maritsa 3 - Hamitabat 1 | [MK-GR] 400 kV Bitola-Meliti | XFL_BI11_GMELIT11_1:line | -1276 | 1600 | 1600 | -324 | 80 | []
BG_TR_CO_00002 | N-1 400kV Maritsa 3 - Hamitabat 2 | [MK-GR] 400 kV Bitola-Meliti | XFL_BI11_GMELIT11_1:line | -1276 | 1600 | 1600 | -324 | 80 | []
BG_CO_00009 | N-1 400kV Maritsa Iztok 2Â - Maritsa Iztok 3 | [MK-GR] 400 kV Bitola-Meliti | XFL_BI11_GMELIT11_1:line | -1275 | 1600 | 1600 | -325 | 80 | []
BG_CO_00002 | N-1 400kV Sofia Zapad - Chervena Mogila ck. 1 | [MK-GR] 400 kV Bitola-Meliti | XFL_BI11_GMELIT11_1:line | -1275 | 1600 | 1600 | -325 | 80 | []
BG_CO_00012 | Â N-1 400kV Varna - Burgas | [MK-GR] 400 kV Bitola-Meliti | XFL_BI11_GMELIT11_1:line | -1274 | 1600 | 1600 | -326 | 80 | []
BG_CO_00016 | N-1 400kV Kozloduy - Sofia Zapad ck.2 | [MK-GR] 400 kV Bitola-Meliti | XFL_BI11_GMELIT11_1:line | 1273 | 1600 | 1600 | -327 | 80 | []
RS_KS_CO_00002 | N-1 400 kV Kosovo B-Nis 2 | [MK-GR] 400 kV Bitola-Meliti | XFL_BI11_GMELIT11_1:line | -1272 | 1600 | 1600 | -328 | 80 | []
BG_CO_00011 | N-1 400kV Maritsa Iztok - Plovdiv | [MK-GR] 400 kV Bitola-Meliti | XFL_BI11_GMELIT11_1:line | -1270 | 1600 | 1600 | -330 | 79 | []
BG_CO_00005, BG_CO_00007 | N-1 400kV Vetren - Chervena Mogila , N-1 400kV Maritsa Iztok - Plovdiv ck. 2 | [MK-GR] 400 kV Bitola-Meliti | XFL_BI11_GMELIT11_1:line | 1269 | 1600 | 1600 | -331 | 79 | []
BG_CO_00006, BG_CO_00008 | N-1 400kV Plovdiv - Vetren , N-1 400kV Plovdiv - Vetren | [MK-GR] 400 kV Bitola-Meliti | XFL_BI11_GMELIT11_1:line | -1267 | 1600 | 1600 | -333 | 79 | []
BG_CO_00013 | N-1 400kV Burgas â Maritsa Iztok 2 | [MK-GR] 400 kV Bitola-Meliti | XFL_BI11_GMELIT11_1:line | -1267 | 1600 | 1600 | -333 | 79 | []
RS_CO_00003 | N-1 400 kV Vranje 4 âLeskovac 2 | [MK-GR] 400 kV Bitola-Meliti | XFL_BI11_GMELIT11_1:line | -1264 | 1600 | 1600 | -336 | 79 | []
RS_MK_00001 | N-1 400 kV Vranje 4 -Stip | [MK-GR] 400 kV Bitola-Meliti | XFL_BI11_GMELIT11_1:line | 1264 | 1600 | 1600 | -336 | 79 | []
BG_RS_CO_00001 | N-1 400kV Sofia Zapad - Nis Â | [MK-GR] 400 kV Bitola-Meliti | XFL_BI11_GMELIT11_1:line | -1263 | 1600 | 1600 | -337 | 79 | []
KS_ME_CO_00001 | N-1 400 kV Pec 3-Ribarevina | [MK-GR] 400 kV Bitola-Meliti | XFL_BI11_GMELIT11_1:line | -1263 | 1600 | 1600 | -337 | 79 | []
RS_CO_00004 | N-1 400 kV Nis 2 âLeskovac 2 | [MK-GR] 400 kV Bitola-Meliti | XFL_BI11_GMELIT11_1:line | -1259 | 1600 | 1600 | -341 | 79 | []
MK_CO_00003 | N-1 400 kV Skopje 4 âSkopje 5 | [MK-GR] 400 kV Bitola-Meliti | XFL_BI11_GMELIT11_1:line | -1230 | 1600 | 1600 | -370 | 77 | []
GR_CO_00005 | N-1 400 kV Thessaloniki-Lagadas ck.2 | [MK-GR] 400 kV Bitola-Meliti | XFL_BI11_GMELIT11_1:line | -1227 | 1600 | 1600 | -373 | 77 | []
GR_CO_00003 | N-1 400 kV Meliti-Amideo ck.2 | [MK-GR] 400 kV Dubrovo-Thessaloniki | XTH_DU11_GTHESS11_1:line | -1226 | 1600 | 1600 | -374 | 77 | []
MK_GR_CO_00001 | N-1 400 kV Bitola-Meliti | [MK-GR] 400 kV Dubrovo-Thessaloniki | XTH_DU11_GTHESS11_1:line | -1226 | 1600 | 1600 | -374 | 77 | []
MK_KS_CO_00001 | N-1 400 kV Skopje 5 âUrosevac | [MK-GR] 400 kV Bitola-Meliti | XFL_BI11_GMELIT11_1:line | -1221 | 1600 | 1600 | -379 | 76 | []
KS_CO_00001 | N-1 400 kV Kosovo B-Urosevac | [MK-GR] 400 kV Bitola-Meliti | XFL_BI11_GMELIT11_1:line | -1196 | 1600 | 1600 | -404 | 75 | []
MK_CO_00001 | N-1 400 kV Bitola-Dubrovo | [MK-GR] 400 kV Bitola-Meliti | XFL_BI11_GMELIT11_1:line | -1190 | 1600 | 1600 | -410 | 74 | []
BG_MK_CO_00001 | N-1 400kV Chervena Mogila - Stip | [MK-GR] 400 kV Bitola-Meliti | XFL_BI11_GMELIT11_1:line | -1181 | 1600 | 1600 | -419 | 74 | []
MK_CO_00002 | N-1 400 kV Dubrovo âStip | [MK-GR] 400 kV Bitola-Meliti | XFL_BI11_GMELIT11_1:line | 1176 | 1600 | 1600 | -424 | 74 | []

## 1830Curative
Detailed results
Generated at: | 2023-12-14 08:01
Business day: | 14.12.2023
Timestamp: | 18:30
Border & direction: | North-Greece Importing
Horizon: | ID
Remedial actions: | true
Evaluation type: | CURATIVE
TTC [MW]: | 2759
Fallback applied | false
Loading threshold | 0.7
Applied RAs
CO ID | RA ID | Name of the RA | Usage | Type | Location | Status
Limiting CNECs
CO ID | Name of the CO | Name of the CNE | CNE UCTE branch | Calculated I (A) | I max (PRE) | I max (CUR) | Margin (A) | Loading (%) | Applicable curative RAs
AL_GR_CO_00001 | N-1 400 kV Zemplak-Kardia | [MK-GR] 400 kV Bitola-Meliti | XFL_BI11_GMELIT11_1:line | 1597 |  | 1600 | -3 | 100 | []
MK_GR_CO_00002 | N-1 400 kV Dubrovo-Thessaloniki | [MK-GR] 400 kV Bitola-Meliti | XFL_BI11_GMELIT11_1:line | -1563 |  | 1600 | -37 | 98 | []
AL_CO_00002 | N-1 400 kV Elbasan 2-Zemlak | [MK-GR] 400 kV Bitola-Meliti | XFL_BI11_GMELIT11_1:line | 1536 |  | 1600 | -64 | 96 | []
GR_CO_00001 | N-1 400 kV Filippoi-Nea Santa ck.2 | [MK-GR] 400 kV Bitola-Meliti | XFL_BI11_GMELIT11_1:line | 1449 |  | 1600 | -151 | 91 | []
BG_CO_00001 | N-1 400kV Chervena Mogila - Blagoevgrad ck. 1 | [MK-GR] 400 kV Bitola-Meliti | XFL_BI11_GMELIT11_1:line | 1446 |  | 1600 | -154 | 90 | []
BG_GR_CO_00001 | N-1 400 kV Blagoevgrad - Thessaloniki | [MK-GR] 400 kV Bitola-Meliti | XFL_BI11_GMELIT11_1:line | 1417 |  | 1600 | -183 | 89 | []
GR_CO_00002 | N-1 400 kV Filippoi-Lagadas ck.2 | [MK-GR] 400 kV Bitola-Meliti | XFL_BI11_GMELIT11_1:line | 1373 |  | 1600 | -227 | 86 | []
AL_CO_00001 | N-1 400 kV Elbasan 2-Tirana 2 | [MK-GR] 400 kV Bitola-Meliti | XFL_BI11_GMELIT11_1:line | 1354 |  | 1600 | -246 | 85 | []
GR_CO_00004 | N-1 400 kV Amideo-Lagadas ck.2 | [MK-GR] 400 kV Bitola-Meliti | XFL_BI11_GMELIT11_1:line | 1340 |  | 1600 | -260 | 84 | []
TR_GR_CO_00001 | N-1 400 kV Babaeski-N Santa | [MK-GR] 400 kV Bitola-Meliti | XFL_BI11_GMELIT11_1:line | 1317 |  | 1600 | -283 | 82 | []
BG_GR_CO_00002 | N-1 400kV MARITSA IZTOK-NEA SANTA-CK-1 | [MK-GR] 400 kV Bitola-Meliti | XFL_BI11_GMELIT11_1:line | 1316 |  | 1600 | -284 | 82 | []
TR_CO_00001 | N-1 400 kV Habitabat NGCC -Babaeski | [MK-GR] 400 kV Bitola-Meliti | XFL_BI11_GMELIT11_1:line | 1283 |  | 1600 | -317 | 80 | []
AL_ME_CO_00001 | N-1 400 kV Tirana 2âPodgorica 2 | [MK-GR] 400 kV Bitola-Meliti | XFL_BI11_GMELIT11_1:line | -1282 |  | 1600 | -318 | 80 | []
BC | Base Case | [MK-GR] 400 kV Bitola-Meliti | XFL_BI11_GMELIT11_1:line | -1277 |  | 1600 | -323 | 80 | []
BG_CO_00010 | N-1 400kV Maritsa Iztok â Maritsa Iztok 3 | [MK-GR] 400 kV Bitola-Meliti | XFL_BI11_GMELIT11_1:line | -1277 |  | 1600 | -323 | 80 | []
BG_TR_CO_00001 | N-1 400kV Maritsa 3 - Hamitabat 1 | [MK-GR] 400 kV Bitola-Meliti | XFL_BI11_GMELIT11_1:line | -1276 |  | 1600 | -324 | 80 | []
BG_TR_CO_00002 | N-1 400kV Maritsa 3 - Hamitabat 2 | [MK-GR] 400 kV Bitola-Meliti | XFL_BI11_GMELIT11_1:line | -1276 |  | 1600 | -324 | 80 | []
BG_CO_00009 | N-1 400kV Maritsa Iztok 2Â - Maritsa Iztok 3 | [MK-GR] 400 kV Bitola-Meliti | XFL_BI11_GMELIT11_1:line | -1275 |  | 1600 | -325 | 80 | []
BG_CO_00002 | N-1 400kV Sofia Zapad - Chervena Mogila ck. 1 | [MK-GR] 400 kV Bitola-Meliti | XFL_BI11_GMELIT11_1:line | -1275 |  | 1600 | -325 | 80 | []
BG_CO_00012 | Â N-1 400kV Varna - Burgas | [MK-GR] 400 kV Bitola-Meliti | XFL_BI11_GMELIT11_1:line | -1274 |  | 1600 | -326 | 80 | []
BG_CO_00016 | N-1 400kV Kozloduy - Sofia Zapad ck.2 | [MK-GR] 400 kV Bitola-Meliti | XFL_BI11_GMELIT11_1:line | 1273 |  | 1600 | -327 | 80 | []
RS_KS_CO_00002 | N-1 400 kV Kosovo B-Nis 2 | [MK-GR] 400 kV Bitola-Meliti | XFL_BI11_GMELIT11_1:line | -1272 |  | 1600 | -328 | 80 | []
BG_CO_00011 | N-1 400kV Maritsa Iztok - Plovdiv | [MK-GR] 400 kV Bitola-Meliti | XFL_BI11_GMELIT11_1:line | -1270 |  | 1600 | -330 | 79 | []
BG_CO_00005, BG_CO_00007 | N-1 400kV Vetren - Chervena Mogila , N-1 400kV Maritsa Iztok - Plovdiv ck. 2 | [MK-GR] 400 kV Bitola-Meliti | XFL_BI11_GMELIT11_1:line | 1269 |  | 1600 | -331 | 79 | []
BG_CO_00006, BG_CO_00008 | N-1 400kV Plovdiv - Vetren , N-1 400kV Plovdiv - Vetren | [MK-GR] 400 kV Bitola-Meliti | XFL_BI11_GMELIT11_1:line | -1267 |  | 1600 | -333 | 79 | []
BG_CO_00013 | N-1 400kV Burgas â Maritsa Iztok 2 | [MK-GR] 400 kV Bitola-Meliti | XFL_BI11_GMELIT11_1:line | -1267 |  | 1600 | -333 | 79 | []
RS_CO_00003 | N-1 400 kV Vranje 4 âLeskovac 2 | [MK-GR] 400 kV Bitola-Meliti | XFL_BI11_GMELIT11_1:line | -1264 |  | 1600 | -336 | 79 | []
RS_MK_00001 | N-1 400 kV Vranje 4 -Stip | [MK-GR] 400 kV Bitola-Meliti | XFL_BI11_GMELIT11_1:line | 1264 |  | 1600 | -336 | 79 | []
BG_RS_CO_00001 | N-1 400kV Sofia Zapad - Nis Â | [MK-GR] 400 kV Bitola-Meliti | XFL_BI11_GMELIT11_1:line | -1263 |  | 1600 | -337 | 79 | []
KS_ME_CO_00001 | N-1 400 kV Pec 3-Ribarevina | [MK-GR] 400 kV Bitola-Meliti | XFL_BI11_GMELIT11_1:line | -1263 |  | 1600 | -337 | 79 | []
RS_CO_00004 | N-1 400 kV Nis 2 âLeskovac 2 | [MK-GR] 400 kV Bitola-Meliti | XFL_BI11_GMELIT11_1:line | -1259 |  | 1600 | -341 | 79 | []
MK_CO_00003 | N-1 400 kV Skopje 4 âSkopje 5 | [MK-GR] 400 kV Bitola-Meliti | XFL_BI11_GMELIT11_1:line | -1230 |  | 1600 | -370 | 77 | []
GR_CO_00005 | N-1 400 kV Thessaloniki-Lagadas ck.2 | [MK-GR] 400 kV Bitola-Meliti | XFL_BI11_GMELIT11_1:line | -1227 |  | 1600 | -373 | 77 | []
GR_CO_00003 | N-1 400 kV Meliti-Amideo ck.2 | [MK-GR] 400 kV Dubrovo-Thessaloniki | XTH_DU11_GTHESS11_1:line | -1226 |  | 1600 | -374 | 77 | []
MK_GR_CO_00001 | N-1 400 kV Bitola-Meliti | [MK-GR] 400 kV Dubrovo-Thessaloniki | XTH_DU11_GTHESS11_1:line | -1226 |  | 1600 | -374 | 77 | []
MK_KS_CO_00001 | N-1 400 kV Skopje 5 âUrosevac | [MK-GR] 400 kV Bitola-Meliti | XFL_BI11_GMELIT11_1:line | -1221 |  | 1600 | -379 | 76 | []
KS_CO_00001 | N-1 400 kV Kosovo B-Urosevac | [MK-GR] 400 kV Bitola-Meliti | XFL_BI11_GMELIT11_1:line | -1196 |  | 1600 | -404 | 75 | []
MK_CO_00001 | N-1 400 kV Bitola-Dubrovo | [MK-GR] 400 kV Bitola-Meliti | XFL_BI11_GMELIT11_1:line | -1190 |  | 1600 | -410 | 74 | []
BG_MK_CO_00001 | N-1 400kV Chervena Mogila - Stip | [MK-GR] 400 kV Bitola-Meliti | XFL_BI11_GMELIT11_1:line | -1181 |  | 1600 | -419 | 74 | []
MK_CO_00002 | N-1 400 kV Dubrovo âStip | [MK-GR] 400 kV Bitola-Meliti | XFL_BI11_GMELIT11_1:line | 1176 |  | 1600 | -424 | 74 | []

## 1930Preventive
Detailed results
Generated at: | 2023-12-14 08:01
Business day: | 14.12.2023
Timestamp: | 19:30
Border & direction: | North-Greece Importing
Horizon: | ID
Remedial actions: | true
Evaluation type: | PREVENTIVE
TTC [MW]: | 2698
Fallback applied | false
Loading threshold | 0.7
Applied RAs
CO ID | RA ID | Name of the RA | Usage | Type | Location | Status
Limiting CNECs
CO ID | Name of the CO | Name of the CNE | CNE UCTE branch | Calculated I (A) | I max (PRE) | I max (CUR) | Margin (A) | Loading (%) | Applicable curative RAs
AL_GR_CO_00001 | N-1 400 kV Zemplak-Kardia | [MK-GR] 400 kV Bitola-Meliti | XFL_BI11_GMELIT11_1:line | 1597 | 1600 | 1600 | -3 | 100 | []
MK_GR_CO_00002 | N-1 400 kV Dubrovo-Thessaloniki | [MK-GR] 400 kV Bitola-Meliti | XFL_BI11_GMELIT11_1:line | 1533 | 1600 | 1600 | -67 | 96 | []
AL_CO_00002 | N-1 400 kV Elbasan 2-Zemlak | [MK-GR] 400 kV Bitola-Meliti | XFL_BI11_GMELIT11_1:line | 1524 | 1600 | 1600 | -76 | 95 | []
GR_CO_00001 | N-1 400 kV Filippoi-Nea Santa ck.2 | [MK-GR] 400 kV Bitola-Meliti | XFL_BI11_GMELIT11_1:line | 1411 | 1600 | 1600 | -189 | 88 | []
BG_CO_00001 | N-1 400kV Chervena Mogila - Blagoevgrad ck. 1 | [MK-GR] 400 kV Bitola-Meliti | XFL_BI11_GMELIT11_1:line | 1400 | 1600 | 1600 | -200 | 87 | []
BG_GR_CO_00001 | N-1 400 kV Blagoevgrad - Thessaloniki | [MK-GR] 400 kV Bitola-Meliti | XFL_BI11_GMELIT11_1:line | 1375 | 1600 | 1600 | -225 | 86 | []
GR_CO_00002 | N-1 400 kV Filippoi-Lagadas ck.2 | [MK-GR] 400 kV Bitola-Meliti | XFL_BI11_GMELIT11_1:line | 1337 | 1600 | 1600 | -263 | 84 | []
AL_CO_00001 | N-1 400 kV Elbasan 2-Tirana 2 | [MK-GR] 400 kV Bitola-Meliti | XFL_BI11_GMELIT11_1:line | 1335 | 1600 | 1600 | -265 | 83 | []
GR_CO_00004 | N-1 400 kV Amideo-Lagadas ck.2 | [MK-GR] 400 kV Bitola-Meliti | XFL_BI11_GMELIT11_1:line | 1304 | 1600 | 1600 | -296 | 82 | []
TR_GR_CO_00001 | N-1 400 kV Babaeski-N Santa | [MK-GR] 400 kV Bitola-Meliti | XFL_BI11_GMELIT11_1:line | 1287 | 1600 | 1600 | -313 | 80 | []
BG_GR_CO_00002 | N-1 400kV MARITSA IZTOK-NEA SANTA-CK-1 | [MK-GR] 400 kV Bitola-Meliti | XFL_BI11_GMELIT11_1:line | 1286 | 1600 | 1600 | -314 | 80 | []
AL_ME_CO_00001 | N-1 400 kV Tirana 2âPodgorica 2 | [MK-GR] 400 kV Bitola-Meliti | XFL_BI11_GMELIT11_1:line | 1261 | 1600 | 1600 | -339 | 79 | []
TR_CO_00001 | N-1 400 kV Habitabat NGCC -Babaeski | [MK-GR] 400 kV Bitola-Meliti | XFL_BI11_GMELIT11_1:line | 1256 | 1600 | 1600 | -344 | 78 | []
BC | Base Case | [MK-GR] 400 kV Bitola-Meliti | XFL_BI11_GMELIT11_1:line | 1250 | 1600 | 1600 | -350 | 78 | []
BG_CO_00009 | N-1 400kV Maritsa Iztok 2Â - Maritsa Iztok 3 | [MK-GR] 400 kV Bitola-Meliti | XFL_BI11_GMELIT11_1:line | 1249 | 1600 | 1600 | -351 | 78 | []
BG_CO_00010 | N-1 400kV Maritsa Iztok â Maritsa Iztok 3 | [MK-GR] 400 kV Bitola-Meliti | XFL_BI11_GMELIT11_1:line | 1249 | 1600 | 1600 | -351 | 78 | []
RS_KS_CO_00002 | N-1 400 kV Kosovo B-Nis 2 | [MK-GR] 400 kV Bitola-Meliti | XFL_BI11_GMELIT11_1:line | 1249 | 1600 | 1600 | -351 | 78 | []
BG_TR_CO_00001 | N-1 400kV Maritsa 3 - Hamitabat 1 | [MK-GR] 400 kV Bitola-Meliti | XFL_BI11_GMELIT11_1:line | 1249 | 1600 | 1600 | -351 | 78 | []
BG_CO_00002 | N-1 400kV Sofia Zapad - Chervena Mogila ck. 1 | [MK-GR] 400 kV Bitola-Meliti | XFL_BI11_GMELIT11_1:line | 1249 | 1600 | 1600 | -351 | 78 | []
BG_TR_CO_00002 | N-1 400kV Maritsa 3 - Hamitabat 2 | [MK-GR] 400 kV Bitola-Meliti | XFL_BI11_GMELIT11_1:line | 1248 | 1600 | 1600 | -352 | 78 | []
BG_RS_CO_00001 | N-1 400kV Sofia Zapad - Nis Â | [MK-GR] 400 kV Bitola-Meliti | XFL_BI11_GMELIT11_1:line | 1248 | 1600 | 1600 | -352 | 78 | []
BG_CO_00012 | Â N-1 400kV Varna - Burgas | [MK-GR] 400 kV Bitola-Meliti | XFL_BI11_GMELIT11_1:line | 1247 | 1600 | 1600 | -353 | 78 | []
BG_CO_00016 | N-1 400kV Kozloduy - Sofia Zapad ck.2 | [MK-GR] 400 kV Bitola-Meliti | XFL_BI11_GMELIT11_1:line | 1244 | 1600 | 1600 | -356 | 78 | []
BG_CO_00011 | N-1 400kV Maritsa Iztok - Plovdiv | [MK-GR] 400 kV Bitola-Meliti | XFL_BI11_GMELIT11_1:line | 1242 | 1600 | 1600 | -358 | 78 | []
BG_CO_00005, BG_CO_00007 | N-1 400kV Vetren - Chervena Mogila , N-1 400kV Maritsa Iztok - Plovdiv ck. 2 | [MK-GR] 400 kV Bitola-Meliti | XFL_BI11_GMELIT11_1:line | 1242 | 1600 | 1600 | -358 | 78 | []
BG_CO_00006, BG_CO_00008 | N-1 400kV Plovdiv - Vetren , N-1 400kV Plovdiv - Vetren | [MK-GR] 400 kV Bitola-Meliti | XFL_BI11_GMELIT11_1:line | 1240 | 1600 | 1600 | -360 | 78 | []
BG_CO_00013 | N-1 400kV Burgas â Maritsa Iztok 2 | [MK-GR] 400 kV Bitola-Meliti | XFL_BI11_GMELIT11_1:line | 1240 | 1600 | 1600 | -360 | 78 | []
RS_CO_00003 | N-1 400 kV Vranje 4 âLeskovac 2 | [MK-GR] 400 kV Bitola-Meliti | XFL_BI11_GMELIT11_1:line | 1233 | 1600 | 1600 | -367 | 77 | []
KS_ME_CO_00001 | N-1 400 kV Pec 3-Ribarevina | [MK-GR] 400 kV Bitola-Meliti | XFL_BI11_GMELIT11_1:line | 1232 | 1600 | 1600 | -368 | 77 | []
RS_MK_00001 | N-1 400 kV Vranje 4 -Stip | [MK-GR] 400 kV Bitola-Meliti | XFL_BI11_GMELIT11_1:line | 1231 | 1600 | 1600 | -369 | 77 | []
RS_CO_00004 | N-1 400 kV Nis 2 âLeskovac 2 | [MK-GR] 400 kV Bitola-Meliti | XFL_BI11_GMELIT11_1:line | 1229 | 1600 | 1600 | -371 | 77 | []
MK_GR_CO_00001 | N-1 400 kV Bitola-Meliti | [MK-GR] 400 kV Dubrovo-Thessaloniki | XTH_DU11_GTHESS11_1:line | 1205 | 1600 | 1600 | -395 | 75 | []
GR_CO_00003 | N-1 400 kV Meliti-Amideo ck.2 | [MK-GR] 400 kV Dubrovo-Thessaloniki | XTH_DU11_GTHESS11_1:line | -1205 | 1600 | 1600 | -395 | 75 | []
GR_CO_00005 | N-1 400 kV Thessaloniki-Lagadas ck.2 | [MK-GR] 400 kV Bitola-Meliti | XFL_BI11_GMELIT11_1:line | -1201 | 1600 | 1600 | -399 | 75 | []
MK_CO_00003 | N-1 400 kV Skopje 4 âSkopje 5 | [MK-GR] 400 kV Bitola-Meliti | XFL_BI11_GMELIT11_1:line | -1193 | 1600 | 1600 | -407 | 75 | []
BG_MK_CO_00001 | N-1 400kV Chervena Mogila - Stip | [MK-GR] 400 kV Bitola-Meliti | XFL_BI11_GMELIT11_1:line | 1179 | 1600 | 1600 | -421 | 74 | []
MK_CO_00001 | N-1 400 kV Bitola-Dubrovo | [MK-GR] 400 kV Bitola-Meliti | XFL_BI11_GMELIT11_1:line | 1175 | 1600 | 1600 | -425 | 73 | []
MK_KS_CO_00001 | N-1 400 kV Skopje 5 âUrosevac | [MK-GR] 400 kV Bitola-Meliti | XFL_BI11_GMELIT11_1:line | -1170 | 1600 | 1600 | -430 | 73 | []
MK_CO_00002 | N-1 400 kV Dubrovo âStip | [MK-GR] 400 kV Bitola-Meliti | XFL_BI11_GMELIT11_1:line | 1161 | 1600 | 1600 | -439 | 73 | []
KS_CO_00001 | N-1 400 kV Kosovo B-Urosevac | [MK-GR] 400 kV Bitola-Meliti | XFL_BI11_GMELIT11_1:line | -1155 | 1600 | 1600 | -445 | 72 | []

## 1930Curative
Detailed results
Generated at: | 2023-12-14 08:01
Business day: | 14.12.2023
Timestamp: | 19:30
Border & direction: | North-Greece Importing
Horizon: | ID
Remedial actions: | true
Evaluation type: | CURATIVE
TTC [MW]: | 2698
Fallback applied | false
Loading threshold | 0.7
Applied RAs
CO ID | RA ID | Name of the RA | Usage | Type | Location | Status
Limiting CNECs
CO ID | Name of the CO | Name of the CNE | CNE UCTE branch | Calculated I (A) | I max (PRE) | I max (CUR) | Margin (A) | Loading (%) | Applicable curative RAs
AL_GR_CO_00001 | N-1 400 kV Zemplak-Kardia | [MK-GR] 400 kV Bitola-Meliti | XFL_BI11_GMELIT11_1:line | 1597 |  | 1600 | -3 | 100 | []
MK_GR_CO_00002 | N-1 400 kV Dubrovo-Thessaloniki | [MK-GR] 400 kV Bitola-Meliti | XFL_BI11_GMELIT11_1:line | 1533 |  | 1600 | -67 | 96 | []
AL_CO_00002 | N-1 400 kV Elbasan 2-Zemlak | [MK-GR] 400 kV Bitola-Meliti | XFL_BI11_GMELIT11_1:line | 1524 |  | 1600 | -76 | 95 | []
GR_CO_00001 | N-1 400 kV Filippoi-Nea Santa ck.2 | [MK-GR] 400 kV Bitola-Meliti | XFL_BI11_GMELIT11_1:line | 1411 |  | 1600 | -189 | 88 | []
BG_CO_00001 | N-1 400kV Chervena Mogila - Blagoevgrad ck. 1 | [MK-GR] 400 kV Bitola-Meliti | XFL_BI11_GMELIT11_1:line | 1400 |  | 1600 | -200 | 87 | []
BG_GR_CO_00001 | N-1 400 kV Blagoevgrad - Thessaloniki | [MK-GR] 400 kV Bitola-Meliti | XFL_BI11_GMELIT11_1:line | 1375 |  | 1600 | -225 | 86 | []
GR_CO_00002 | N-1 400 kV Filippoi-Lagadas ck.2 | [MK-GR] 400 kV Bitola-Meliti | XFL_BI11_GMELIT11_1:line | 1337 |  | 1600 | -263 | 84 | []
AL_CO_00001 | N-1 400 kV Elbasan 2-Tirana 2 | [MK-GR] 400 kV Bitola-Meliti | XFL_BI11_GMELIT11_1:line | 1335 |  | 1600 | -265 | 83 | []
GR_CO_00004 | N-1 400 kV Amideo-Lagadas ck.2 | [MK-GR] 400 kV Bitola-Meliti | XFL_BI11_GMELIT11_1:line | 1304 |  | 1600 | -296 | 82 | []
TR_GR_CO_00001 | N-1 400 kV Babaeski-N Santa | [MK-GR] 400 kV Bitola-Meliti | XFL_BI11_GMELIT11_1:line | 1287 |  | 1600 | -313 | 80 | []
BG_GR_CO_00002 | N-1 400kV MARITSA IZTOK-NEA SANTA-CK-1 | [MK-GR] 400 kV Bitola-Meliti | XFL_BI11_GMELIT11_1:line | 1286 |  | 1600 | -314 | 80 | []
AL_ME_CO_00001 | N-1 400 kV Tirana 2âPodgorica 2 | [MK-GR] 400 kV Bitola-Meliti | XFL_BI11_GMELIT11_1:line | 1261 |  | 1600 | -339 | 79 | []
TR_CO_00001 | N-1 400 kV Habitabat NGCC -Babaeski | [MK-GR] 400 kV Bitola-Meliti | XFL_BI11_GMELIT11_1:line | 1256 |  | 1600 | -344 | 78 | []
BC | Base Case | [MK-GR] 400 kV Bitola-Meliti | XFL_BI11_GMELIT11_1:line | 1250 |  | 1600 | -350 | 78 | []
BG_CO_00009 | N-1 400kV Maritsa Iztok 2Â - Maritsa Iztok 3 | [MK-GR] 400 kV Bitola-Meliti | XFL_BI11_GMELIT11_1:line | 1249 |  | 1600 | -351 | 78 | []
BG_CO_00010 | N-1 400kV Maritsa Iztok â Maritsa Iztok 3 | [MK-GR] 400 kV Bitola-Meliti | XFL_BI11_GMELIT11_1:line | 1249 |  | 1600 | -351 | 78 | []
RS_KS_CO_00002 | N-1 400 kV Kosovo B-Nis 2 | [MK-GR] 400 kV Bitola-Meliti | XFL_BI11_GMELIT11_1:line | 1249 |  | 1600 | -351 | 78 | []
BG_TR_CO_00001 | N-1 400kV Maritsa 3 - Hamitabat 1 | [MK-GR] 400 kV Bitola-Meliti | XFL_BI11_GMELIT11_1:line | 1249 |  | 1600 | -351 | 78 | []
BG_CO_00002 | N-1 400kV Sofia Zapad - Chervena Mogila ck. 1 | [MK-GR] 400 kV Bitola-Meliti | XFL_BI11_GMELIT11_1:line | 1249 |  | 1600 | -351 | 78 | []
BG_TR_CO_00002 | N-1 400kV Maritsa 3 - Hamitabat 2 | [MK-GR] 400 kV Bitola-Meliti | XFL_BI11_GMELIT11_1:line | 1248 |  | 1600 | -352 | 78 | []
BG_RS_CO_00001 | N-1 400kV Sofia Zapad - Nis Â | [MK-GR] 400 kV Bitola-Meliti | XFL_BI11_GMELIT11_1:line | 1248 |  | 1600 | -352 | 78 | []
BG_CO_00012 | Â N-1 400kV Varna - Burgas | [MK-GR] 400 kV Bitola-Meliti | XFL_BI11_GMELIT11_1:line | 1247 |  | 1600 | -353 | 78 | []
BG_CO_00016 | N-1 400kV Kozloduy - Sofia Zapad ck.2 | [MK-GR] 400 kV Bitola-Meliti | XFL_BI11_GMELIT11_1:line | 1244 |  | 1600 | -356 | 78 | []
BG_CO_00011 | N-1 400kV Maritsa Iztok - Plovdiv | [MK-GR] 400 kV Bitola-Meliti | XFL_BI11_GMELIT11_1:line | 1242 |  | 1600 | -358 | 78 | []
BG_CO_00005, BG_CO_00007 | N-1 400kV Vetren - Chervena Mogila , N-1 400kV Maritsa Iztok - Plovdiv ck. 2 | [MK-GR] 400 kV Bitola-Meliti | XFL_BI11_GMELIT11_1:line | 1242 |  | 1600 | -358 | 78 | []
BG_CO_00006, BG_CO_00008 | N-1 400kV Plovdiv - Vetren , N-1 400kV Plovdiv - Vetren | [MK-GR] 400 kV Bitola-Meliti | XFL_BI11_GMELIT11_1:line | 1240 |  | 1600 | -360 | 78 | []
BG_CO_00013 | N-1 400kV Burgas â Maritsa Iztok 2 | [MK-GR] 400 kV Bitola-Meliti | XFL_BI11_GMELIT11_1:line | 1240 |  | 1600 | -360 | 78 | []
RS_CO_00003 | N-1 400 kV Vranje 4 âLeskovac 2 | [MK-GR] 400 kV Bitola-Meliti | XFL_BI11_GMELIT11_1:line | 1233 |  | 1600 | -367 | 77 | []
KS_ME_CO_00001 | N-1 400 kV Pec 3-Ribarevina | [MK-GR] 400 kV Bitola-Meliti | XFL_BI11_GMELIT11_1:line | 1232 |  | 1600 | -368 | 77 | []
RS_MK_00001 | N-1 400 kV Vranje 4 -Stip | [MK-GR] 400 kV Bitola-Meliti | XFL_BI11_GMELIT11_1:line | 1231 |  | 1600 | -369 | 77 | []
RS_CO_00004 | N-1 400 kV Nis 2 âLeskovac 2 | [MK-GR] 400 kV Bitola-Meliti | XFL_BI11_GMELIT11_1:line | 1229 |  | 1600 | -371 | 77 | []
MK_GR_CO_00001 | N-1 400 kV Bitola-Meliti | [MK-GR] 400 kV Dubrovo-Thessaloniki | XTH_DU11_GTHESS11_1:line | 1205 |  | 1600 | -395 | 75 | []
GR_CO_00003 | N-1 400 kV Meliti-Amideo ck.2 | [MK-GR] 400 kV Dubrovo-Thessaloniki | XTH_DU11_GTHESS11_1:line | -1205 |  | 1600 | -395 | 75 | []
GR_CO_00005 | N-1 400 kV Thessaloniki-Lagadas ck.2 | [MK-GR] 400 kV Bitola-Meliti | XFL_BI11_GMELIT11_1:line | -1201 |  | 1600 | -399 | 75 | []
MK_CO_00003 | N-1 400 kV Skopje 4 âSkopje 5 | [MK-GR] 400 kV Bitola-Meliti | XFL_BI11_GMELIT11_1:line | -1193 |  | 1600 | -407 | 75 | []
BG_MK_CO_00001 | N-1 400kV Chervena Mogila - Stip | [MK-GR] 400 kV Bitola-Meliti | XFL_BI11_GMELIT11_1:line | 1179 |  | 1600 | -421 | 74 | []
MK_CO_00001 | N-1 400 kV Bitola-Dubrovo | [MK-GR] 400 kV Bitola-Meliti | XFL_BI11_GMELIT11_1:line | 1175 |  | 1600 | -425 | 73 | []
MK_KS_CO_00001 | N-1 400 kV Skopje 5 âUrosevac | [MK-GR] 400 kV Bitola-Meliti | XFL_BI11_GMELIT11_1:line | -1170 |  | 1600 | -430 | 73 | []
MK_CO_00002 | N-1 400 kV Dubrovo âStip | [MK-GR] 400 kV Bitola-Meliti | XFL_BI11_GMELIT11_1:line | 1161 |  | 1600 | -439 | 73 | []
KS_CO_00001 | N-1 400 kV Kosovo B-Urosevac | [MK-GR] 400 kV Bitola-Meliti | XFL_BI11_GMELIT11_1:line | -1155 |  | 1600 | -445 | 72 | []

## 2030Preventive
Detailed results
Generated at: | 2023-12-14 08:01
Business day: | 14.12.2023
Timestamp: | 20:30
Border & direction: | North-Greece Importing
Horizon: | ID
Remedial actions: | true
Evaluation type: | PREVENTIVE
TTC [MW]: | 2715
Fallback applied | false
Loading threshold | 0.7
Applied RAs
CO ID | RA ID | Name of the RA | Usage | Type | Location | Status
Limiting CNECs
CO ID | Name of the CO | Name of the CNE | CNE UCTE branch | Calculated I (A) | I max (PRE) | I max (CUR) | Margin (A) | Loading (%) | Applicable curative RAs
AL_GR_CO_00001 | N-1 400 kV Zemplak-Kardia | [MK-GR] 400 kV Bitola-Meliti | XFL_BI11_GMELIT11_1:line | 1593 | 1600 | 1600 | -7 | 100 | []
MK_GR_CO_00002 | N-1 400 kV Dubrovo-Thessaloniki | [MK-GR] 400 kV Bitola-Meliti | XFL_BI11_GMELIT11_1:line | 1533 | 1600 | 1600 | -67 | 96 | []
AL_CO_00002 | N-1 400 kV Elbasan 2-Zemlak | [MK-GR] 400 kV Bitola-Meliti | XFL_BI11_GMELIT11_1:line | 1520 | 1600 | 1600 | -80 | 95 | []
GR_CO_00001 | N-1 400 kV Filippoi-Nea Santa ck.2 | [MK-GR] 400 kV Bitola-Meliti | XFL_BI11_GMELIT11_1:line | 1417 | 1600 | 1600 | -183 | 89 | []
BG_CO_00001 | N-1 400kV Chervena Mogila - Blagoevgrad ck. 1 | [MK-GR] 400 kV Bitola-Meliti | XFL_BI11_GMELIT11_1:line | 1407 | 1600 | 1600 | -193 | 88 | []
BG_GR_CO_00001 | N-1 400 kV Blagoevgrad - Thessaloniki | [MK-GR] 400 kV Bitola-Meliti | XFL_BI11_GMELIT11_1:line | 1381 | 1600 | 1600 | -219 | 86 | []
GR_CO_00002 | N-1 400 kV Filippoi-Lagadas ck.2 | [MK-GR] 400 kV Bitola-Meliti | XFL_BI11_GMELIT11_1:line | 1345 | 1600 | 1600 | -255 | 84 | []
AL_CO_00001 | N-1 400 kV Elbasan 2-Tirana 2 | [MK-GR] 400 kV Bitola-Meliti | XFL_BI11_GMELIT11_1:line | 1334 | 1600 | 1600 | -266 | 83 | []
GR_CO_00004 | N-1 400 kV Amideo-Lagadas ck.2 | [MK-GR] 400 kV Bitola-Meliti | XFL_BI11_GMELIT11_1:line | 1312 | 1600 | 1600 | -288 | 82 | []
TR_GR_CO_00001 | N-1 400 kV Babaeski-N Santa | [MK-GR] 400 kV Bitola-Meliti | XFL_BI11_GMELIT11_1:line | 1291 | 1600 | 1600 | -309 | 81 | []
BG_GR_CO_00002 | N-1 400kV MARITSA IZTOK-NEA SANTA-CK-1 | [MK-GR] 400 kV Bitola-Meliti | XFL_BI11_GMELIT11_1:line | 1288 | 1600 | 1600 | -312 | 81 | []
TR_CO_00001 | N-1 400 kV Habitabat NGCC -Babaeski | [MK-GR] 400 kV Bitola-Meliti | XFL_BI11_GMELIT11_1:line | 1260 | 1600 | 1600 | -340 | 79 | []
AL_ME_CO_00001 | N-1 400 kV Tirana 2âPodgorica 2 | [MK-GR] 400 kV Bitola-Meliti | XFL_BI11_GMELIT11_1:line | 1260 | 1600 | 1600 | -340 | 79 | []
BG_CO_00009 | N-1 400kV Maritsa Iztok 2Â - Maritsa Iztok 3 | [MK-GR] 400 kV Bitola-Meliti | XFL_BI11_GMELIT11_1:line | 1253 | 1600 | 1600 | -347 | 78 | []
BC | Base Case | [MK-GR] 400 kV Bitola-Meliti | XFL_BI11_GMELIT11_1:line | 1253 | 1600 | 1600 | -347 | 78 | []
BG_CO_00010 | N-1 400kV Maritsa Iztok â Maritsa Iztok 3 | [MK-GR] 400 kV Bitola-Meliti | XFL_BI11_GMELIT11_1:line | 1252 | 1600 | 1600 | -348 | 78 | []
BG_CO_00002 | N-1 400kV Sofia Zapad - Chervena Mogila ck. 1 | [MK-GR] 400 kV Bitola-Meliti | XFL_BI11_GMELIT11_1:line | 1252 | 1600 | 1600 | -348 | 78 | []
BG_TR_CO_00001 | N-1 400kV Maritsa 3 - Hamitabat 1 | [MK-GR] 400 kV Bitola-Meliti | XFL_BI11_GMELIT11_1:line | 1252 | 1600 | 1600 | -348 | 78 | []
RS_KS_CO_00002 | N-1 400 kV Kosovo B-Nis 2 | [MK-GR] 400 kV Bitola-Meliti | XFL_BI11_GMELIT11_1:line | 1252 | 1600 | 1600 | -348 | 78 | []
BG_TR_CO_00002 | N-1 400kV Maritsa 3 - Hamitabat 2 | [MK-GR] 400 kV Bitola-Meliti | XFL_BI11_GMELIT11_1:line | 1251 | 1600 | 1600 | -349 | 78 | []
BG_CO_00012 | Â N-1 400kV Varna - Burgas | [MK-GR] 400 kV Bitola-Meliti | XFL_BI11_GMELIT11_1:line | 1250 | 1600 | 1600 | -350 | 78 | []
BG_RS_CO_00001 | N-1 400kV Sofia Zapad - Nis Â | [MK-GR] 400 kV Bitola-Meliti | XFL_BI11_GMELIT11_1:line | 1248 | 1600 | 1600 | -352 | 78 | []
BG_CO_00016 | N-1 400kV Kozloduy - Sofia Zapad ck.2 | [MK-GR] 400 kV Bitola-Meliti | XFL_BI11_GMELIT11_1:line | 1247 | 1600 | 1600 | -353 | 78 | []
BG_CO_00011 | N-1 400kV Maritsa Iztok - Plovdiv | [MK-GR] 400 kV Bitola-Meliti | XFL_BI11_GMELIT11_1:line | 1245 | 1600 | 1600 | -355 | 78 | []
BG_CO_00013 | N-1 400kV Burgas â Maritsa Iztok 2 | [MK-GR] 400 kV Bitola-Meliti | XFL_BI11_GMELIT11_1:line | 1244 | 1600 | 1600 | -356 | 78 | []
BG_CO_00006, BG_CO_00008 | N-1 400kV Plovdiv - Vetren , N-1 400kV Plovdiv - Vetren | [MK-GR] 400 kV Bitola-Meliti | XFL_BI11_GMELIT11_1:line | 1243 | 1600 | 1600 | -357 | 78 | []
BG_CO_00007 | N-1 400kV Maritsa Iztok - Plovdiv ck. 2 | [MK-GR] 400 kV Bitola-Meliti | XFL_BI11_GMELIT11_1:line | 1242 | 1600 | 1600 | -358 | 78 | []
KS_ME_CO_00001 | N-1 400 kV Pec 3-Ribarevina | [MK-GR] 400 kV Bitola-Meliti | XFL_BI11_GMELIT11_1:line | 1239 | 1600 | 1600 | -361 | 77 | []
RS_CO_00003 | N-1 400 kV Vranje 4 âLeskovac 2 | [MK-GR] 400 kV Bitola-Meliti | XFL_BI11_GMELIT11_1:line | 1237 | 1600 | 1600 | -363 | 77 | []
RS_MK_00001 | N-1 400 kV Vranje 4 -Stip | [MK-GR] 400 kV Bitola-Meliti | XFL_BI11_GMELIT11_1:line | 1235 | 1600 | 1600 | -365 | 77 | []
RS_CO_00004 | N-1 400 kV Nis 2 âLeskovac 2 | [MK-GR] 400 kV Bitola-Meliti | XFL_BI11_GMELIT11_1:line | -1233 | 1600 | 1600 | -367 | 77 | []
GR_CO_00003 | N-1 400 kV Meliti-Amideo ck.2 | [MK-GR] 400 kV Dubrovo-Thessaloniki | XTH_DU11_GTHESS11_1:line | -1201 | 1600 | 1600 | -399 | 75 | []
MK_GR_CO_00001 | N-1 400 kV Bitola-Meliti | [MK-GR] 400 kV Dubrovo-Thessaloniki | XTH_DU11_GTHESS11_1:line | 1201 | 1600 | 1600 | -399 | 75 | []
GR_CO_00005 | N-1 400 kV Thessaloniki-Lagadas ck.2 | [MK-GR] 400 kV Bitola-Meliti | XFL_BI11_GMELIT11_1:line | -1200 | 1600 | 1600 | -400 | 75 | []
MK_CO_00003 | N-1 400 kV Skopje 4 âSkopje 5 | [MK-GR] 400 kV Bitola-Meliti | XFL_BI11_GMELIT11_1:line | -1199 | 1600 | 1600 | -401 | 75 | []
MK_KS_CO_00001 | N-1 400 kV Skopje 5 âUrosevac | [MK-GR] 400 kV Bitola-Meliti | XFL_BI11_GMELIT11_1:line | -1179 | 1600 | 1600 | -421 | 74 | []
BG_MK_CO_00001 | N-1 400kV Chervena Mogila - Stip | [MK-GR] 400 kV Bitola-Meliti | XFL_BI11_GMELIT11_1:line | 1175 | 1600 | 1600 | -425 | 73 | []
MK_CO_00001 | N-1 400 kV Bitola-Dubrovo | [MK-GR] 400 kV Bitola-Meliti | XFL_BI11_GMELIT11_1:line | 1174 | 1600 | 1600 | -426 | 73 | []
KS_CO_00001 | N-1 400 kV Kosovo B-Urosevac | [MK-GR] 400 kV Bitola-Meliti | XFL_BI11_GMELIT11_1:line | -1163 | 1600 | 1600 | -437 | 73 | []
MK_CO_00002 | N-1 400 kV Dubrovo âStip | [MK-GR] 400 kV Bitola-Meliti | XFL_BI11_GMELIT11_1:line | 1160 | 1600 | 1600 | -440 | 73 | []

## 2030Curative
Detailed results
Generated at: | 2023-12-14 08:01
Business day: | 14.12.2023
Timestamp: | 20:30
Border & direction: | North-Greece Importing
Horizon: | ID
Remedial actions: | true
Evaluation type: | CURATIVE
TTC [MW]: | 2715
Fallback applied | false
Loading threshold | 0.7
Applied RAs
CO ID | RA ID | Name of the RA | Usage | Type | Location | Status
Limiting CNECs
CO ID | Name of the CO | Name of the CNE | CNE UCTE branch | Calculated I (A) | I max (PRE) | I max (CUR) | Margin (A) | Loading (%) | Applicable curative RAs
AL_GR_CO_00001 | N-1 400 kV Zemplak-Kardia | [MK-GR] 400 kV Bitola-Meliti | XFL_BI11_GMELIT11_1:line | 1593 |  | 1600 | -7 | 100 | []
MK_GR_CO_00002 | N-1 400 kV Dubrovo-Thessaloniki | [MK-GR] 400 kV Bitola-Meliti | XFL_BI11_GMELIT11_1:line | 1533 |  | 1600 | -67 | 96 | []
AL_CO_00002 | N-1 400 kV Elbasan 2-Zemlak | [MK-GR] 400 kV Bitola-Meliti | XFL_BI11_GMELIT11_1:line | 1520 |  | 1600 | -80 | 95 | []
GR_CO_00001 | N-1 400 kV Filippoi-Nea Santa ck.2 | [MK-GR] 400 kV Bitola-Meliti | XFL_BI11_GMELIT11_1:line | 1417 |  | 1600 | -183 | 89 | []
BG_CO_00001 | N-1 400kV Chervena Mogila - Blagoevgrad ck. 1 | [MK-GR] 400 kV Bitola-Meliti | XFL_BI11_GMELIT11_1:line | 1407 |  | 1600 | -193 | 88 | []
BG_GR_CO_00001 | N-1 400 kV Blagoevgrad - Thessaloniki | [MK-GR] 400 kV Bitola-Meliti | XFL_BI11_GMELIT11_1:line | 1381 |  | 1600 | -219 | 86 | []
GR_CO_00002 | N-1 400 kV Filippoi-Lagadas ck.2 | [MK-GR] 400 kV Bitola-Meliti | XFL_BI11_GMELIT11_1:line | 1345 |  | 1600 | -255 | 84 | []
AL_CO_00001 | N-1 400 kV Elbasan 2-Tirana 2 | [MK-GR] 400 kV Bitola-Meliti | XFL_BI11_GMELIT11_1:line | 1334 |  | 1600 | -266 | 83 | []
GR_CO_00004 | N-1 400 kV Amideo-Lagadas ck.2 | [MK-GR] 400 kV Bitola-Meliti | XFL_BI11_GMELIT11_1:line | 1312 |  | 1600 | -288 | 82 | []
TR_GR_CO_00001 | N-1 400 kV Babaeski-N Santa | [MK-GR] 400 kV Bitola-Meliti | XFL_BI11_GMELIT11_1:line | 1291 |  | 1600 | -309 | 81 | []
BG_GR_CO_00002 | N-1 400kV MARITSA IZTOK-NEA SANTA-CK-1 | [MK-GR] 400 kV Bitola-Meliti | XFL_BI11_GMELIT11_1:line | 1288 |  | 1600 | -312 | 81 | []
TR_CO_00001 | N-1 400 kV Habitabat NGCC -Babaeski | [MK-GR] 400 kV Bitola-Meliti | XFL_BI11_GMELIT11_1:line | 1260 |  | 1600 | -340 | 79 | []
AL_ME_CO_00001 | N-1 400 kV Tirana 2âPodgorica 2 | [MK-GR] 400 kV Bitola-Meliti | XFL_BI11_GMELIT11_1:line | 1260 |  | 1600 | -340 | 79 | []
BG_CO_00009 | N-1 400kV Maritsa Iztok 2Â - Maritsa Iztok 3 | [MK-GR] 400 kV Bitola-Meliti | XFL_BI11_GMELIT11_1:line | 1253 |  | 1600 | -347 | 78 | []
BC | Base Case | [MK-GR] 400 kV Bitola-Meliti | XFL_BI11_GMELIT11_1:line | 1253 |  | 1600 | -347 | 78 | []
BG_CO_00010 | N-1 400kV Maritsa Iztok â Maritsa Iztok 3 | [MK-GR] 400 kV Bitola-Meliti | XFL_BI11_GMELIT11_1:line | 1252 |  | 1600 | -348 | 78 | []
BG_CO_00002 | N-1 400kV Sofia Zapad - Chervena Mogila ck. 1 | [MK-GR] 400 kV Bitola-Meliti | XFL_BI11_GMELIT11_1:line | 1252 |  | 1600 | -348 | 78 | []
BG_TR_CO_00001 | N-1 400kV Maritsa 3 - Hamitabat 1 | [MK-GR] 400 kV Bitola-Meliti | XFL_BI11_GMELIT11_1:line | 1252 |  | 1600 | -348 | 78 | []
RS_KS_CO_00002 | N-1 400 kV Kosovo B-Nis 2 | [MK-GR] 400 kV Bitola-Meliti | XFL_BI11_GMELIT11_1:line | 1252 |  | 1600 | -348 | 78 | []
BG_TR_CO_00002 | N-1 400kV Maritsa 3 - Hamitabat 2 | [MK-GR] 400 kV Bitola-Meliti | XFL_BI11_GMELIT11_1:line | 1251 |  | 1600 | -349 | 78 | []
BG_CO_00012 | Â N-1 400kV Varna - Burgas | [MK-GR] 400 kV Bitola-Meliti | XFL_BI11_GMELIT11_1:line | 1250 |  | 1600 | -350 | 78 | []
BG_RS_CO_00001 | N-1 400kV Sofia Zapad - Nis Â | [MK-GR] 400 kV Bitola-Meliti | XFL_BI11_GMELIT11_1:line | 1248 |  | 1600 | -352 | 78 | []
BG_CO_00016 | N-1 400kV Kozloduy - Sofia Zapad ck.2 | [MK-GR] 400 kV Bitola-Meliti | XFL_BI11_GMELIT11_1:line | 1247 |  | 1600 | -353 | 78 | []
BG_CO_00011 | N-1 400kV Maritsa Iztok - Plovdiv | [MK-GR] 400 kV Bitola-Meliti | XFL_BI11_GMELIT11_1:line | 1245 |  | 1600 | -355 | 78 | []
BG_CO_00013 | N-1 400kV Burgas â Maritsa Iztok 2 | [MK-GR] 400 kV Bitola-Meliti | XFL_BI11_GMELIT11_1:line | 1244 |  | 1600 | -356 | 78 | []
BG_CO_00006, BG_CO_00008 | N-1 400kV Plovdiv - Vetren , N-1 400kV Plovdiv - Vetren | [MK-GR] 400 kV Bitola-Meliti | XFL_BI11_GMELIT11_1:line | 1243 |  | 1600 | -357 | 78 | []
BG_CO_00007 | N-1 400kV Maritsa Iztok - Plovdiv ck. 2 | [MK-GR] 400 kV Bitola-Meliti | XFL_BI11_GMELIT11_1:line | 1242 |  | 1600 | -358 | 78 | []
KS_ME_CO_00001 | N-1 400 kV Pec 3-Ribarevina | [MK-GR] 400 kV Bitola-Meliti | XFL_BI11_GMELIT11_1:line | 1239 |  | 1600 | -361 | 77 | []
RS_CO_00003 | N-1 400 kV Vranje 4 âLeskovac 2 | [MK-GR] 400 kV Bitola-Meliti | XFL_BI11_GMELIT11_1:line | 1237 |  | 1600 | -363 | 77 | []
RS_MK_00001 | N-1 400 kV Vranje 4 -Stip | [MK-GR] 400 kV Bitola-Meliti | XFL_BI11_GMELIT11_1:line | 1235 |  | 1600 | -365 | 77 | []
RS_CO_00004 | N-1 400 kV Nis 2 âLeskovac 2 | [MK-GR] 400 kV Bitola-Meliti | XFL_BI11_GMELIT11_1:line | -1233 |  | 1600 | -367 | 77 | []
GR_CO_00003 | N-1 400 kV Meliti-Amideo ck.2 | [MK-GR] 400 kV Dubrovo-Thessaloniki | XTH_DU11_GTHESS11_1:line | -1201 |  | 1600 | -399 | 75 | []
MK_GR_CO_00001 | N-1 400 kV Bitola-Meliti | [MK-GR] 400 kV Dubrovo-Thessaloniki | XTH_DU11_GTHESS11_1:line | 1201 |  | 1600 | -399 | 75 | []
GR_CO_00005 | N-1 400 kV Thessaloniki-Lagadas ck.2 | [MK-GR] 400 kV Bitola-Meliti | XFL_BI11_GMELIT11_1:line | -1200 |  | 1600 | -400 | 75 | []
MK_CO_00003 | N-1 400 kV Skopje 4 âSkopje 5 | [MK-GR] 400 kV Bitola-Meliti | XFL_BI11_GMELIT11_1:line | -1199 |  | 1600 | -401 | 75 | []
MK_KS_CO_00001 | N-1 400 kV Skopje 5 âUrosevac | [MK-GR] 400 kV Bitola-Meliti | XFL_BI11_GMELIT11_1:line | -1179 |  | 1600 | -421 | 74 | []
BG_MK_CO_00001 | N-1 400kV Chervena Mogila - Stip | [MK-GR] 400 kV Bitola-Meliti | XFL_BI11_GMELIT11_1:line | 1175 |  | 1600 | -425 | 73 | []
MK_CO_00001 | N-1 400 kV Bitola-Dubrovo | [MK-GR] 400 kV Bitola-Meliti | XFL_BI11_GMELIT11_1:line | 1174 |  | 1600 | -426 | 73 | []
KS_CO_00001 | N-1 400 kV Kosovo B-Urosevac | [MK-GR] 400 kV Bitola-Meliti | XFL_BI11_GMELIT11_1:line | -1163 |  | 1600 | -437 | 73 | []
MK_CO_00002 | N-1 400 kV Dubrovo âStip | [MK-GR] 400 kV Bitola-Meliti | XFL_BI11_GMELIT11_1:line | 1160 |  | 1600 | -440 | 73 | []

## 2130Preventive
Detailed results
Generated at: | 2023-12-14 08:01
Business day: | 14.12.2023
Timestamp: | 21:30
Border & direction: | North-Greece Importing
Horizon: | ID
Remedial actions: | true
Evaluation type: | PREVENTIVE
TTC [MW]: | 2825
Fallback applied | false
Loading threshold | 0.7
Applied RAs
CO ID | RA ID | Name of the RA | Usage | Type | Location | Status
Limiting CNECs
CO ID | Name of the CO | Name of the CNE | CNE UCTE branch | Calculated I (A) | I max (PRE) | I max (CUR) | Margin (A) | Loading (%) | Applicable curative RAs
AL_GR_CO_00001 | N-1 400 kV Zemplak-Kardia | [MK-GR] 400 kV Bitola-Meliti | XFL_BI11_GMELIT11_1:line | 1597 | 1600 | 1600 | -3 | 100 | []
AL_CO_00002 | N-1 400 kV Elbasan 2-Zemlak | [MK-GR] 400 kV Bitola-Meliti | XFL_BI11_GMELIT11_1:line | 1514 | 1600 | 1600 | -86 | 95 | []
MK_GR_CO_00002 | N-1 400 kV Dubrovo-Thessaloniki | [MK-GR] 400 kV Bitola-Meliti | XFL_BI11_GMELIT11_1:line | 1497 | 1600 | 1600 | -103 | 94 | []
GR_CO_00001 | N-1 400 kV Filippoi-Nea Santa ck.2 | [MK-GR] 400 kV Bitola-Meliti | XFL_BI11_GMELIT11_1:line | 1418 | 1600 | 1600 | -182 | 89 | []
BG_CO_00001 | N-1 400kV Chervena Mogila - Blagoevgrad ck. 1 | [MK-GR] 400 kV Bitola-Meliti | XFL_BI11_GMELIT11_1:line | 1411 | 1600 | 1600 | -189 | 88 | []
BG_GR_CO_00001 | N-1 400 kV Blagoevgrad - Thessaloniki | [MK-GR] 400 kV Bitola-Meliti | XFL_BI11_GMELIT11_1:line | 1387 | 1600 | 1600 | -213 | 87 | []
GR_CO_00002 | N-1 400 kV Filippoi-Lagadas ck.2 | [MK-GR] 400 kV Bitola-Meliti | XFL_BI11_GMELIT11_1:line | 1343 | 1600 | 1600 | -257 | 84 | []
AL_CO_00001 | N-1 400 kV Elbasan 2-Tirana 2 | [MK-GR] 400 kV Bitola-Meliti | XFL_BI11_GMELIT11_1:line | 1320 | 1600 | 1600 | -280 | 82 | []
GR_CO_00004 | N-1 400 kV Amideo-Lagadas ck.2 | [MK-GR] 400 kV Bitola-Meliti | XFL_BI11_GMELIT11_1:line | 1309 | 1600 | 1600 | -291 | 82 | []
TR_GR_CO_00001 | N-1 400 kV Babaeski-N Santa | [MK-GR] 400 kV Bitola-Meliti | XFL_BI11_GMELIT11_1:line | 1277 | 1600 | 1600 | -323 | 80 | []
BG_GR_CO_00002 | N-1 400kV MARITSA IZTOK-NEA SANTA-CK-1 | [MK-GR] 400 kV Bitola-Meliti | XFL_BI11_GMELIT11_1:line | 1276 | 1600 | 1600 | -324 | 80 | []
AL_ME_CO_00001 | N-1 400 kV Tirana 2âPodgorica 2 | [MK-GR] 400 kV Bitola-Meliti | XFL_BI11_GMELIT11_1:line | 1243 | 1600 | 1600 | -357 | 78 | []
TR_CO_00001 | N-1 400 kV Habitabat NGCC -Babaeski | [MK-GR] 400 kV Bitola-Meliti | XFL_BI11_GMELIT11_1:line | 1241 | 1600 | 1600 | -359 | 78 | []
BG_CO_00009 | N-1 400kV Maritsa Iztok 2Â - Maritsa Iztok 3 | [MK-GR] 400 kV Bitola-Meliti | XFL_BI11_GMELIT11_1:line | 1236 | 1600 | 1600 | -364 | 77 | []
BC | Base Case | [MK-GR] 400 kV Bitola-Meliti | XFL_BI11_GMELIT11_1:line | 1235 | 1600 | 1600 | -365 | 77 | []
BG_TR_CO_00001 | N-1 400kV Maritsa 3 - Hamitabat 1 | [MK-GR] 400 kV Bitola-Meliti | XFL_BI11_GMELIT11_1:line | 1235 | 1600 | 1600 | -365 | 77 | []
BG_CO_00010 | N-1 400kV Maritsa Iztok â Maritsa Iztok 3 | [MK-GR] 400 kV Bitola-Meliti | XFL_BI11_GMELIT11_1:line | 1235 | 1600 | 1600 | -365 | 77 | []
BG_CO_00002 | N-1 400kV Sofia Zapad - Chervena Mogila ck. 1 | [MK-GR] 400 kV Bitola-Meliti | XFL_BI11_GMELIT11_1:line | 1234 | 1600 | 1600 | -366 | 77 | []
BG_TR_CO_00002 | N-1 400kV Maritsa 3 - Hamitabat 2 | [MK-GR] 400 kV Bitola-Meliti | XFL_BI11_GMELIT11_1:line | 1234 | 1600 | 1600 | -366 | 77 | []
BG_CO_00012 | Â N-1 400kV Varna - Burgas | [MK-GR] 400 kV Bitola-Meliti | XFL_BI11_GMELIT11_1:line | 1233 | 1600 | 1600 | -367 | 77 | []
RS_KS_CO_00002 | N-1 400 kV Kosovo B-Nis 2 | [MK-GR] 400 kV Bitola-Meliti | XFL_BI11_GMELIT11_1:line | 1230 | 1600 | 1600 | -370 | 77 | []
BG_CO_00016 | N-1 400kV Kozloduy - Sofia Zapad ck.2 | [MK-GR] 400 kV Bitola-Meliti | XFL_BI11_GMELIT11_1:line | 1229 | 1600 | 1600 | -371 | 77 | []
BG_RS_CO_00001 | N-1 400kV Sofia Zapad - Nis Â | [MK-GR] 400 kV Bitola-Meliti | XFL_BI11_GMELIT11_1:line | 1228 | 1600 | 1600 | -372 | 77 | []
BG_CO_00013 | N-1 400kV Burgas â Maritsa Iztok 2 | [MK-GR] 400 kV Bitola-Meliti | XFL_BI11_GMELIT11_1:line | 1227 | 1600 | 1600 | -373 | 77 | []
BG_CO_00011 | N-1 400kV Maritsa Iztok - Plovdiv | [MK-GR] 400 kV Bitola-Meliti | XFL_BI11_GMELIT11_1:line | 1226 | 1600 | 1600 | -374 | 77 | []
BG_CO_00007 | N-1 400kV Maritsa Iztok - Plovdiv ck. 2 | [MK-GR] 400 kV Bitola-Meliti | XFL_BI11_GMELIT11_1:line | 1224 | 1600 | 1600 | -376 | 77 | []
BG_CO_00006, BG_CO_00008 | N-1 400kV Plovdiv - Vetren , N-1 400kV Plovdiv - Vetren | [MK-GR] 400 kV Bitola-Meliti | XFL_BI11_GMELIT11_1:line | 1223 | 1600 | 1600 | -377 | 76 | []
KS_ME_CO_00001 | N-1 400 kV Pec 3-Ribarevina | [MK-GR] 400 kV Bitola-Meliti | XFL_BI11_GMELIT11_1:line | 1221 | 1600 | 1600 | -379 | 76 | []
RS_CO_00003 | N-1 400 kV Vranje 4 âLeskovac 2 | [MK-GR] 400 kV Bitola-Meliti | XFL_BI11_GMELIT11_1:line | 1214 | 1600 | 1600 | -386 | 76 | []
RS_CO_00004 | N-1 400 kV Nis 2 âLeskovac 2 | [MK-GR] 400 kV Bitola-Meliti | XFL_BI11_GMELIT11_1:line | 1211 | 1600 | 1600 | -389 | 76 | []
RS_MK_00001 | N-1 400 kV Vranje 4 -Stip | [MK-GR] 400 kV Bitola-Meliti | XFL_BI11_GMELIT11_1:line | 1211 | 1600 | 1600 | -389 | 76 | []
MK_CO_00003 | N-1 400 kV Skopje 4 âSkopje 5 | [MK-GR] 400 kV Bitola-Meliti | XFL_BI11_GMELIT11_1:line | -1178 | 1600 | 1600 | -422 | 74 | []
GR_CO_00005 | N-1 400 kV Thessaloniki-Lagadas ck.2 | [MK-GR] 400 kV Bitola-Meliti | XFL_BI11_GMELIT11_1:line | -1173 | 1600 | 1600 | -427 | 73 | []
GR_CO_00003 | N-1 400 kV Meliti-Amideo ck.2 | [MK-GR] 400 kV Dubrovo-Thessaloniki | XTH_DU11_GTHESS11_1:line | -1160 | 1600 | 1600 | -440 | 73 | []
MK_GR_CO_00001 | N-1 400 kV Bitola-Meliti | [MK-GR] 400 kV Dubrovo-Thessaloniki | XTH_DU11_GTHESS11_1:line | -1160 | 1600 | 1600 | -440 | 72 | []
MK_CO_00001 | N-1 400 kV Bitola-Dubrovo | [MK-GR] 400 kV Bitola-Meliti | XFL_BI11_GMELIT11_1:line | -1144 | 1600 | 1600 | -456 | 71 | []
MK_KS_CO_00001 | N-1 400 kV Skopje 5 âUrosevac | [MK-GR] 400 kV Bitola-Meliti | XFL_BI11_GMELIT11_1:line | -1134 | 1600 | 1600 | -466 | 71 | []
KS_CO_00001 | N-1 400 kV Kosovo B-Urosevac | [MK-GR] 400 kV Bitola-Meliti | XFL_BI11_GMELIT11_1:line | 1130 | 1600 | 1600 | -470 | 71 | []
BG_MK_CO_00001 | N-1 400kV Chervena Mogila - Stip | [MK-GR] 400 kV Bitola-Meliti | XFL_BI11_GMELIT11_1:line | 1126 | 1600 | 1600 | -474 | 70 | []

## 2130Curative
Detailed results
Generated at: | 2023-12-14 08:01
Business day: | 14.12.2023
Timestamp: | 21:30
Border & direction: | North-Greece Importing
Horizon: | ID
Remedial actions: | true
Evaluation type: | CURATIVE
TTC [MW]: | 2825
Fallback applied | false
Loading threshold | 0.7
Applied RAs
CO ID | RA ID | Name of the RA | Usage | Type | Location | Status
Limiting CNECs
CO ID | Name of the CO | Name of the CNE | CNE UCTE branch | Calculated I (A) | I max (PRE) | I max (CUR) | Margin (A) | Loading (%) | Applicable curative RAs
AL_GR_CO_00001 | N-1 400 kV Zemplak-Kardia | [MK-GR] 400 kV Bitola-Meliti | XFL_BI11_GMELIT11_1:line | 1597 |  | 1600 | -3 | 100 | []
AL_CO_00002 | N-1 400 kV Elbasan 2-Zemlak | [MK-GR] 400 kV Bitola-Meliti | XFL_BI11_GMELIT11_1:line | 1514 |  | 1600 | -86 | 95 | []
MK_GR_CO_00002 | N-1 400 kV Dubrovo-Thessaloniki | [MK-GR] 400 kV Bitola-Meliti | XFL_BI11_GMELIT11_1:line | 1497 |  | 1600 | -103 | 94 | []
GR_CO_00001 | N-1 400 kV Filippoi-Nea Santa ck.2 | [MK-GR] 400 kV Bitola-Meliti | XFL_BI11_GMELIT11_1:line | 1418 |  | 1600 | -182 | 89 | []
BG_CO_00001 | N-1 400kV Chervena Mogila - Blagoevgrad ck. 1 | [MK-GR] 400 kV Bitola-Meliti | XFL_BI11_GMELIT11_1:line | 1411 |  | 1600 | -189 | 88 | []
BG_GR_CO_00001 | N-1 400 kV Blagoevgrad - Thessaloniki | [MK-GR] 400 kV Bitola-Meliti | XFL_BI11_GMELIT11_1:line | 1387 |  | 1600 | -213 | 87 | []
GR_CO_00002 | N-1 400 kV Filippoi-Lagadas ck.2 | [MK-GR] 400 kV Bitola-Meliti | XFL_BI11_GMELIT11_1:line | 1343 |  | 1600 | -257 | 84 | []
AL_CO_00001 | N-1 400 kV Elbasan 2-Tirana 2 | [MK-GR] 400 kV Bitola-Meliti | XFL_BI11_GMELIT11_1:line | 1320 |  | 1600 | -280 | 82 | []
GR_CO_00004 | N-1 400 kV Amideo-Lagadas ck.2 | [MK-GR] 400 kV Bitola-Meliti | XFL_BI11_GMELIT11_1:line | 1309 |  | 1600 | -291 | 82 | []
TR_GR_CO_00001 | N-1 400 kV Babaeski-N Santa | [MK-GR] 400 kV Bitola-Meliti | XFL_BI11_GMELIT11_1:line | 1277 |  | 1600 | -323 | 80 | []
BG_GR_CO_00002 | N-1 400kV MARITSA IZTOK-NEA SANTA-CK-1 | [MK-GR] 400 kV Bitola-Meliti | XFL_BI11_GMELIT11_1:line | 1276 |  | 1600 | -324 | 80 | []
AL_ME_CO_00001 | N-1 400 kV Tirana 2âPodgorica 2 | [MK-GR] 400 kV Bitola-Meliti | XFL_BI11_GMELIT11_1:line | 1243 |  | 1600 | -357 | 78 | []
TR_CO_00001 | N-1 400 kV Habitabat NGCC -Babaeski | [MK-GR] 400 kV Bitola-Meliti | XFL_BI11_GMELIT11_1:line | 1241 |  | 1600 | -359 | 78 | []
BG_CO_00009 | N-1 400kV Maritsa Iztok 2Â - Maritsa Iztok 3 | [MK-GR] 400 kV Bitola-Meliti | XFL_BI11_GMELIT11_1:line | 1236 |  | 1600 | -364 | 77 | []
BC | Base Case | [MK-GR] 400 kV Bitola-Meliti | XFL_BI11_GMELIT11_1:line | 1235 |  | 1600 | -365 | 77 | []
BG_TR_CO_00001 | N-1 400kV Maritsa 3 - Hamitabat 1 | [MK-GR] 400 kV Bitola-Meliti | XFL_BI11_GMELIT11_1:line | 1235 |  | 1600 | -365 | 77 | []
BG_CO_00010 | N-1 400kV Maritsa Iztok â Maritsa Iztok 3 | [MK-GR] 400 kV Bitola-Meliti | XFL_BI11_GMELIT11_1:line | 1235 |  | 1600 | -365 | 77 | []
BG_CO_00002 | N-1 400kV Sofia Zapad - Chervena Mogila ck. 1 | [MK-GR] 400 kV Bitola-Meliti | XFL_BI11_GMELIT11_1:line | 1234 |  | 1600 | -366 | 77 | []
BG_TR_CO_00002 | N-1 400kV Maritsa 3 - Hamitabat 2 | [MK-GR] 400 kV Bitola-Meliti | XFL_BI11_GMELIT11_1:line | 1234 |  | 1600 | -366 | 77 | []
BG_CO_00012 | Â N-1 400kV Varna - Burgas | [MK-GR] 400 kV Bitola-Meliti | XFL_BI11_GMELIT11_1:line | 1233 |  | 1600 | -367 | 77 | []
RS_KS_CO_00002 | N-1 400 kV Kosovo B-Nis 2 | [MK-GR] 400 kV Bitola-Meliti | XFL_BI11_GMELIT11_1:line | 1230 |  | 1600 | -370 | 77 | []
BG_CO_00016 | N-1 400kV Kozloduy - Sofia Zapad ck.2 | [MK-GR] 400 kV Bitola-Meliti | XFL_BI11_GMELIT11_1:line | 1229 |  | 1600 | -371 | 77 | []
BG_RS_CO_00001 | N-1 400kV Sofia Zapad - Nis Â | [MK-GR] 400 kV Bitola-Meliti | XFL_BI11_GMELIT11_1:line | 1228 |  | 1600 | -372 | 77 | []
BG_CO_00013 | N-1 400kV Burgas â Maritsa Iztok 2 | [MK-GR] 400 kV Bitola-Meliti | XFL_BI11_GMELIT11_1:line | 1227 |  | 1600 | -373 | 77 | []
BG_CO_00011 | N-1 400kV Maritsa Iztok - Plovdiv | [MK-GR] 400 kV Bitola-Meliti | XFL_BI11_GMELIT11_1:line | 1226 |  | 1600 | -374 | 77 | []
BG_CO_00007 | N-1 400kV Maritsa Iztok - Plovdiv ck. 2 | [MK-GR] 400 kV Bitola-Meliti | XFL_BI11_GMELIT11_1:line | 1224 |  | 1600 | -376 | 77 | []
BG_CO_00006, BG_CO_00008 | N-1 400kV Plovdiv - Vetren , N-1 400kV Plovdiv - Vetren | [MK-GR] 400 kV Bitola-Meliti | XFL_BI11_GMELIT11_1:line | 1223 |  | 1600 | -377 | 76 | []
KS_ME_CO_00001 | N-1 400 kV Pec 3-Ribarevina | [MK-GR] 400 kV Bitola-Meliti | XFL_BI11_GMELIT11_1:line | 1221 |  | 1600 | -379 | 76 | []
RS_CO_00003 | N-1 400 kV Vranje 4 âLeskovac 2 | [MK-GR] 400 kV Bitola-Meliti | XFL_BI11_GMELIT11_1:line | 1214 |  | 1600 | -386 | 76 | []
RS_CO_00004 | N-1 400 kV Nis 2 âLeskovac 2 | [MK-GR] 400 kV Bitola-Meliti | XFL_BI11_GMELIT11_1:line | 1211 |  | 1600 | -389 | 76 | []
RS_MK_00001 | N-1 400 kV Vranje 4 -Stip | [MK-GR] 400 kV Bitola-Meliti | XFL_BI11_GMELIT11_1:line | 1211 |  | 1600 | -389 | 76 | []
MK_CO_00003 | N-1 400 kV Skopje 4 âSkopje 5 | [MK-GR] 400 kV Bitola-Meliti | XFL_BI11_GMELIT11_1:line | -1178 |  | 1600 | -422 | 74 | []
GR_CO_00005 | N-1 400 kV Thessaloniki-Lagadas ck.2 | [MK-GR] 400 kV Bitola-Meliti | XFL_BI11_GMELIT11_1:line | -1173 |  | 1600 | -427 | 73 | []
GR_CO_00003 | N-1 400 kV Meliti-Amideo ck.2 | [MK-GR] 400 kV Dubrovo-Thessaloniki | XTH_DU11_GTHESS11_1:line | -1160 |  | 1600 | -440 | 73 | []
MK_GR_CO_00001 | N-1 400 kV Bitola-Meliti | [MK-GR] 400 kV Dubrovo-Thessaloniki | XTH_DU11_GTHESS11_1:line | -1160 |  | 1600 | -440 | 72 | []
MK_CO_00001 | N-1 400 kV Bitola-Dubrovo | [MK-GR] 400 kV Bitola-Meliti | XFL_BI11_GMELIT11_1:line | -1144 |  | 1600 | -456 | 71 | []
MK_KS_CO_00001 | N-1 400 kV Skopje 5 âUrosevac | [MK-GR] 400 kV Bitola-Meliti | XFL_BI11_GMELIT11_1:line | -1134 |  | 1600 | -466 | 71 | []
KS_CO_00001 | N-1 400 kV Kosovo B-Urosevac | [MK-GR] 400 kV Bitola-Meliti | XFL_BI11_GMELIT11_1:line | 1130 |  | 1600 | -470 | 71 | []
BG_MK_CO_00001 | N-1 400kV Chervena Mogila - Stip | [MK-GR] 400 kV Bitola-Meliti | XFL_BI11_GMELIT11_1:line | 1126 |  | 1600 | -474 | 70 | []

## 2230Preventive
Detailed results
Generated at: | 2023-12-14 08:01
Business day: | 14.12.2023
Timestamp: | 22:30
Border & direction: | North-Greece Importing
Horizon: | ID
Remedial actions: | true
Evaluation type: | PREVENTIVE
TTC [MW]: | 2942
Fallback applied | false
Loading threshold | 0.7
Applied RAs
CO ID | RA ID | Name of the RA | Usage | Type | Location | Status
Limiting CNECs
CO ID | Name of the CO | Name of the CNE | CNE UCTE branch | Calculated I (A) | I max (PRE) | I max (CUR) | Margin (A) | Loading (%) | Applicable curative RAs
AL_GR_CO_00001 | N-1 400 kV Zemplak-Kardia | [MK-GR] 400 kV Bitola-Meliti | XFL_BI11_GMELIT11_1:line | 1596 | 1600 | 1600 | -4 | 100 | []
AL_CO_00002 | N-1 400 kV Elbasan 2-Zemlak | [MK-GR] 400 kV Bitola-Meliti | XFL_BI11_GMELIT11_1:line | 1501 | 1600 | 1600 | -99 | 94 | []
MK_GR_CO_00002 | N-1 400 kV Dubrovo-Thessaloniki | [MK-GR] 400 kV Bitola-Meliti | XFL_BI11_GMELIT11_1:line | 1459 | 1600 | 1600 | -141 | 91 | []
BG_CO_00001 | N-1 400kV Chervena Mogila - Blagoevgrad ck. 1 | [MK-GR] 400 kV Bitola-Meliti | XFL_BI11_GMELIT11_1:line | 1401 | 1600 | 1600 | -199 | 88 | []
GR_CO_00001 | N-1 400 kV Filippoi-Nea Santa ck.2 | [MK-GR] 400 kV Bitola-Meliti | XFL_BI11_GMELIT11_1:line | 1394 | 1600 | 1600 | -206 | 87 | []
BG_GR_CO_00001 | N-1 400 kV Blagoevgrad - Thessaloniki | [MK-GR] 400 kV Bitola-Meliti | XFL_BI11_GMELIT11_1:line | 1377 | 1600 | 1600 | -223 | 86 | []
GR_CO_00002 | N-1 400 kV Filippoi-Lagadas ck.2 | [MK-GR] 400 kV Bitola-Meliti | XFL_BI11_GMELIT11_1:line | 1319 | 1600 | 1600 | -281 | 82 | []
AL_CO_00001 | N-1 400 kV Elbasan 2-Tirana 2 | [MK-GR] 400 kV Bitola-Meliti | XFL_BI11_GMELIT11_1:line | 1299 | 1600 | 1600 | -301 | 81 | []
GR_CO_00004 | N-1 400 kV Amideo-Lagadas ck.2 | [MK-GR] 400 kV Bitola-Meliti | XFL_BI11_GMELIT11_1:line | 1286 | 1600 | 1600 | -314 | 80 | []
BG_GR_CO_00002 | N-1 400kV MARITSA IZTOK-NEA SANTA-CK-1 | [MK-GR] 400 kV Bitola-Meliti | XFL_BI11_GMELIT11_1:line | 1251 | 1600 | 1600 | -349 | 78 | []
TR_GR_CO_00001 | N-1 400 kV Babaeski-N Santa | [MK-GR] 400 kV Bitola-Meliti | XFL_BI11_GMELIT11_1:line | 1245 | 1600 | 1600 | -355 | 78 | []
AL_ME_CO_00001 | N-1 400 kV Tirana 2âPodgorica 2 | [MK-GR] 400 kV Bitola-Meliti | XFL_BI11_GMELIT11_1:line | 1223 | 1600 | 1600 | -377 | 76 | []
TR_CO_00001 | N-1 400 kV Habitabat NGCC -Babaeski | [MK-GR] 400 kV Bitola-Meliti | XFL_BI11_GMELIT11_1:line | 1210 | 1600 | 1600 | -390 | 76 | []
BG_CO_00009 | N-1 400kV Maritsa Iztok 2Â - Maritsa Iztok 3 | [MK-GR] 400 kV Bitola-Meliti | XFL_BI11_GMELIT11_1:line | 1206 | 1600 | 1600 | -394 | 75 | []
BG_TR_CO_00002 | N-1 400kV Maritsa 3 - Hamitabat 2 | [MK-GR] 400 kV Bitola-Meliti | XFL_BI11_GMELIT11_1:line | 1205 | 1600 | 1600 | -395 | 75 | []
BG_TR_CO_00001 | N-1 400kV Maritsa 3 - Hamitabat 1 | [MK-GR] 400 kV Bitola-Meliti | XFL_BI11_GMELIT11_1:line | 1205 | 1600 | 1600 | -395 | 75 | []
BC | Base Case | [MK-GR] 400 kV Bitola-Meliti | XFL_BI11_GMELIT11_1:line | 1204 | 1600 | 1600 | -396 | 75 | []
BG_CO_00010 | N-1 400kV Maritsa Iztok â Maritsa Iztok 3 | [MK-GR] 400 kV Bitola-Meliti | XFL_BI11_GMELIT11_1:line | 1204 | 1600 | 1600 | -396 | 75 | []
BG_CO_00012 | Â N-1 400kV Varna - Burgas | [MK-GR] 400 kV Bitola-Meliti | XFL_BI11_GMELIT11_1:line | 1203 | 1600 | 1600 | -397 | 75 | []
BG_CO_00002 | N-1 400kV Sofia Zapad - Chervena Mogila ck. 1 | [MK-GR] 400 kV Bitola-Meliti | XFL_BI11_GMELIT11_1:line | 1203 | 1600 | 1600 | -397 | 75 | []
BG_CO_00013 | N-1 400kV Burgas â Maritsa Iztok 2 | [MK-GR] 400 kV Bitola-Meliti | XFL_BI11_GMELIT11_1:line | 1198 | 1600 | 1600 | -402 | 75 | []
BG_CO_00016 | N-1 400kV Kozloduy - Sofia Zapad ck.2 | [MK-GR] 400 kV Bitola-Meliti | XFL_BI11_GMELIT11_1:line | 1197 | 1600 | 1600 | -403 | 75 | []
BG_CO_00011 | N-1 400kV Maritsa Iztok - Plovdiv | [MK-GR] 400 kV Bitola-Meliti | XFL_BI11_GMELIT11_1:line | 1196 | 1600 | 1600 | -404 | 75 | []
BG_RS_CO_00001 | N-1 400kV Sofia Zapad - Nis Â | [MK-GR] 400 kV Bitola-Meliti | XFL_BI11_GMELIT11_1:line | 1195 | 1600 | 1600 | -405 | 75 | []
BG_CO_00005, BG_CO_00007 | N-1 400kV Vetren - Chervena Mogila , N-1 400kV Maritsa Iztok - Plovdiv ck. 2 | [MK-GR] 400 kV Bitola-Meliti | XFL_BI11_GMELIT11_1:line | 1194 | 1600 | 1600 | -406 | 75 | []
BG_CO_00006, BG_CO_00008 | N-1 400kV Plovdiv - Vetren , N-1 400kV Plovdiv - Vetren | [MK-GR] 400 kV Bitola-Meliti | XFL_BI11_GMELIT11_1:line | 1193 | 1600 | 1600 | -407 | 75 | []
RS_KS_CO_00002 | N-1 400 kV Kosovo B-Nis 2 | [MK-GR] 400 kV Bitola-Meliti | XFL_BI11_GMELIT11_1:line | 1192 | 1600 | 1600 | -408 | 74 | []
KS_ME_CO_00001 | N-1 400 kV Pec 3-Ribarevina | [MK-GR] 400 kV Bitola-Meliti | XFL_BI11_GMELIT11_1:line | 1175 | 1600 | 1600 | -425 | 73 | []
RS_CO_00003 | N-1 400 kV Vranje 4 âLeskovac 2 | [MK-GR] 400 kV Bitola-Meliti | XFL_BI11_GMELIT11_1:line | 1174 | 1600 | 1600 | -426 | 73 | []
RS_MK_00001 | N-1 400 kV Vranje 4 -Stip | [MK-GR] 400 kV Bitola-Meliti | XFL_BI11_GMELIT11_1:line | 1174 | 1600 | 1600 | -426 | 73 | []
RS_CO_00004 | N-1 400 kV Nis 2 âLeskovac 2 | [MK-GR] 400 kV Bitola-Meliti | XFL_BI11_GMELIT11_1:line | 1168 | 1600 | 1600 | -432 | 73 | []
MK_CO_00003 | N-1 400 kV Skopje 4 âSkopje 5 | [MK-GR] 400 kV Bitola-Meliti | XFL_BI11_GMELIT11_1:line | -1144 | 1600 | 1600 | -456 | 71 | []
GR_CO_00005 | N-1 400 kV Thessaloniki-Lagadas ck.2 | [MK-GR] 400 kV Bitola-Meliti | XFL_BI11_GMELIT11_1:line | 1137 | 1600 | 1600 | -463 | 71 | []
MK_GR_CO_00001 | N-1 400 kV Bitola-Meliti | [MK-GR] 400 kV Dubrovo-Thessaloniki | XTH_DU11_GTHESS11_1:line | 1133 | 1600 | 1600 | -467 | 71 | []
GR_CO_00003 | N-1 400 kV Meliti-Amideo ck.2 | [MK-GR] 400 kV Dubrovo-Thessaloniki | XTH_DU11_GTHESS11_1:line | 1133 | 1600 | 1600 | -467 | 71 | []

## 2230Curative
Detailed results
Generated at: | 2023-12-14 08:01
Business day: | 14.12.2023
Timestamp: | 22:30
Border & direction: | North-Greece Importing
Horizon: | ID
Remedial actions: | true
Evaluation type: | CURATIVE
TTC [MW]: | 2942
Fallback applied | false
Loading threshold | 0.7
Applied RAs
CO ID | RA ID | Name of the RA | Usage | Type | Location | Status
Limiting CNECs
CO ID | Name of the CO | Name of the CNE | CNE UCTE branch | Calculated I (A) | I max (PRE) | I max (CUR) | Margin (A) | Loading (%) | Applicable curative RAs
AL_GR_CO_00001 | N-1 400 kV Zemplak-Kardia | [MK-GR] 400 kV Bitola-Meliti | XFL_BI11_GMELIT11_1:line | 1596 |  | 1600 | -4 | 100 | []
AL_CO_00002 | N-1 400 kV Elbasan 2-Zemlak | [MK-GR] 400 kV Bitola-Meliti | XFL_BI11_GMELIT11_1:line | 1501 |  | 1600 | -99 | 94 | []
MK_GR_CO_00002 | N-1 400 kV Dubrovo-Thessaloniki | [MK-GR] 400 kV Bitola-Meliti | XFL_BI11_GMELIT11_1:line | 1459 |  | 1600 | -141 | 91 | []
BG_CO_00001 | N-1 400kV Chervena Mogila - Blagoevgrad ck. 1 | [MK-GR] 400 kV Bitola-Meliti | XFL_BI11_GMELIT11_1:line | 1401 |  | 1600 | -199 | 88 | []
GR_CO_00001 | N-1 400 kV Filippoi-Nea Santa ck.2 | [MK-GR] 400 kV Bitola-Meliti | XFL_BI11_GMELIT11_1:line | 1394 |  | 1600 | -206 | 87 | []
BG_GR_CO_00001 | N-1 400 kV Blagoevgrad - Thessaloniki | [MK-GR] 400 kV Bitola-Meliti | XFL_BI11_GMELIT11_1:line | 1377 |  | 1600 | -223 | 86 | []
GR_CO_00002 | N-1 400 kV Filippoi-Lagadas ck.2 | [MK-GR] 400 kV Bitola-Meliti | XFL_BI11_GMELIT11_1:line | 1319 |  | 1600 | -281 | 82 | []
AL_CO_00001 | N-1 400 kV Elbasan 2-Tirana 2 | [MK-GR] 400 kV Bitola-Meliti | XFL_BI11_GMELIT11_1:line | 1299 |  | 1600 | -301 | 81 | []
GR_CO_00004 | N-1 400 kV Amideo-Lagadas ck.2 | [MK-GR] 400 kV Bitola-Meliti | XFL_BI11_GMELIT11_1:line | 1286 |  | 1600 | -314 | 80 | []
BG_GR_CO_00002 | N-1 400kV MARITSA IZTOK-NEA SANTA-CK-1 | [MK-GR] 400 kV Bitola-Meliti | XFL_BI11_GMELIT11_1:line | 1251 |  | 1600 | -349 | 78 | []
TR_GR_CO_00001 | N-1 400 kV Babaeski-N Santa | [MK-GR] 400 kV Bitola-Meliti | XFL_BI11_GMELIT11_1:line | 1245 |  | 1600 | -355 | 78 | []
AL_ME_CO_00001 | N-1 400 kV Tirana 2âPodgorica 2 | [MK-GR] 400 kV Bitola-Meliti | XFL_BI11_GMELIT11_1:line | 1223 |  | 1600 | -377 | 76 | []
TR_CO_00001 | N-1 400 kV Habitabat NGCC -Babaeski | [MK-GR] 400 kV Bitola-Meliti | XFL_BI11_GMELIT11_1:line | 1210 |  | 1600 | -390 | 76 | []
BG_CO_00009 | N-1 400kV Maritsa Iztok 2Â - Maritsa Iztok 3 | [MK-GR] 400 kV Bitola-Meliti | XFL_BI11_GMELIT11_1:line | 1206 |  | 1600 | -394 | 75 | []
BG_TR_CO_00002 | N-1 400kV Maritsa 3 - Hamitabat 2 | [MK-GR] 400 kV Bitola-Meliti | XFL_BI11_GMELIT11_1:line | 1205 |  | 1600 | -395 | 75 | []
BG_TR_CO_00001 | N-1 400kV Maritsa 3 - Hamitabat 1 | [MK-GR] 400 kV Bitola-Meliti | XFL_BI11_GMELIT11_1:line | 1205 |  | 1600 | -395 | 75 | []
BC | Base Case | [MK-GR] 400 kV Bitola-Meliti | XFL_BI11_GMELIT11_1:line | 1204 |  | 1600 | -396 | 75 | []
BG_CO_00010 | N-1 400kV Maritsa Iztok â Maritsa Iztok 3 | [MK-GR] 400 kV Bitola-Meliti | XFL_BI11_GMELIT11_1:line | 1204 |  | 1600 | -396 | 75 | []
BG_CO_00012 | Â N-1 400kV Varna - Burgas | [MK-GR] 400 kV Bitola-Meliti | XFL_BI11_GMELIT11_1:line | 1203 |  | 1600 | -397 | 75 | []
BG_CO_00002 | N-1 400kV Sofia Zapad - Chervena Mogila ck. 1 | [MK-GR] 400 kV Bitola-Meliti | XFL_BI11_GMELIT11_1:line | 1203 |  | 1600 | -397 | 75 | []
BG_CO_00013 | N-1 400kV Burgas â Maritsa Iztok 2 | [MK-GR] 400 kV Bitola-Meliti | XFL_BI11_GMELIT11_1:line | 1198 |  | 1600 | -402 | 75 | []
BG_CO_00016 | N-1 400kV Kozloduy - Sofia Zapad ck.2 | [MK-GR] 400 kV Bitola-Meliti | XFL_BI11_GMELIT11_1:line | 1197 |  | 1600 | -403 | 75 | []
BG_CO_00011 | N-1 400kV Maritsa Iztok - Plovdiv | [MK-GR] 400 kV Bitola-Meliti | XFL_BI11_GMELIT11_1:line | 1196 |  | 1600 | -404 | 75 | []
BG_RS_CO_00001 | N-1 400kV Sofia Zapad - Nis Â | [MK-GR] 400 kV Bitola-Meliti | XFL_BI11_GMELIT11_1:line | 1195 |  | 1600 | -405 | 75 | []
BG_CO_00005, BG_CO_00007 | N-1 400kV Vetren - Chervena Mogila , N-1 400kV Maritsa Iztok - Plovdiv ck. 2 | [MK-GR] 400 kV Bitola-Meliti | XFL_BI11_GMELIT11_1:line | 1194 |  | 1600 | -406 | 75 | []
BG_CO_00006, BG_CO_00008 | N-1 400kV Plovdiv - Vetren , N-1 400kV Plovdiv - Vetren | [MK-GR] 400 kV Bitola-Meliti | XFL_BI11_GMELIT11_1:line | 1193 |  | 1600 | -407 | 75 | []
RS_KS_CO_00002 | N-1 400 kV Kosovo B-Nis 2 | [MK-GR] 400 kV Bitola-Meliti | XFL_BI11_GMELIT11_1:line | 1192 |  | 1600 | -408 | 74 | []
KS_ME_CO_00001 | N-1 400 kV Pec 3-Ribarevina | [MK-GR] 400 kV Bitola-Meliti | XFL_BI11_GMELIT11_1:line | 1175 |  | 1600 | -425 | 73 | []
RS_CO_00003 | N-1 400 kV Vranje 4 âLeskovac 2 | [MK-GR] 400 kV Bitola-Meliti | XFL_BI11_GMELIT11_1:line | 1174 |  | 1600 | -426 | 73 | []
RS_MK_00001 | N-1 400 kV Vranje 4 -Stip | [MK-GR] 400 kV Bitola-Meliti | XFL_BI11_GMELIT11_1:line | 1174 |  | 1600 | -426 | 73 | []
RS_CO_00004 | N-1 400 kV Nis 2 âLeskovac 2 | [MK-GR] 400 kV Bitola-Meliti | XFL_BI11_GMELIT11_1:line | 1168 |  | 1600 | -432 | 73 | []
MK_CO_00003 | N-1 400 kV Skopje 4 âSkopje 5 | [MK-GR] 400 kV Bitola-Meliti | XFL_BI11_GMELIT11_1:line | -1144 |  | 1600 | -456 | 71 | []
GR_CO_00005 | N-1 400 kV Thessaloniki-Lagadas ck.2 | [MK-GR] 400 kV Bitola-Meliti | XFL_BI11_GMELIT11_1:line | 1137 |  | 1600 | -463 | 71 | []
MK_GR_CO_00001 | N-1 400 kV Bitola-Meliti | [MK-GR] 400 kV Dubrovo-Thessaloniki | XTH_DU11_GTHESS11_1:line | 1133 |  | 1600 | -467 | 71 | []
GR_CO_00003 | N-1 400 kV Meliti-Amideo ck.2 | [MK-GR] 400 kV Dubrovo-Thessaloniki | XTH_DU11_GTHESS11_1:line | 1133 |  | 1600 | -467 | 71 | []

## 2330Preventive
Detailed results
Generated at: | 2023-12-14 08:01
Business day: | 14.12.2023
Timestamp: | 23:30
Border & direction: | North-Greece Importing
Horizon: | ID
Remedial actions: | true
Evaluation type: | PREVENTIVE
TTC [MW]: | 2998
Fallback applied | false
Loading threshold | 0.7
Applied RAs
CO ID | RA ID | Name of the RA | Usage | Type | Location | Status
Limiting CNECs
CO ID | Name of the CO | Name of the CNE | CNE UCTE branch | Calculated I (A) | I max (PRE) | I max (CUR) | Margin (A) | Loading (%) | Applicable curative RAs
AL_GR_CO_00001 | N-1 400 kV Zemplak-Kardia | [MK-GR] 400 kV Bitola-Meliti | XFL_BI11_GMELIT11_1:line | 1592 | 1600 | 1600 | -8 | 100 | []
AL_CO_00002 | N-1 400 kV Elbasan 2-Zemlak | [MK-GR] 400 kV Bitola-Meliti | XFL_BI11_GMELIT11_1:line | 1492 | 1600 | 1600 | -108 | 93 | []
MK_GR_CO_00002 | N-1 400 kV Dubrovo-Thessaloniki | [MK-GR] 400 kV Bitola-Meliti | XFL_BI11_GMELIT11_1:line | 1490 | 1600 | 1600 | -110 | 93 | []
BG_CO_00001 | N-1 400kV Chervena Mogila - Blagoevgrad ck. 1 | [MK-GR] 400 kV Bitola-Meliti | XFL_BI11_GMELIT11_1:line | 1461 | 1600 | 1600 | -139 | 91 | []
GR_CO_00001 | N-1 400 kV Filippoi-Nea Santa ck.2 | [MK-GR] 400 kV Bitola-Meliti | XFL_BI11_GMELIT11_1:line | 1449 | 1600 | 1600 | -151 | 91 | []
BG_GR_CO_00001 | N-1 400 kV Blagoevgrad - Thessaloniki | [MK-GR] 400 kV Bitola-Meliti | XFL_BI11_GMELIT11_1:line | 1425 | 1600 | 1600 | -175 | 89 | []
GR_CO_00002 | N-1 400 kV Filippoi-Lagadas ck.2 | [MK-GR] 400 kV Bitola-Meliti | XFL_BI11_GMELIT11_1:line | 1364 | 1600 | 1600 | -236 | 85 | []
GR_CO_00004 | N-1 400 kV Amideo-Lagadas ck.2 | [MK-GR] 400 kV Bitola-Meliti | XFL_BI11_GMELIT11_1:line | 1329 | 1600 | 1600 | -271 | 83 | []
AL_CO_00001 | N-1 400 kV Elbasan 2-Tirana 2 | [MK-GR] 400 kV Bitola-Meliti | XFL_BI11_GMELIT11_1:line | 1328 | 1600 | 1600 | -272 | 83 | []
BG_GR_CO_00002 | N-1 400kV MARITSA IZTOK-NEA SANTA-CK-1 | [MK-GR] 400 kV Bitola-Meliti | XFL_BI11_GMELIT11_1:line | 1286 | 1600 | 1600 | -314 | 80 | []
TR_GR_CO_00001 | N-1 400 kV Babaeski-N Santa | [MK-GR] 400 kV Bitola-Meliti | XFL_BI11_GMELIT11_1:line | 1279 | 1600 | 1600 | -321 | 80 | []
AL_ME_CO_00001 | N-1 400 kV Tirana 2âPodgorica 2 | [MK-GR] 400 kV Bitola-Meliti | XFL_BI11_GMELIT11_1:line | 1263 | 1600 | 1600 | -337 | 79 | []
TR_CO_00001 | N-1 400 kV Habitabat NGCC -Babaeski | [MK-GR] 400 kV Bitola-Meliti | XFL_BI11_GMELIT11_1:line | 1241 | 1600 | 1600 | -359 | 78 | []
BG_CO_00002 | N-1 400kV Sofia Zapad - Chervena Mogila ck. 1 | [MK-GR] 400 kV Bitola-Meliti | XFL_BI11_GMELIT11_1:line | 1239 | 1600 | 1600 | -361 | 77 | []
BG_CO_00009 | N-1 400kV Maritsa Iztok 2Â - Maritsa Iztok 3 | [MK-GR] 400 kV Bitola-Meliti | XFL_BI11_GMELIT11_1:line | 1236 | 1600 | 1600 | -364 | 77 | []
BG_TR_CO_00002 | N-1 400kV Maritsa 3 - Hamitabat 2 | [MK-GR] 400 kV Bitola-Meliti | XFL_BI11_GMELIT11_1:line | 1236 | 1600 | 1600 | -364 | 77 | []
BG_TR_CO_00001 | N-1 400kV Maritsa 3 - Hamitabat 1 | [MK-GR] 400 kV Bitola-Meliti | XFL_BI11_GMELIT11_1:line | 1236 | 1600 | 1600 | -364 | 77 | []
BC | Base Case | [MK-GR] 400 kV Bitola-Meliti | XFL_BI11_GMELIT11_1:line | 1234 | 1600 | 1600 | -366 | 77 | []
BG_CO_00010 | N-1 400kV Maritsa Iztok â Maritsa Iztok 3 | [MK-GR] 400 kV Bitola-Meliti | XFL_BI11_GMELIT11_1:line | 1234 | 1600 | 1600 | -366 | 77 | []
BG_CO_00012 | Â N-1 400kV Varna - Burgas | [MK-GR] 400 kV Bitola-Meliti | XFL_BI11_GMELIT11_1:line | 1233 | 1600 | 1600 | -367 | 77 | []
BG_CO_00016 | N-1 400kV Kozloduy - Sofia Zapad ck.2 | [MK-GR] 400 kV Bitola-Meliti | XFL_BI11_GMELIT11_1:line | 1230 | 1600 | 1600 | -370 | 77 | []
BG_CO_00013 | N-1 400kV Burgas â Maritsa Iztok 2 | [MK-GR] 400 kV Bitola-Meliti | XFL_BI11_GMELIT11_1:line | 1228 | 1600 | 1600 | -372 | 77 | []
BG_CO_00011 | N-1 400kV Maritsa Iztok - Plovdiv | [MK-GR] 400 kV Bitola-Meliti | XFL_BI11_GMELIT11_1:line | 1226 | 1600 | 1600 | -374 | 77 | []
BG_CO_00005, BG_CO_00007 | N-1 400kV Vetren - Chervena Mogila , N-1 400kV Maritsa Iztok - Plovdiv ck. 2 | [MK-GR] 400 kV Bitola-Meliti | XFL_BI11_GMELIT11_1:line | 1223 | 1600 | 1600 | -377 | 76 | []
BG_CO_00006, BG_CO_00008 | N-1 400kV Plovdiv - Vetren , N-1 400kV Plovdiv - Vetren | [MK-GR] 400 kV Bitola-Meliti | XFL_BI11_GMELIT11_1:line | 1220 | 1600 | 1600 | -380 | 76 | []
RS_KS_CO_00002 | N-1 400 kV Kosovo B-Nis 2 | [MK-GR] 400 kV Bitola-Meliti | XFL_BI11_GMELIT11_1:line | 1220 | 1600 | 1600 | -380 | 76 | []
BG_RS_CO_00001 | N-1 400kV Sofia Zapad - Nis Â | [MK-GR] 400 kV Bitola-Meliti | XFL_BI11_GMELIT11_1:line | 1219 | 1600 | 1600 | -381 | 76 | []
KS_ME_CO_00001 | N-1 400 kV Pec 3-Ribarevina | [MK-GR] 400 kV Bitola-Meliti | XFL_BI11_GMELIT11_1:line | 1207 | 1600 | 1600 | -393 | 75 | []
RS_MK_00001 | N-1 400 kV Vranje 4 -Stip | [MK-GR] 400 kV Bitola-Meliti | XFL_BI11_GMELIT11_1:line | 1207 | 1600 | 1600 | -393 | 75 | []
RS_CO_00003 | N-1 400 kV Vranje 4 âLeskovac 2 | [MK-GR] 400 kV Bitola-Meliti | XFL_BI11_GMELIT11_1:line | 1205 | 1600 | 1600 | -395 | 75 | []
RS_CO_00004 | N-1 400 kV Nis 2 âLeskovac 2 | [MK-GR] 400 kV Bitola-Meliti | XFL_BI11_GMELIT11_1:line | 1198 | 1600 | 1600 | -402 | 75 | []
MK_CO_00003 | N-1 400 kV Skopje 4 âSkopje 5 | [MK-GR] 400 kV Bitola-Meliti | XFL_BI11_GMELIT11_1:line | -1181 | 1600 | 1600 | -419 | 74 | []
GR_CO_00005 | N-1 400 kV Thessaloniki-Lagadas ck.2 | [MK-GR] 400 kV Bitola-Meliti | XFL_BI11_GMELIT11_1:line | -1163 | 1600 | 1600 | -437 | 73 | []
GR_CO_00003 | N-1 400 kV Meliti-Amideo ck.2 | [MK-GR] 400 kV Dubrovo-Thessaloniki | XTH_DU11_GTHESS11_1:line | -1152 | 1600 | 1600 | -448 | 72 | []
MK_GR_CO_00001 | N-1 400 kV Bitola-Meliti | [MK-GR] 400 kV Dubrovo-Thessaloniki | XTH_DU11_GTHESS11_1:line | 1152 | 1600 | 1600 | -448 | 72 | []

## 2330Curative
Detailed results
Generated at: | 2023-12-14 08:01
Business day: | 14.12.2023
Timestamp: | 23:30
Border & direction: | North-Greece Importing
Horizon: | ID
Remedial actions: | true
Evaluation type: | CURATIVE
TTC [MW]: | 2998
Fallback applied | false
Loading threshold | 0.7
Applied RAs
CO ID | RA ID | Name of the RA | Usage | Type | Location | Status
Limiting CNECs
CO ID | Name of the CO | Name of the CNE | CNE UCTE branch | Calculated I (A) | I max (PRE) | I max (CUR) | Margin (A) | Loading (%) | Applicable curative RAs
AL_GR_CO_00001 | N-1 400 kV Zemplak-Kardia | [MK-GR] 400 kV Bitola-Meliti | XFL_BI11_GMELIT11_1:line | 1592 |  | 1600 | -8 | 100 | []
AL_CO_00002 | N-1 400 kV Elbasan 2-Zemlak | [MK-GR] 400 kV Bitola-Meliti | XFL_BI11_GMELIT11_1:line | 1492 |  | 1600 | -108 | 93 | []
MK_GR_CO_00002 | N-1 400 kV Dubrovo-Thessaloniki | [MK-GR] 400 kV Bitola-Meliti | XFL_BI11_GMELIT11_1:line | 1490 |  | 1600 | -110 | 93 | []
BG_CO_00001 | N-1 400kV Chervena Mogila - Blagoevgrad ck. 1 | [MK-GR] 400 kV Bitola-Meliti | XFL_BI11_GMELIT11_1:line | 1461 |  | 1600 | -139 | 91 | []
GR_CO_00001 | N-1 400 kV Filippoi-Nea Santa ck.2 | [MK-GR] 400 kV Bitola-Meliti | XFL_BI11_GMELIT11_1:line | 1449 |  | 1600 | -151 | 91 | []
BG_GR_CO_00001 | N-1 400 kV Blagoevgrad - Thessaloniki | [MK-GR] 400 kV Bitola-Meliti | XFL_BI11_GMELIT11_1:line | 1425 |  | 1600 | -175 | 89 | []
GR_CO_00002 | N-1 400 kV Filippoi-Lagadas ck.2 | [MK-GR] 400 kV Bitola-Meliti | XFL_BI11_GMELIT11_1:line | 1364 |  | 1600 | -236 | 85 | []
GR_CO_00004 | N-1 400 kV Amideo-Lagadas ck.2 | [MK-GR] 400 kV Bitola-Meliti | XFL_BI11_GMELIT11_1:line | 1329 |  | 1600 | -271 | 83 | []
AL_CO_00001 | N-1 400 kV Elbasan 2-Tirana 2 | [MK-GR] 400 kV Bitola-Meliti | XFL_BI11_GMELIT11_1:line | 1328 |  | 1600 | -272 | 83 | []
BG_GR_CO_00002 | N-1 400kV MARITSA IZTOK-NEA SANTA-CK-1 | [MK-GR] 400 kV Bitola-Meliti | XFL_BI11_GMELIT11_1:line | 1286 |  | 1600 | -314 | 80 | []
TR_GR_CO_00001 | N-1 400 kV Babaeski-N Santa | [MK-GR] 400 kV Bitola-Meliti | XFL_BI11_GMELIT11_1:line | 1279 |  | 1600 | -321 | 80 | []
AL_ME_CO_00001 | N-1 400 kV Tirana 2âPodgorica 2 | [MK-GR] 400 kV Bitola-Meliti | XFL_BI11_GMELIT11_1:line | 1263 |  | 1600 | -337 | 79 | []
TR_CO_00001 | N-1 400 kV Habitabat NGCC -Babaeski | [MK-GR] 400 kV Bitola-Meliti | XFL_BI11_GMELIT11_1:line | 1241 |  | 1600 | -359 | 78 | []
BG_CO_00002 | N-1 400kV Sofia Zapad - Chervena Mogila ck. 1 | [MK-GR] 400 kV Bitola-Meliti | XFL_BI11_GMELIT11_1:line | 1239 |  | 1600 | -361 | 77 | []
BG_CO_00009 | N-1 400kV Maritsa Iztok 2Â - Maritsa Iztok 3 | [MK-GR] 400 kV Bitola-Meliti | XFL_BI11_GMELIT11_1:line | 1236 |  | 1600 | -364 | 77 | []
BG_TR_CO_00002 | N-1 400kV Maritsa 3 - Hamitabat 2 | [MK-GR] 400 kV Bitola-Meliti | XFL_BI11_GMELIT11_1:line | 1236 |  | 1600 | -364 | 77 | []
BG_TR_CO_00001 | N-1 400kV Maritsa 3 - Hamitabat 1 | [MK-GR] 400 kV Bitola-Meliti | XFL_BI11_GMELIT11_1:line | 1236 |  | 1600 | -364 | 77 | []
BC | Base Case | [MK-GR] 400 kV Bitola-Meliti | XFL_BI11_GMELIT11_1:line | 1234 |  | 1600 | -366 | 77 | []
BG_CO_00010 | N-1 400kV Maritsa Iztok â Maritsa Iztok 3 | [MK-GR] 400 kV Bitola-Meliti | XFL_BI11_GMELIT11_1:line | 1234 |  | 1600 | -366 | 77 | []
BG_CO_00012 | Â N-1 400kV Varna - Burgas | [MK-GR] 400 kV Bitola-Meliti | XFL_BI11_GMELIT11_1:line | 1233 |  | 1600 | -367 | 77 | []
BG_CO_00016 | N-1 400kV Kozloduy - Sofia Zapad ck.2 | [MK-GR] 400 kV Bitola-Meliti | XFL_BI11_GMELIT11_1:line | 1230 |  | 1600 | -370 | 77 | []
BG_CO_00013 | N-1 400kV Burgas â Maritsa Iztok 2 | [MK-GR] 400 kV Bitola-Meliti | XFL_BI11_GMELIT11_1:line | 1228 |  | 1600 | -372 | 77 | []
BG_CO_00011 | N-1 400kV Maritsa Iztok - Plovdiv | [MK-GR] 400 kV Bitola-Meliti | XFL_BI11_GMELIT11_1:line | 1226 |  | 1600 | -374 | 77 | []
BG_CO_00005, BG_CO_00007 | N-1 400kV Vetren - Chervena Mogila , N-1 400kV Maritsa Iztok - Plovdiv ck. 2 | [MK-GR] 400 kV Bitola-Meliti | XFL_BI11_GMELIT11_1:line | 1223 |  | 1600 | -377 | 76 | []
BG_CO_00006, BG_CO_00008 | N-1 400kV Plovdiv - Vetren , N-1 400kV Plovdiv - Vetren | [MK-GR] 400 kV Bitola-Meliti | XFL_BI11_GMELIT11_1:line | 1220 |  | 1600 | -380 | 76 | []
RS_KS_CO_00002 | N-1 400 kV Kosovo B-Nis 2 | [MK-GR] 400 kV Bitola-Meliti | XFL_BI11_GMELIT11_1:line | 1220 |  | 1600 | -380 | 76 | []
BG_RS_CO_00001 | N-1 400kV Sofia Zapad - Nis Â | [MK-GR] 400 kV Bitola-Meliti | XFL_BI11_GMELIT11_1:line | 1219 |  | 1600 | -381 | 76 | []
KS_ME_CO_00001 | N-1 400 kV Pec 3-Ribarevina | [MK-GR] 400 kV Bitola-Meliti | XFL_BI11_GMELIT11_1:line | 1207 |  | 1600 | -393 | 75 | []
RS_MK_00001 | N-1 400 kV Vranje 4 -Stip | [MK-GR] 400 kV Bitola-Meliti | XFL_BI11_GMELIT11_1:line | 1207 |  | 1600 | -393 | 75 | []
RS_CO_00003 | N-1 400 kV Vranje 4 âLeskovac 2 | [MK-GR] 400 kV Bitola-Meliti | XFL_BI11_GMELIT11_1:line | 1205 |  | 1600 | -395 | 75 | []
RS_CO_00004 | N-1 400 kV Nis 2 âLeskovac 2 | [MK-GR] 400 kV Bitola-Meliti | XFL_BI11_GMELIT11_1:line | 1198 |  | 1600 | -402 | 75 | []
MK_CO_00003 | N-1 400 kV Skopje 4 âSkopje 5 | [MK-GR] 400 kV Bitola-Meliti | XFL_BI11_GMELIT11_1:line | -1181 |  | 1600 | -419 | 74 | []
GR_CO_00005 | N-1 400 kV Thessaloniki-Lagadas ck.2 | [MK-GR] 400 kV Bitola-Meliti | XFL_BI11_GMELIT11_1:line | -1163 |  | 1600 | -437 | 73 | []
GR_CO_00003 | N-1 400 kV Meliti-Amideo ck.2 | [MK-GR] 400 kV Dubrovo-Thessaloniki | XTH_DU11_GTHESS11_1:line | -1152 |  | 1600 | -448 | 72 | []
MK_GR_CO_00001 | N-1 400 kV Bitola-Meliti | [MK-GR] 400 kV Dubrovo-Thessaloniki | XTH_DU11_GTHESS11_1:line | 1152 |  | 1600 | -448 | 72 | []