## 0030Preventive
Detailed results
Generated at: | 2023-12-20 21:22
Business day: | 22.12.2023
Timestamp: | 00:30
Border & direction: | North-Greece Exporting
Horizon: | 2D
Remedial actions: | true
Evaluation type: | PREVENTIVE
TTC [MW]: | 2818
Fallback applied | false
Loading threshold | 0.7
Applied RAs
CO ID | RA ID | Name of the RA | Usage | Type | Location | Status
Limiting CNECs
CO ID | Name of the CO | Name of the CNE | CNE UCTE branch | Calculated I (A) | I max (PRE) | I max (CUR) | Margin (A) | Loading (%) | Applicable curative RAs
AL_GR_CO_00001 | N-1 400 kV Zemplak-Kardia | [MK-GR] 400 kV Bitola-Meliti | XFL_BI11_GMELIT11_1:line | -1597 | 1600 | 1600 | -3 | 100 | []
MK_GR_CO_00002 | N-1 400 kV Dubrovo-Thessaloniki | [MK-GR] 400 kV Bitola-Meliti | XFL_BI11_GMELIT11_1:line | -1588 | 1600 | 1600 | -12 | 99 | []
IT_GR_CO_00001 | N-1 400 kV Galatina-Arachthos | [MK-GR] 400 kV Bitola-Meliti | XFL_BI11_GMELIT11_1:line | -1494 | 1600 | 1600 | -106 | 93 | []
AL_CO_00002 | N-1 400 kV Elbasan 2-Zemlak | [MK-GR] 400 kV Bitola-Meliti | XFL_BI11_GMELIT11_1:line | -1490 | 1600 | 1600 | -110 | 93 | []
KS_CO_00001 | N-1 400 kV Kosovo B-Urosevac | [MK-GR] 400 kV Bitola-Meliti | XFL_BI11_GMELIT11_1:line | 1422 | 1600 | 1600 | -178 | 89 | []
MK_KS_CO_00001 | N-1 400 kV Skopje 5 âUrosevac | [MK-GR] 400 kV Bitola-Meliti | XFL_BI11_GMELIT11_1:line | 1403 | 1600 | 1600 | -197 | 88 | []
GR_CO_00001 | N-1 400 kV Filippoi-Nea Santa ck.2 | [MK-GR] 400 kV Bitola-Meliti | XFL_BI11_GMELIT11_1:line | -1397 | 1600 | 1600 | -203 | 87 | []
GR_CO_00002 | N-1 400 kV Filippoi-Lagadas ck.2 | [MK-GR] 400 kV Bitola-Meliti | XFL_BI11_GMELIT11_1:line | -1355 | 1600 | 1600 | -245 | 85 | []
BG_GR_CO_00001 | N-1 400 kV Blagoevgrad-Thessaloniki | [MK-GR] 400 kV Bitola-Meliti | XFL_BI11_GMELIT11_1:line | -1341 | 1600 | 1600 | -259 | 84 | []
GR_CO_00004 | N-1 400 kV Amideo-Lagadas ck.2 | [MK-GR] 400 kV Bitola-Meliti | XFL_BI11_GMELIT11_1:line | -1337 | 1600 | 1600 | -263 | 84 | []
AL_CO_00001 | N-1 400 kV Elbasan 2-Tirana 2 | [MK-GR] 400 kV Bitola-Meliti | XFL_BI11_GMELIT11_1:line | -1322 | 1600 | 1600 | -278 | 83 | []
TR_GR_CO_00001 | N-1 400 kV Babaeski-N Santa | [MK-GR] 400 kV Bitola-Meliti | XFL_BI11_GMELIT11_1:line | -1318 | 1600 | 1600 | -282 | 82 | []
BG_GR_CO_00002 | N-1 400 kV Maritsa Iztok-Nea Santa | [MK-GR] 400 kV Bitola-Meliti | XFL_BI11_GMELIT11_1:line | -1303 | 1600 | 1600 | -297 | 81 | []
KS_ME_CO_00001 | N-1 400 kV Pec 3-Ribarevina | [MK-GR] 400 kV Bitola-Meliti | XFL_BI11_GMELIT11_1:line | -1296 | 1600 | 1600 | -304 | 81 | []
RS_CO_00004 | N-1 400 kV Nis 2 âLeskovac 2 | [MK-GR] 400 kV Bitola-Meliti | XFL_BI11_GMELIT11_1:line | -1294 | 1600 | 1600 | -306 | 81 | []
BG_CO_00001 | N-1 400kV Chervena Mogila - Blagoevgrad ck. 2 | [MK-GR] 400 kV Bitola-Meliti | XFL_BI11_GMELIT11_1:line | -1293 | 1600 | 1600 | -307 | 81 | []
RS_MK_00001 | N-1 400 kV Vranje 4 -Stip | [MK-GR] 400 kV Bitola-Meliti | XFL_BI11_GMELIT11_1:line | -1291 | 1600 | 1600 | -309 | 81 | []
RS_CO_00003 | N-1 400 kV Vranje 4 âLeskovac 2 | [MK-GR] 400 kV Bitola-Meliti | XFL_BI11_GMELIT11_1:line | -1289 | 1600 | 1600 | -311 | 81 | []
GR_CO_00003 | N-1 400 kV Meliti-Amideo ck.2 | [MK-GR] 400 kV Dubrovo-Thessaloniki | XTH_DU11_GTHESS11_1:line | -1287 | 1600 | 1600 | -313 | 80 | []
MK_GR_CO_00001 | N-1 400 kV Bitola-Meliti | [MK-GR] 400 kV Dubrovo-Thessaloniki | XTH_DU11_GTHESS11_1:line | -1283 | 1600 | 1600 | -317 | 80 | []
BG_MK_CO_00001 | N-1 400kV Chervena Mogila - Stip Â | [MK-GR] 400 kV Bitola-Meliti | XFL_BI11_GMELIT11_1:line | -1277 | 1600 | 1600 | -323 | 80 | []
RS_KS_CO_00002 | N-1 400 kV Kosovo B-Nis 2 | [MK-GR] 400 kV Bitola-Meliti | XFL_BI11_GMELIT11_1:line | -1276 | 1600 | 1600 | -324 | 80 | []
BG_CO_00016 | N-1 400kV Kozloduy - Sofia Zapad ck.2 | [MK-GR] 400 kV Bitola-Meliti | XFL_BI11_GMELIT11_1:line | -1274 | 1600 | 1600 | -326 | 80 | []
TR_CO_00001 | N-1 400 kV Habitabat NGCC -Babaeski | [MK-GR] 400 kV Bitola-Meliti | XFL_BI11_GMELIT11_1:line | -1264 | 1600 | 1600 | -336 | 79 | []
BC | Base Case | [MK-GR] 400 kV Bitola-Meliti | XFL_BI11_GMELIT11_1:line | -1264 | 1600 | 1600 | -336 | 79 | []
BG_CO_00010 | N-1 400kV Maritsa Iztok â Maritsa Iztok 3 | [MK-GR] 400 kV Bitola-Meliti | XFL_BI11_GMELIT11_1:line | -1264 | 1600 | 1600 | -336 | 79 | []
BG_CO_00009 | N-1 400kV Maritsa Iztok 2Â - Maritsa Iztok 3 | [MK-GR] 400 kV Bitola-Meliti | XFL_BI11_GMELIT11_1:line | -1263 | 1600 | 1600 | -337 | 79 | []
BG_CO_00013 | N-1 400kV Burgas â Maritsa Iztok 2 | [MK-GR] 400 kV Bitola-Meliti | XFL_BI11_GMELIT11_1:line | -1263 | 1600 | 1600 | -337 | 79 | []
BG_TR_CO_00001 | N-1 400kV Maritsa 3 - Hamitabat 1 | [MK-GR] 400 kV Bitola-Meliti | XFL_BI11_GMELIT11_1:line | -1261 | 1600 | 1600 | -339 | 79 | []
BG_TR_CO_00002 | N-1 400kV Maritsa 3 - Hamitabat 2 | [MK-GR] 400 kV Bitola-Meliti | XFL_BI11_GMELIT11_1:line | -1260 | 1600 | 1600 | -340 | 79 | []
BG_CO_00012 | Â N-1 400kV Varna - Burgas | [MK-GR] 400 kV Bitola-Meliti | XFL_BI11_GMELIT11_1:line | -1260 | 1600 | 1600 | -340 | 79 | []
AL_ME_CO_00001 | N-1 400 kV Tirana 2âPodgorica 2 | [MK-GR] 400 kV Bitola-Meliti | XFL_BI11_GMELIT11_1:line | -1258 | 1600 | 1600 | -342 | 79 | []
BG_CO_00002 | N-1 400kV Sofia Zapad - Chervena Mogila ck. 2 | [MK-GR] 400 kV Bitola-Meliti | XFL_BI11_GMELIT11_1:line | -1255 | 1600 | 1600 | -345 | 78 | []
BG_CO_00011 | N-1 400kV Maritsa Iztok - Plovdiv | [MK-GR] 400 kV Bitola-Meliti | XFL_BI11_GMELIT11_1:line | -1252 | 1600 | 1600 | -348 | 78 | []
MK_CO_00002 | N-1 400 kV Dubrovo âStip | [MK-GR] 400 kV Bitola-Meliti | XFL_BI11_GMELIT11_1:line | -1250 | 1600 | 1600 | -350 | 78 | []
BG_RS_CO_00001 | N-1 400kV Sofia Zapad - Nis Â | [MK-GR] 400 kV Bitola-Meliti | XFL_BI11_GMELIT11_1:line | -1250 | 1600 | 1600 | -350 | 78 | []
BG_CO_00005, BG_CO_00007 | N-1 400kV Vetren - Chervena Mogila , N-1 400kV Vetren - Chervena Mogila | [MK-GR] 400 kV Bitola-Meliti | XFL_BI11_GMELIT11_1:line | -1214 | 1600 | 1600 | -386 | 76 | []
BG_CO_00006, BG_CO_00008 | N-1 400kV Plovdiv - Vetren , N-1 400kV Plovdiv - Vetren | [MK-GR] 400 kV Bitola-Meliti | XFL_BI11_GMELIT11_1:line | -1210 | 1600 | 1600 | -390 | 76 | []
MK_CO_00003 | N-1 400 kV Skopje 4 âSkopje 5 | [MK-GR] 400 kV Bitola-Meliti | XFL_BI11_GMELIT11_1:line | -1204 | 1600 | 1600 | -396 | 75 | []
GR_CO_00005 | N-1 400 kV Thessaloniki-Lagadas ck.2 | [MK-GR] 400 kV Bitola-Meliti | XFL_BI11_GMELIT11_1:line | -1187 | 1600 | 1600 | -413 | 74 | []
BG_GR_CO_00002 | N-1 400 kV Maritsa Iztok-Nea Santa | [TR-GR] 400 kV Babaeski-Nea Santa | XNS_BA11_GNSANT13_1:line | -1064 | 1517 | 1517 | -453 | 70 | []
MK_CO_00001 | N-1 400 kV Bitola-Dubrovo | [MK-GR] 400 kV Bitola-Meliti | XFL_BI11_GMELIT11_1:line | -1122 | 1600 | 1600 | -478 | 70 | []

## 0030Curative
Detailed results
Generated at: | 2023-12-20 21:22
Business day: | 22.12.2023
Timestamp: | 00:30
Border & direction: | North-Greece Exporting
Horizon: | 2D
Remedial actions: | true
Evaluation type: | CURATIVE
TTC [MW]: | 2818
Fallback applied | false
Loading threshold | 0.7
Applied RAs
CO ID | RA ID | Name of the RA | Usage | Type | Location | Status
Limiting CNECs
CO ID | Name of the CO | Name of the CNE | CNE UCTE branch | Calculated I (A) | I max (PRE) | I max (CUR) | Margin (A) | Loading (%) | Applicable curative RAs
AL_GR_CO_00001 | N-1 400 kV Zemplak-Kardia | [MK-GR] 400 kV Bitola-Meliti | XFL_BI11_GMELIT11_1:line | -1597 |  | 1600 | -3 | 100 | []
MK_GR_CO_00002 | N-1 400 kV Dubrovo-Thessaloniki | [MK-GR] 400 kV Bitola-Meliti | XFL_BI11_GMELIT11_1:line | -1588 |  | 1600 | -12 | 99 | []
IT_GR_CO_00001 | N-1 400 kV Galatina-Arachthos | [MK-GR] 400 kV Bitola-Meliti | XFL_BI11_GMELIT11_1:line | -1494 |  | 1600 | -106 | 93 | []
AL_CO_00002 | N-1 400 kV Elbasan 2-Zemlak | [MK-GR] 400 kV Bitola-Meliti | XFL_BI11_GMELIT11_1:line | -1490 |  | 1600 | -110 | 93 | []
KS_CO_00001 | N-1 400 kV Kosovo B-Urosevac | [MK-GR] 400 kV Bitola-Meliti | XFL_BI11_GMELIT11_1:line | 1422 |  | 1600 | -178 | 89 | []
MK_KS_CO_00001 | N-1 400 kV Skopje 5 âUrosevac | [MK-GR] 400 kV Bitola-Meliti | XFL_BI11_GMELIT11_1:line | 1403 |  | 1600 | -197 | 88 | []
GR_CO_00001 | N-1 400 kV Filippoi-Nea Santa ck.2 | [MK-GR] 400 kV Bitola-Meliti | XFL_BI11_GMELIT11_1:line | -1397 |  | 1600 | -203 | 87 | []
GR_CO_00002 | N-1 400 kV Filippoi-Lagadas ck.2 | [MK-GR] 400 kV Bitola-Meliti | XFL_BI11_GMELIT11_1:line | -1355 |  | 1600 | -245 | 85 | []
BG_GR_CO_00001 | N-1 400 kV Blagoevgrad-Thessaloniki | [MK-GR] 400 kV Bitola-Meliti | XFL_BI11_GMELIT11_1:line | -1341 |  | 1600 | -259 | 84 | []
GR_CO_00004 | N-1 400 kV Amideo-Lagadas ck.2 | [MK-GR] 400 kV Bitola-Meliti | XFL_BI11_GMELIT11_1:line | -1337 |  | 1600 | -263 | 84 | []
AL_CO_00001 | N-1 400 kV Elbasan 2-Tirana 2 | [MK-GR] 400 kV Bitola-Meliti | XFL_BI11_GMELIT11_1:line | -1322 |  | 1600 | -278 | 83 | []
TR_GR_CO_00001 | N-1 400 kV Babaeski-N Santa | [MK-GR] 400 kV Bitola-Meliti | XFL_BI11_GMELIT11_1:line | -1318 |  | 1600 | -282 | 82 | []
BG_GR_CO_00002 | N-1 400 kV Maritsa Iztok-Nea Santa | [MK-GR] 400 kV Bitola-Meliti | XFL_BI11_GMELIT11_1:line | -1303 |  | 1600 | -297 | 81 | []
KS_ME_CO_00001 | N-1 400 kV Pec 3-Ribarevina | [MK-GR] 400 kV Bitola-Meliti | XFL_BI11_GMELIT11_1:line | -1296 |  | 1600 | -304 | 81 | []
RS_CO_00004 | N-1 400 kV Nis 2 âLeskovac 2 | [MK-GR] 400 kV Bitola-Meliti | XFL_BI11_GMELIT11_1:line | -1294 |  | 1600 | -306 | 81 | []
BG_CO_00001 | N-1 400kV Chervena Mogila - Blagoevgrad ck. 2 | [MK-GR] 400 kV Bitola-Meliti | XFL_BI11_GMELIT11_1:line | -1293 |  | 1600 | -307 | 81 | []
RS_MK_00001 | N-1 400 kV Vranje 4 -Stip | [MK-GR] 400 kV Bitola-Meliti | XFL_BI11_GMELIT11_1:line | -1291 |  | 1600 | -309 | 81 | []
RS_CO_00003 | N-1 400 kV Vranje 4 âLeskovac 2 | [MK-GR] 400 kV Bitola-Meliti | XFL_BI11_GMELIT11_1:line | -1289 |  | 1600 | -311 | 81 | []
GR_CO_00003 | N-1 400 kV Meliti-Amideo ck.2 | [MK-GR] 400 kV Dubrovo-Thessaloniki | XTH_DU11_GTHESS11_1:line | -1287 |  | 1600 | -313 | 80 | []
MK_GR_CO_00001 | N-1 400 kV Bitola-Meliti | [MK-GR] 400 kV Dubrovo-Thessaloniki | XTH_DU11_GTHESS11_1:line | -1283 |  | 1600 | -317 | 80 | []
BG_MK_CO_00001 | N-1 400kV Chervena Mogila - Stip Â | [MK-GR] 400 kV Bitola-Meliti | XFL_BI11_GMELIT11_1:line | -1277 |  | 1600 | -323 | 80 | []
RS_KS_CO_00002 | N-1 400 kV Kosovo B-Nis 2 | [MK-GR] 400 kV Bitola-Meliti | XFL_BI11_GMELIT11_1:line | -1276 |  | 1600 | -324 | 80 | []
BG_CO_00016 | N-1 400kV Kozloduy - Sofia Zapad ck.2 | [MK-GR] 400 kV Bitola-Meliti | XFL_BI11_GMELIT11_1:line | -1274 |  | 1600 | -326 | 80 | []
TR_CO_00001 | N-1 400 kV Habitabat NGCC -Babaeski | [MK-GR] 400 kV Bitola-Meliti | XFL_BI11_GMELIT11_1:line | -1264 |  | 1600 | -336 | 79 | []
BC | Base Case | [MK-GR] 400 kV Bitola-Meliti | XFL_BI11_GMELIT11_1:line | -1264 |  | 1600 | -336 | 79 | []
BG_CO_00010 | N-1 400kV Maritsa Iztok â Maritsa Iztok 3 | [MK-GR] 400 kV Bitola-Meliti | XFL_BI11_GMELIT11_1:line | -1264 |  | 1600 | -336 | 79 | []
BG_CO_00009 | N-1 400kV Maritsa Iztok 2Â - Maritsa Iztok 3 | [MK-GR] 400 kV Bitola-Meliti | XFL_BI11_GMELIT11_1:line | -1263 |  | 1600 | -337 | 79 | []
BG_CO_00013 | N-1 400kV Burgas â Maritsa Iztok 2 | [MK-GR] 400 kV Bitola-Meliti | XFL_BI11_GMELIT11_1:line | -1263 |  | 1600 | -337 | 79 | []
BG_TR_CO_00001 | N-1 400kV Maritsa 3 - Hamitabat 1 | [MK-GR] 400 kV Bitola-Meliti | XFL_BI11_GMELIT11_1:line | -1261 |  | 1600 | -339 | 79 | []
BG_TR_CO_00002 | N-1 400kV Maritsa 3 - Hamitabat 2 | [MK-GR] 400 kV Bitola-Meliti | XFL_BI11_GMELIT11_1:line | -1260 |  | 1600 | -340 | 79 | []
BG_CO_00012 | Â N-1 400kV Varna - Burgas | [MK-GR] 400 kV Bitola-Meliti | XFL_BI11_GMELIT11_1:line | -1260 |  | 1600 | -340 | 79 | []
AL_ME_CO_00001 | N-1 400 kV Tirana 2âPodgorica 2 | [MK-GR] 400 kV Bitola-Meliti | XFL_BI11_GMELIT11_1:line | -1258 |  | 1600 | -342 | 79 | []
BG_CO_00002 | N-1 400kV Sofia Zapad - Chervena Mogila ck. 2 | [MK-GR] 400 kV Bitola-Meliti | XFL_BI11_GMELIT11_1:line | -1255 |  | 1600 | -345 | 78 | []
BG_CO_00011 | N-1 400kV Maritsa Iztok - Plovdiv | [MK-GR] 400 kV Bitola-Meliti | XFL_BI11_GMELIT11_1:line | -1252 |  | 1600 | -348 | 78 | []
MK_CO_00002 | N-1 400 kV Dubrovo âStip | [MK-GR] 400 kV Bitola-Meliti | XFL_BI11_GMELIT11_1:line | -1250 |  | 1600 | -350 | 78 | []
BG_RS_CO_00001 | N-1 400kV Sofia Zapad - Nis Â | [MK-GR] 400 kV Bitola-Meliti | XFL_BI11_GMELIT11_1:line | -1250 |  | 1600 | -350 | 78 | []
BG_CO_00005, BG_CO_00007 | N-1 400kV Vetren - Chervena Mogila , N-1 400kV Vetren - Chervena Mogila | [MK-GR] 400 kV Bitola-Meliti | XFL_BI11_GMELIT11_1:line | -1214 |  | 1600 | -386 | 76 | []
BG_CO_00006, BG_CO_00008 | N-1 400kV Plovdiv - Vetren , N-1 400kV Plovdiv - Vetren | [MK-GR] 400 kV Bitola-Meliti | XFL_BI11_GMELIT11_1:line | -1210 |  | 1600 | -390 | 76 | []
MK_CO_00003 | N-1 400 kV Skopje 4 âSkopje 5 | [MK-GR] 400 kV Bitola-Meliti | XFL_BI11_GMELIT11_1:line | -1204 |  | 1600 | -396 | 75 | []
GR_CO_00005 | N-1 400 kV Thessaloniki-Lagadas ck.2 | [MK-GR] 400 kV Bitola-Meliti | XFL_BI11_GMELIT11_1:line | -1187 |  | 1600 | -413 | 74 | []
BG_GR_CO_00002 | N-1 400 kV Maritsa Iztok-Nea Santa | [TR-GR] 400 kV Babaeski-Nea Santa | XNS_BA11_GNSANT13_1:line | -1064 |  | 1517 | -453 | 70 | []
MK_CO_00001 | N-1 400 kV Bitola-Dubrovo | [MK-GR] 400 kV Bitola-Meliti | XFL_BI11_GMELIT11_1:line | -1122 |  | 1600 | -478 | 70 | []

## 0130Preventive
Detailed results
Generated at: | 2023-12-20 21:22
Business day: | 22.12.2023
Timestamp: | 01:30
Border & direction: | North-Greece Exporting
Horizon: | 2D
Remedial actions: | true
Evaluation type: | PREVENTIVE
TTC [MW]: | 2595
Fallback applied | false
Loading threshold | 0.7
Applied RAs
CO ID | RA ID | Name of the RA | Usage | Type | Location | Status
Limiting CNECs
CO ID | Name of the CO | Name of the CNE | CNE UCTE branch | Calculated I (A) | I max (PRE) | I max (CUR) | Margin (A) | Loading (%) | Applicable curative RAs
AL_GR_CO_00001 | N-1 400 kV Zemplak-Kardia | [MK-GR] 400 kV Bitola-Meliti | XFL_BI11_GMELIT11_1:line | -1598 | 1600 | 1600 | -2 | 100 | []
MK_GR_CO_00002 | N-1 400 kV Dubrovo-Thessaloniki | [MK-GR] 400 kV Bitola-Meliti | XFL_BI11_GMELIT11_1:line | -1544 | 1600 | 1600 | -56 | 96 | []
AL_CO_00002 | N-1 400 kV Elbasan 2-Zemlak | [MK-GR] 400 kV Bitola-Meliti | XFL_BI11_GMELIT11_1:line | -1480 | 1600 | 1600 | -120 | 93 | []
MK_KS_CO_00001 | N-1 400 kV Skopje 5 âUrosevac | [MK-GR] 400 kV Bitola-Meliti | XFL_BI11_GMELIT11_1:line | -1416 | 1600 | 1600 | -184 | 88 | []
KS_CO_00001 | N-1 400 kV Kosovo B-Urosevac | [MK-GR] 400 kV Bitola-Meliti | XFL_BI11_GMELIT11_1:line | -1397 | 1600 | 1600 | -203 | 87 | []
GR_CO_00001 | N-1 400 kV Filippoi-Nea Santa ck.2 | [MK-GR] 400 kV Bitola-Meliti | XFL_BI11_GMELIT11_1:line | -1391 | 1600 | 1600 | -209 | 87 | []
IT_GR_CO_00001 | N-1 400 kV Galatina-Arachthos | [MK-GR] 400 kV Bitola-Meliti | XFL_BI11_GMELIT11_1:line | -1381 | 1600 | 1600 | -219 | 86 | []
GR_CO_00002 | N-1 400 kV Filippoi-Lagadas ck.2 | [MK-GR] 400 kV Bitola-Meliti | XFL_BI11_GMELIT11_1:line | -1345 | 1600 | 1600 | -255 | 84 | []
BG_GR_CO_00001 | N-1 400 kV Blagoevgrad-Thessaloniki | [MK-GR] 400 kV Bitola-Meliti | XFL_BI11_GMELIT11_1:line | -1335 | 1600 | 1600 | -265 | 83 | []
GR_CO_00004 | N-1 400 kV Amideo-Lagadas ck.2 | [MK-GR] 400 kV Bitola-Meliti | XFL_BI11_GMELIT11_1:line | -1321 | 1600 | 1600 | -279 | 83 | []
TR_GR_CO_00001 | N-1 400 kV Babaeski-N Santa | [MK-GR] 400 kV Bitola-Meliti | XFL_BI11_GMELIT11_1:line | -1300 | 1600 | 1600 | -300 | 81 | []
AL_CO_00001 | N-1 400 kV Elbasan 2-Tirana 2 | [MK-GR] 400 kV Bitola-Meliti | XFL_BI11_GMELIT11_1:line | -1296 | 1600 | 1600 | -304 | 81 | []
BG_GR_CO_00002 | N-1 400 kV Maritsa Iztok-Nea Santa | [MK-GR] 400 kV Bitola-Meliti | XFL_BI11_GMELIT11_1:line | -1282 | 1600 | 1600 | -318 | 80 | []
RS_CO_00004 | N-1 400 kV Nis 2 âLeskovac 2 | [MK-GR] 400 kV Bitola-Meliti | XFL_BI11_GMELIT11_1:line | -1274 | 1600 | 1600 | -326 | 80 | []
BG_CO_00001 | N-1 400kV Chervena Mogila - Blagoevgrad ck. 2 | [MK-GR] 400 kV Bitola-Meliti | XFL_BI11_GMELIT11_1:line | -1272 | 1600 | 1600 | -328 | 80 | []
KS_ME_CO_00001 | N-1 400 kV Pec 3-Ribarevina | [MK-GR] 400 kV Bitola-Meliti | XFL_BI11_GMELIT11_1:line | -1272 | 1600 | 1600 | -328 | 79 | []
RS_MK_00001 | N-1 400 kV Vranje 4 -Stip | [MK-GR] 400 kV Bitola-Meliti | XFL_BI11_GMELIT11_1:line | -1271 | 1600 | 1600 | -329 | 79 | []
RS_CO_00003 | N-1 400 kV Vranje 4 âLeskovac 2 | [MK-GR] 400 kV Bitola-Meliti | XFL_BI11_GMELIT11_1:line | -1269 | 1600 | 1600 | -331 | 79 | []
BG_MK_CO_00001 | N-1 400kV Chervena Mogila - Stip Â | [MK-GR] 400 kV Bitola-Meliti | XFL_BI11_GMELIT11_1:line | -1256 | 1600 | 1600 | -344 | 78 | []
RS_KS_CO_00002 | N-1 400 kV Kosovo B-Nis 2 | [MK-GR] 400 kV Bitola-Meliti | XFL_BI11_GMELIT11_1:line | -1254 | 1600 | 1600 | -346 | 78 | []
BG_CO_00016 | N-1 400kV Kozloduy - Sofia Zapad ck.2 | [MK-GR] 400 kV Bitola-Meliti | XFL_BI11_GMELIT11_1:line | -1252 | 1600 | 1600 | -348 | 78 | []
TR_CO_00001 | N-1 400 kV Habitabat NGCC -Babaeski | [MK-GR] 400 kV Bitola-Meliti | XFL_BI11_GMELIT11_1:line | -1241 | 1600 | 1600 | -359 | 78 | []
BC | Base Case | [MK-GR] 400 kV Bitola-Meliti | XFL_BI11_GMELIT11_1:line | -1241 | 1600 | 1600 | -359 | 78 | []
BG_CO_00007 | N-1 400kV Vetren - Chervena Mogila | [MK-GR] 400 kV Bitola-Meliti | XFL_BI11_GMELIT11_1:line | -1241 | 1600 | 1600 | -359 | 78 | []
BG_CO_00010 | N-1 400kV Maritsa Iztok â Maritsa Iztok 3 | [MK-GR] 400 kV Bitola-Meliti | XFL_BI11_GMELIT11_1:line | -1241 | 1600 | 1600 | -359 | 78 | []
BG_CO_00009 | N-1 400kV Maritsa Iztok 2Â - Maritsa Iztok 3 | [MK-GR] 400 kV Bitola-Meliti | XFL_BI11_GMELIT11_1:line | -1240 | 1600 | 1600 | -360 | 77 | []
BG_CO_00013 | N-1 400kV Burgas â Maritsa Iztok 2 | [MK-GR] 400 kV Bitola-Meliti | XFL_BI11_GMELIT11_1:line | -1239 | 1600 | 1600 | -361 | 77 | []
BG_CO_00002 | N-1 400kV Sofia Zapad - Chervena Mogila ck. 2 | [MK-GR] 400 kV Bitola-Meliti | XFL_BI11_GMELIT11_1:line | -1238 | 1600 | 1600 | -362 | 77 | []
BG_TR_CO_00001 | N-1 400kV Maritsa 3 - Hamitabat 1 | [MK-GR] 400 kV Bitola-Meliti | XFL_BI11_GMELIT11_1:line | -1238 | 1600 | 1600 | -362 | 77 | []
BG_CO_00012 | Â N-1 400kV Varna - Burgas | [MK-GR] 400 kV Bitola-Meliti | XFL_BI11_GMELIT11_1:line | -1237 | 1600 | 1600 | -363 | 77 | []
BG_TR_CO_00002 | N-1 400kV Maritsa 3 - Hamitabat 2 | [MK-GR] 400 kV Bitola-Meliti | XFL_BI11_GMELIT11_1:line | -1236 | 1600 | 1600 | -364 | 77 | []
GR_CO_00003 | N-1 400 kV Meliti-Amideo ck.2 | [MK-GR] 400 kV Dubrovo-Thessaloniki | XTH_DU11_GTHESS11_1:line | -1236 | 1600 | 1600 | -364 | 77 | []
MK_CO_00002 | N-1 400 kV Dubrovo âStip | [MK-GR] 400 kV Bitola-Meliti | XFL_BI11_GMELIT11_1:line | -1235 | 1600 | 1600 | -365 | 77 | []
AL_ME_CO_00001 | N-1 400 kV Tirana 2âPodgorica 2 | [MK-GR] 400 kV Bitola-Meliti | XFL_BI11_GMELIT11_1:line | -1234 | 1600 | 1600 | -366 | 77 | []
BG_CO_00011 | N-1 400kV Maritsa Iztok - Plovdiv | [MK-GR] 400 kV Bitola-Meliti | XFL_BI11_GMELIT11_1:line | -1232 | 1600 | 1600 | -368 | 77 | []
MK_GR_CO_00001 | N-1 400 kV Bitola-Meliti | [MK-GR] 400 kV Dubrovo-Thessaloniki | XTH_DU11_GTHESS11_1:line | -1230 | 1600 | 1600 | -370 | 77 | []
BG_RS_CO_00001 | N-1 400kV Sofia Zapad - Nis Â | [MK-GR] 400 kV Bitola-Meliti | XFL_BI11_GMELIT11_1:line | -1224 | 1600 | 1600 | -376 | 77 | []
MK_CO_00003 | N-1 400 kV Skopje 4 âSkopje 5 | [MK-GR] 400 kV Bitola-Meliti | XFL_BI11_GMELIT11_1:line | -1198 | 1600 | 1600 | -402 | 75 | []
BG_CO_00006, BG_CO_00008 | N-1 400kV Plovdiv - Vetren , N-1 400kV Plovdiv - Vetren | [MK-GR] 400 kV Bitola-Meliti | XFL_BI11_GMELIT11_1:line | -1188 | 1600 | 1600 | -412 | 74 | []
GR_CO_00005 | N-1 400 kV Thessaloniki-Lagadas ck.2 | [MK-GR] 400 kV Bitola-Meliti | XFL_BI11_GMELIT11_1:line | -1175 | 1600 | 1600 | -425 | 73 | []
BG_GR_CO_00002 | N-1 400 kV Maritsa Iztok-Nea Santa | [TR-GR] 400 kV Babaeski-Nea Santa | XNS_BA11_GNSANT13_1:line | -1065 | 1517 | 1517 | -452 | 70 | []

## 0130Curative
Detailed results
Generated at: | 2023-12-20 21:22
Business day: | 22.12.2023
Timestamp: | 01:30
Border & direction: | North-Greece Exporting
Horizon: | 2D
Remedial actions: | true
Evaluation type: | CURATIVE
TTC [MW]: | 2595
Fallback applied | false
Loading threshold | 0.7
Applied RAs
CO ID | RA ID | Name of the RA | Usage | Type | Location | Status
Limiting CNECs
CO ID | Name of the CO | Name of the CNE | CNE UCTE branch | Calculated I (A) | I max (PRE) | I max (CUR) | Margin (A) | Loading (%) | Applicable curative RAs
AL_GR_CO_00001 | N-1 400 kV Zemplak-Kardia | [MK-GR] 400 kV Bitola-Meliti | XFL_BI11_GMELIT11_1:line | -1598 |  | 1600 | -2 | 100 | []
MK_GR_CO_00002 | N-1 400 kV Dubrovo-Thessaloniki | [MK-GR] 400 kV Bitola-Meliti | XFL_BI11_GMELIT11_1:line | -1544 |  | 1600 | -56 | 96 | []
AL_CO_00002 | N-1 400 kV Elbasan 2-Zemlak | [MK-GR] 400 kV Bitola-Meliti | XFL_BI11_GMELIT11_1:line | -1480 |  | 1600 | -120 | 93 | []
MK_KS_CO_00001 | N-1 400 kV Skopje 5 âUrosevac | [MK-GR] 400 kV Bitola-Meliti | XFL_BI11_GMELIT11_1:line | -1416 |  | 1600 | -184 | 88 | []
KS_CO_00001 | N-1 400 kV Kosovo B-Urosevac | [MK-GR] 400 kV Bitola-Meliti | XFL_BI11_GMELIT11_1:line | -1397 |  | 1600 | -203 | 87 | []
GR_CO_00001 | N-1 400 kV Filippoi-Nea Santa ck.2 | [MK-GR] 400 kV Bitola-Meliti | XFL_BI11_GMELIT11_1:line | -1391 |  | 1600 | -209 | 87 | []
IT_GR_CO_00001 | N-1 400 kV Galatina-Arachthos | [MK-GR] 400 kV Bitola-Meliti | XFL_BI11_GMELIT11_1:line | -1381 |  | 1600 | -219 | 86 | []
GR_CO_00002 | N-1 400 kV Filippoi-Lagadas ck.2 | [MK-GR] 400 kV Bitola-Meliti | XFL_BI11_GMELIT11_1:line | -1345 |  | 1600 | -255 | 84 | []
BG_GR_CO_00001 | N-1 400 kV Blagoevgrad-Thessaloniki | [MK-GR] 400 kV Bitola-Meliti | XFL_BI11_GMELIT11_1:line | -1335 |  | 1600 | -265 | 83 | []
GR_CO_00004 | N-1 400 kV Amideo-Lagadas ck.2 | [MK-GR] 400 kV Bitola-Meliti | XFL_BI11_GMELIT11_1:line | -1321 |  | 1600 | -279 | 83 | []
TR_GR_CO_00001 | N-1 400 kV Babaeski-N Santa | [MK-GR] 400 kV Bitola-Meliti | XFL_BI11_GMELIT11_1:line | -1300 |  | 1600 | -300 | 81 | []
AL_CO_00001 | N-1 400 kV Elbasan 2-Tirana 2 | [MK-GR] 400 kV Bitola-Meliti | XFL_BI11_GMELIT11_1:line | -1296 |  | 1600 | -304 | 81 | []
BG_GR_CO_00002 | N-1 400 kV Maritsa Iztok-Nea Santa | [MK-GR] 400 kV Bitola-Meliti | XFL_BI11_GMELIT11_1:line | -1282 |  | 1600 | -318 | 80 | []
RS_CO_00004 | N-1 400 kV Nis 2 âLeskovac 2 | [MK-GR] 400 kV Bitola-Meliti | XFL_BI11_GMELIT11_1:line | -1274 |  | 1600 | -326 | 80 | []
BG_CO_00001 | N-1 400kV Chervena Mogila - Blagoevgrad ck. 2 | [MK-GR] 400 kV Bitola-Meliti | XFL_BI11_GMELIT11_1:line | -1272 |  | 1600 | -328 | 80 | []
KS_ME_CO_00001 | N-1 400 kV Pec 3-Ribarevina | [MK-GR] 400 kV Bitola-Meliti | XFL_BI11_GMELIT11_1:line | -1272 |  | 1600 | -328 | 79 | []
RS_MK_00001 | N-1 400 kV Vranje 4 -Stip | [MK-GR] 400 kV Bitola-Meliti | XFL_BI11_GMELIT11_1:line | -1271 |  | 1600 | -329 | 79 | []
RS_CO_00003 | N-1 400 kV Vranje 4 âLeskovac 2 | [MK-GR] 400 kV Bitola-Meliti | XFL_BI11_GMELIT11_1:line | -1269 |  | 1600 | -331 | 79 | []
BG_MK_CO_00001 | N-1 400kV Chervena Mogila - Stip Â | [MK-GR] 400 kV Bitola-Meliti | XFL_BI11_GMELIT11_1:line | -1256 |  | 1600 | -344 | 78 | []
RS_KS_CO_00002 | N-1 400 kV Kosovo B-Nis 2 | [MK-GR] 400 kV Bitola-Meliti | XFL_BI11_GMELIT11_1:line | -1254 |  | 1600 | -346 | 78 | []
BG_CO_00016 | N-1 400kV Kozloduy - Sofia Zapad ck.2 | [MK-GR] 400 kV Bitola-Meliti | XFL_BI11_GMELIT11_1:line | -1252 |  | 1600 | -348 | 78 | []
TR_CO_00001 | N-1 400 kV Habitabat NGCC -Babaeski | [MK-GR] 400 kV Bitola-Meliti | XFL_BI11_GMELIT11_1:line | -1241 |  | 1600 | -359 | 78 | []
BC | Base Case | [MK-GR] 400 kV Bitola-Meliti | XFL_BI11_GMELIT11_1:line | -1241 |  | 1600 | -359 | 78 | []
BG_CO_00007 | N-1 400kV Vetren - Chervena Mogila | [MK-GR] 400 kV Bitola-Meliti | XFL_BI11_GMELIT11_1:line | -1241 |  | 1600 | -359 | 78 | []
BG_CO_00010 | N-1 400kV Maritsa Iztok â Maritsa Iztok 3 | [MK-GR] 400 kV Bitola-Meliti | XFL_BI11_GMELIT11_1:line | -1241 |  | 1600 | -359 | 78 | []
BG_CO_00009 | N-1 400kV Maritsa Iztok 2Â - Maritsa Iztok 3 | [MK-GR] 400 kV Bitola-Meliti | XFL_BI11_GMELIT11_1:line | -1240 |  | 1600 | -360 | 77 | []
BG_CO_00013 | N-1 400kV Burgas â Maritsa Iztok 2 | [MK-GR] 400 kV Bitola-Meliti | XFL_BI11_GMELIT11_1:line | -1239 |  | 1600 | -361 | 77 | []
BG_CO_00002 | N-1 400kV Sofia Zapad - Chervena Mogila ck. 2 | [MK-GR] 400 kV Bitola-Meliti | XFL_BI11_GMELIT11_1:line | -1238 |  | 1600 | -362 | 77 | []
BG_TR_CO_00001 | N-1 400kV Maritsa 3 - Hamitabat 1 | [MK-GR] 400 kV Bitola-Meliti | XFL_BI11_GMELIT11_1:line | -1238 |  | 1600 | -362 | 77 | []
BG_CO_00012 | Â N-1 400kV Varna - Burgas | [MK-GR] 400 kV Bitola-Meliti | XFL_BI11_GMELIT11_1:line | -1237 |  | 1600 | -363 | 77 | []
BG_TR_CO_00002 | N-1 400kV Maritsa 3 - Hamitabat 2 | [MK-GR] 400 kV Bitola-Meliti | XFL_BI11_GMELIT11_1:line | -1236 |  | 1600 | -364 | 77 | []
GR_CO_00003 | N-1 400 kV Meliti-Amideo ck.2 | [MK-GR] 400 kV Dubrovo-Thessaloniki | XTH_DU11_GTHESS11_1:line | -1236 |  | 1600 | -364 | 77 | []
MK_CO_00002 | N-1 400 kV Dubrovo âStip | [MK-GR] 400 kV Bitola-Meliti | XFL_BI11_GMELIT11_1:line | -1235 |  | 1600 | -365 | 77 | []
AL_ME_CO_00001 | N-1 400 kV Tirana 2âPodgorica 2 | [MK-GR] 400 kV Bitola-Meliti | XFL_BI11_GMELIT11_1:line | -1234 |  | 1600 | -366 | 77 | []
BG_CO_00011 | N-1 400kV Maritsa Iztok - Plovdiv | [MK-GR] 400 kV Bitola-Meliti | XFL_BI11_GMELIT11_1:line | -1232 |  | 1600 | -368 | 77 | []
MK_GR_CO_00001 | N-1 400 kV Bitola-Meliti | [MK-GR] 400 kV Dubrovo-Thessaloniki | XTH_DU11_GTHESS11_1:line | -1230 |  | 1600 | -370 | 77 | []
BG_RS_CO_00001 | N-1 400kV Sofia Zapad - Nis Â | [MK-GR] 400 kV Bitola-Meliti | XFL_BI11_GMELIT11_1:line | -1224 |  | 1600 | -376 | 77 | []
MK_CO_00003 | N-1 400 kV Skopje 4 âSkopje 5 | [MK-GR] 400 kV Bitola-Meliti | XFL_BI11_GMELIT11_1:line | -1198 |  | 1600 | -402 | 75 | []
BG_CO_00006, BG_CO_00008 | N-1 400kV Plovdiv - Vetren , N-1 400kV Plovdiv - Vetren | [MK-GR] 400 kV Bitola-Meliti | XFL_BI11_GMELIT11_1:line | -1188 |  | 1600 | -412 | 74 | []
GR_CO_00005 | N-1 400 kV Thessaloniki-Lagadas ck.2 | [MK-GR] 400 kV Bitola-Meliti | XFL_BI11_GMELIT11_1:line | -1175 |  | 1600 | -425 | 73 | []
BG_GR_CO_00002 | N-1 400 kV Maritsa Iztok-Nea Santa | [TR-GR] 400 kV Babaeski-Nea Santa | XNS_BA11_GNSANT13_1:line | -1065 |  | 1517 | -452 | 70 | []

## 0230Preventive
Detailed results
Generated at: | 2023-12-20 21:22
Business day: | 22.12.2023
Timestamp: | 02:30
Border & direction: | North-Greece Exporting
Horizon: | 2D
Remedial actions: | true
Evaluation type: | PREVENTIVE
TTC [MW]: | 2652
Fallback applied | false
Loading threshold | 0.7
Applied RAs
CO ID | RA ID | Name of the RA | Usage | Type | Location | Status
Limiting CNECs
CO ID | Name of the CO | Name of the CNE | CNE UCTE branch | Calculated I (A) | I max (PRE) | I max (CUR) | Margin (A) | Loading (%) | Applicable curative RAs
AL_GR_CO_00001 | N-1 400 kV Zemplak-Kardia | [MK-GR] 400 kV Bitola-Meliti | XFL_BI11_GMELIT11_1:line | -1600 | 1600 | 1600 | 0 | 100 | []
MK_GR_CO_00002 | N-1 400 kV Dubrovo-Thessaloniki | [MK-GR] 400 kV Bitola-Meliti | XFL_BI11_GMELIT11_1:line | -1538 | 1600 | 1600 | -62 | 96 | []
AL_CO_00002 | N-1 400 kV Elbasan 2-Zemlak | [MK-GR] 400 kV Bitola-Meliti | XFL_BI11_GMELIT11_1:line | -1475 | 1600 | 1600 | -125 | 92 | []
IT_GR_CO_00001 | N-1 400 kV Galatina-Arachthos | [MK-GR] 400 kV Bitola-Meliti | XFL_BI11_GMELIT11_1:line | -1444 | 1600 | 1600 | -156 | 90 | []
MK_KS_CO_00001 | N-1 400 kV Skopje 5 âUrosevac | [MK-GR] 400 kV Bitola-Meliti | XFL_BI11_GMELIT11_1:line | -1400 | 1600 | 1600 | -200 | 87 | []
GR_CO_00001 | N-1 400 kV Filippoi-Nea Santa ck.2 | [MK-GR] 400 kV Bitola-Meliti | XFL_BI11_GMELIT11_1:line | -1385 | 1600 | 1600 | -215 | 87 | []
KS_CO_00001 | N-1 400 kV Kosovo B-Urosevac | [MK-GR] 400 kV Bitola-Meliti | XFL_BI11_GMELIT11_1:line | -1377 | 1600 | 1600 | -223 | 86 | []
GR_CO_00002 | N-1 400 kV Filippoi-Lagadas ck.2 | [MK-GR] 400 kV Bitola-Meliti | XFL_BI11_GMELIT11_1:line | -1340 | 1600 | 1600 | -260 | 84 | []
BG_GR_CO_00001 | N-1 400 kV Blagoevgrad-Thessaloniki | [MK-GR] 400 kV Bitola-Meliti | XFL_BI11_GMELIT11_1:line | -1327 | 1600 | 1600 | -273 | 83 | []
GR_CO_00004 | N-1 400 kV Amideo-Lagadas ck.2 | [MK-GR] 400 kV Bitola-Meliti | XFL_BI11_GMELIT11_1:line | -1316 | 1600 | 1600 | -284 | 82 | []
TR_GR_CO_00001 | N-1 400 kV Babaeski-N Santa | [MK-GR] 400 kV Bitola-Meliti | XFL_BI11_GMELIT11_1:line | -1294 | 1600 | 1600 | -306 | 81 | []
AL_CO_00001 | N-1 400 kV Elbasan 2-Tirana 2 | [MK-GR] 400 kV Bitola-Meliti | XFL_BI11_GMELIT11_1:line | -1293 | 1600 | 1600 | -307 | 81 | []
BG_GR_CO_00002 | N-1 400 kV Maritsa Iztok-Nea Santa | [MK-GR] 400 kV Bitola-Meliti | XFL_BI11_GMELIT11_1:line | -1279 | 1600 | 1600 | -321 | 80 | []
BG_CO_00001 | N-1 400kV Chervena Mogila - Blagoevgrad ck. 2 | [MK-GR] 400 kV Bitola-Meliti | XFL_BI11_GMELIT11_1:line | -1270 | 1600 | 1600 | -330 | 79 | []
RS_CO_00004 | N-1 400 kV Nis 2 âLeskovac 2 | [MK-GR] 400 kV Bitola-Meliti | XFL_BI11_GMELIT11_1:line | -1266 | 1600 | 1600 | -334 | 79 | []
RS_MK_00001 | N-1 400 kV Vranje 4 -Stip | [MK-GR] 400 kV Bitola-Meliti | XFL_BI11_GMELIT11_1:line | -1263 | 1600 | 1600 | -337 | 79 | []
RS_CO_00003 | N-1 400 kV Vranje 4 âLeskovac 2 | [MK-GR] 400 kV Bitola-Meliti | XFL_BI11_GMELIT11_1:line | -1261 | 1600 | 1600 | -339 | 79 | []
KS_ME_CO_00001 | N-1 400 kV Pec 3-Ribarevina | [MK-GR] 400 kV Bitola-Meliti | XFL_BI11_GMELIT11_1:line | -1256 | 1600 | 1600 | -344 | 79 | []
RS_KS_CO_00002 | N-1 400 kV Kosovo B-Nis 2 | [MK-GR] 400 kV Bitola-Meliti | XFL_BI11_GMELIT11_1:line | -1246 | 1600 | 1600 | -354 | 78 | []
BG_CO_00016 | N-1 400kV Kozloduy - Sofia Zapad ck.2 | [MK-GR] 400 kV Bitola-Meliti | XFL_BI11_GMELIT11_1:line | -1245 | 1600 | 1600 | -355 | 78 | []
BG_MK_CO_00001 | N-1 400kV Chervena Mogila - Stip Â | [MK-GR] 400 kV Bitola-Meliti | XFL_BI11_GMELIT11_1:line | -1237 | 1600 | 1600 | -363 | 77 | []
BC | Base Case | [MK-GR] 400 kV Bitola-Meliti | XFL_BI11_GMELIT11_1:line | -1236 | 1600 | 1600 | -364 | 77 | []
BG_CO_00007 | N-1 400kV Vetren - Chervena Mogila | [MK-GR] 400 kV Bitola-Meliti | XFL_BI11_GMELIT11_1:line | -1236 | 1600 | 1600 | -364 | 77 | []
BG_CO_00010 | N-1 400kV Maritsa Iztok â Maritsa Iztok 3 | [MK-GR] 400 kV Bitola-Meliti | XFL_BI11_GMELIT11_1:line | -1236 | 1600 | 1600 | -364 | 77 | []
TR_CO_00001 | N-1 400 kV Habitabat NGCC -Babaeski | [MK-GR] 400 kV Bitola-Meliti | XFL_BI11_GMELIT11_1:line | -1236 | 1600 | 1600 | -364 | 77 | []
BG_CO_00009 | N-1 400kV Maritsa Iztok 2Â - Maritsa Iztok 3 | [MK-GR] 400 kV Bitola-Meliti | XFL_BI11_GMELIT11_1:line | -1235 | 1600 | 1600 | -365 | 77 | []
BG_CO_00013 | N-1 400kV Burgas â Maritsa Iztok 2 | [MK-GR] 400 kV Bitola-Meliti | XFL_BI11_GMELIT11_1:line | -1234 | 1600 | 1600 | -366 | 77 | []
GR_CO_00003 | N-1 400 kV Meliti-Amideo ck.2 | [MK-GR] 400 kV Dubrovo-Thessaloniki | XTH_DU11_GTHESS11_1:line | -1233 | 1600 | 1600 | -367 | 77 | []
BG_TR_CO_00001 | N-1 400kV Maritsa 3 - Hamitabat 1 | [MK-GR] 400 kV Bitola-Meliti | XFL_BI11_GMELIT11_1:line | -1233 | 1600 | 1600 | -367 | 77 | []
BG_CO_00012 | Â N-1 400kV Varna - Burgas | [MK-GR] 400 kV Bitola-Meliti | XFL_BI11_GMELIT11_1:line | -1231 | 1600 | 1600 | -369 | 77 | []
BG_TR_CO_00002 | N-1 400kV Maritsa 3 - Hamitabat 2 | [MK-GR] 400 kV Bitola-Meliti | XFL_BI11_GMELIT11_1:line | -1231 | 1600 | 1600 | -369 | 77 | []
BG_CO_00002 | N-1 400kV Sofia Zapad - Chervena Mogila ck. 2 | [MK-GR] 400 kV Bitola-Meliti | XFL_BI11_GMELIT11_1:line | -1231 | 1600 | 1600 | -369 | 77 | []
AL_ME_CO_00001 | N-1 400 kV Tirana 2âPodgorica 2 | [MK-GR] 400 kV Bitola-Meliti | XFL_BI11_GMELIT11_1:line | -1230 | 1600 | 1600 | -370 | 77 | []
BG_CO_00011 | N-1 400kV Maritsa Iztok - Plovdiv | [MK-GR] 400 kV Bitola-Meliti | XFL_BI11_GMELIT11_1:line | -1228 | 1600 | 1600 | -372 | 77 | []
MK_GR_CO_00001 | N-1 400 kV Bitola-Meliti | [MK-GR] 400 kV Dubrovo-Thessaloniki | XTH_DU11_GTHESS11_1:line | -1227 | 1600 | 1600 | -373 | 77 | []
MK_CO_00002 | N-1 400 kV Dubrovo âStip | [MK-GR] 400 kV Bitola-Meliti | XFL_BI11_GMELIT11_1:line | -1219 | 1600 | 1600 | -381 | 76 | []
BG_RS_CO_00001 | N-1 400kV Sofia Zapad - Nis Â | [MK-GR] 400 kV Bitola-Meliti | XFL_BI11_GMELIT11_1:line | -1217 | 1600 | 1600 | -383 | 76 | []
MK_CO_00003 | N-1 400 kV Skopje 4 âSkopje 5 | [MK-GR] 400 kV Bitola-Meliti | XFL_BI11_GMELIT11_1:line | -1194 | 1600 | 1600 | -406 | 75 | []
BG_CO_00006, BG_CO_00008 | N-1 400kV Plovdiv - Vetren , N-1 400kV Plovdiv - Vetren | [MK-GR] 400 kV Bitola-Meliti | XFL_BI11_GMELIT11_1:line | -1182 | 1600 | 1600 | -418 | 74 | []
GR_CO_00005 | N-1 400 kV Thessaloniki-Lagadas ck.2 | [MK-GR] 400 kV Bitola-Meliti | XFL_BI11_GMELIT11_1:line | -1169 | 1600 | 1600 | -431 | 73 | []
BG_GR_CO_00002 | N-1 400 kV Maritsa Iztok-Nea Santa | [TR-GR] 400 kV Babaeski-Nea Santa | XNS_BA11_GNSANT13_1:line | -1098 | 1517 | 1517 | -419 | 72 | []

## 0230Curative
Detailed results
Generated at: | 2023-12-20 21:22
Business day: | 22.12.2023
Timestamp: | 02:30
Border & direction: | North-Greece Exporting
Horizon: | 2D
Remedial actions: | true
Evaluation type: | CURATIVE
TTC [MW]: | 2652
Fallback applied | false
Loading threshold | 0.7
Applied RAs
CO ID | RA ID | Name of the RA | Usage | Type | Location | Status
Limiting CNECs
CO ID | Name of the CO | Name of the CNE | CNE UCTE branch | Calculated I (A) | I max (PRE) | I max (CUR) | Margin (A) | Loading (%) | Applicable curative RAs
AL_GR_CO_00001 | N-1 400 kV Zemplak-Kardia | [MK-GR] 400 kV Bitola-Meliti | XFL_BI11_GMELIT11_1:line | -1600 |  | 1600 | 0 | 100 | []
MK_GR_CO_00002 | N-1 400 kV Dubrovo-Thessaloniki | [MK-GR] 400 kV Bitola-Meliti | XFL_BI11_GMELIT11_1:line | -1538 |  | 1600 | -62 | 96 | []
AL_CO_00002 | N-1 400 kV Elbasan 2-Zemlak | [MK-GR] 400 kV Bitola-Meliti | XFL_BI11_GMELIT11_1:line | -1475 |  | 1600 | -125 | 92 | []
IT_GR_CO_00001 | N-1 400 kV Galatina-Arachthos | [MK-GR] 400 kV Bitola-Meliti | XFL_BI11_GMELIT11_1:line | -1444 |  | 1600 | -156 | 90 | []
MK_KS_CO_00001 | N-1 400 kV Skopje 5 âUrosevac | [MK-GR] 400 kV Bitola-Meliti | XFL_BI11_GMELIT11_1:line | -1400 |  | 1600 | -200 | 87 | []
GR_CO_00001 | N-1 400 kV Filippoi-Nea Santa ck.2 | [MK-GR] 400 kV Bitola-Meliti | XFL_BI11_GMELIT11_1:line | -1385 |  | 1600 | -215 | 87 | []
KS_CO_00001 | N-1 400 kV Kosovo B-Urosevac | [MK-GR] 400 kV Bitola-Meliti | XFL_BI11_GMELIT11_1:line | -1377 |  | 1600 | -223 | 86 | []
GR_CO_00002 | N-1 400 kV Filippoi-Lagadas ck.2 | [MK-GR] 400 kV Bitola-Meliti | XFL_BI11_GMELIT11_1:line | -1340 |  | 1600 | -260 | 84 | []
BG_GR_CO_00001 | N-1 400 kV Blagoevgrad-Thessaloniki | [MK-GR] 400 kV Bitola-Meliti | XFL_BI11_GMELIT11_1:line | -1327 |  | 1600 | -273 | 83 | []
GR_CO_00004 | N-1 400 kV Amideo-Lagadas ck.2 | [MK-GR] 400 kV Bitola-Meliti | XFL_BI11_GMELIT11_1:line | -1316 |  | 1600 | -284 | 82 | []
TR_GR_CO_00001 | N-1 400 kV Babaeski-N Santa | [MK-GR] 400 kV Bitola-Meliti | XFL_BI11_GMELIT11_1:line | -1294 |  | 1600 | -306 | 81 | []
AL_CO_00001 | N-1 400 kV Elbasan 2-Tirana 2 | [MK-GR] 400 kV Bitola-Meliti | XFL_BI11_GMELIT11_1:line | -1293 |  | 1600 | -307 | 81 | []
BG_GR_CO_00002 | N-1 400 kV Maritsa Iztok-Nea Santa | [MK-GR] 400 kV Bitola-Meliti | XFL_BI11_GMELIT11_1:line | -1279 |  | 1600 | -321 | 80 | []
BG_CO_00001 | N-1 400kV Chervena Mogila - Blagoevgrad ck. 2 | [MK-GR] 400 kV Bitola-Meliti | XFL_BI11_GMELIT11_1:line | -1270 |  | 1600 | -330 | 79 | []
RS_CO_00004 | N-1 400 kV Nis 2 âLeskovac 2 | [MK-GR] 400 kV Bitola-Meliti | XFL_BI11_GMELIT11_1:line | -1266 |  | 1600 | -334 | 79 | []
RS_MK_00001 | N-1 400 kV Vranje 4 -Stip | [MK-GR] 400 kV Bitola-Meliti | XFL_BI11_GMELIT11_1:line | -1263 |  | 1600 | -337 | 79 | []
RS_CO_00003 | N-1 400 kV Vranje 4 âLeskovac 2 | [MK-GR] 400 kV Bitola-Meliti | XFL_BI11_GMELIT11_1:line | -1261 |  | 1600 | -339 | 79 | []
KS_ME_CO_00001 | N-1 400 kV Pec 3-Ribarevina | [MK-GR] 400 kV Bitola-Meliti | XFL_BI11_GMELIT11_1:line | -1256 |  | 1600 | -344 | 79 | []
RS_KS_CO_00002 | N-1 400 kV Kosovo B-Nis 2 | [MK-GR] 400 kV Bitola-Meliti | XFL_BI11_GMELIT11_1:line | -1246 |  | 1600 | -354 | 78 | []
BG_CO_00016 | N-1 400kV Kozloduy - Sofia Zapad ck.2 | [MK-GR] 400 kV Bitola-Meliti | XFL_BI11_GMELIT11_1:line | -1245 |  | 1600 | -355 | 78 | []
BG_MK_CO_00001 | N-1 400kV Chervena Mogila - Stip Â | [MK-GR] 400 kV Bitola-Meliti | XFL_BI11_GMELIT11_1:line | -1237 |  | 1600 | -363 | 77 | []
BC | Base Case | [MK-GR] 400 kV Bitola-Meliti | XFL_BI11_GMELIT11_1:line | -1236 |  | 1600 | -364 | 77 | []
BG_CO_00007 | N-1 400kV Vetren - Chervena Mogila | [MK-GR] 400 kV Bitola-Meliti | XFL_BI11_GMELIT11_1:line | -1236 |  | 1600 | -364 | 77 | []
BG_CO_00010 | N-1 400kV Maritsa Iztok â Maritsa Iztok 3 | [MK-GR] 400 kV Bitola-Meliti | XFL_BI11_GMELIT11_1:line | -1236 |  | 1600 | -364 | 77 | []
TR_CO_00001 | N-1 400 kV Habitabat NGCC -Babaeski | [MK-GR] 400 kV Bitola-Meliti | XFL_BI11_GMELIT11_1:line | -1236 |  | 1600 | -364 | 77 | []
BG_CO_00009 | N-1 400kV Maritsa Iztok 2Â - Maritsa Iztok 3 | [MK-GR] 400 kV Bitola-Meliti | XFL_BI11_GMELIT11_1:line | -1235 |  | 1600 | -365 | 77 | []
BG_CO_00013 | N-1 400kV Burgas â Maritsa Iztok 2 | [MK-GR] 400 kV Bitola-Meliti | XFL_BI11_GMELIT11_1:line | -1234 |  | 1600 | -366 | 77 | []
GR_CO_00003 | N-1 400 kV Meliti-Amideo ck.2 | [MK-GR] 400 kV Dubrovo-Thessaloniki | XTH_DU11_GTHESS11_1:line | -1233 |  | 1600 | -367 | 77 | []
BG_TR_CO_00001 | N-1 400kV Maritsa 3 - Hamitabat 1 | [MK-GR] 400 kV Bitola-Meliti | XFL_BI11_GMELIT11_1:line | -1233 |  | 1600 | -367 | 77 | []
BG_CO_00012 | Â N-1 400kV Varna - Burgas | [MK-GR] 400 kV Bitola-Meliti | XFL_BI11_GMELIT11_1:line | -1231 |  | 1600 | -369 | 77 | []
BG_TR_CO_00002 | N-1 400kV Maritsa 3 - Hamitabat 2 | [MK-GR] 400 kV Bitola-Meliti | XFL_BI11_GMELIT11_1:line | -1231 |  | 1600 | -369 | 77 | []
BG_CO_00002 | N-1 400kV Sofia Zapad - Chervena Mogila ck. 2 | [MK-GR] 400 kV Bitola-Meliti | XFL_BI11_GMELIT11_1:line | -1231 |  | 1600 | -369 | 77 | []
AL_ME_CO_00001 | N-1 400 kV Tirana 2âPodgorica 2 | [MK-GR] 400 kV Bitola-Meliti | XFL_BI11_GMELIT11_1:line | -1230 |  | 1600 | -370 | 77 | []
BG_CO_00011 | N-1 400kV Maritsa Iztok - Plovdiv | [MK-GR] 400 kV Bitola-Meliti | XFL_BI11_GMELIT11_1:line | -1228 |  | 1600 | -372 | 77 | []
MK_GR_CO_00001 | N-1 400 kV Bitola-Meliti | [MK-GR] 400 kV Dubrovo-Thessaloniki | XTH_DU11_GTHESS11_1:line | -1227 |  | 1600 | -373 | 77 | []
MK_CO_00002 | N-1 400 kV Dubrovo âStip | [MK-GR] 400 kV Bitola-Meliti | XFL_BI11_GMELIT11_1:line | -1219 |  | 1600 | -381 | 76 | []
BG_RS_CO_00001 | N-1 400kV Sofia Zapad - Nis Â | [MK-GR] 400 kV Bitola-Meliti | XFL_BI11_GMELIT11_1:line | -1217 |  | 1600 | -383 | 76 | []
MK_CO_00003 | N-1 400 kV Skopje 4 âSkopje 5 | [MK-GR] 400 kV Bitola-Meliti | XFL_BI11_GMELIT11_1:line | -1194 |  | 1600 | -406 | 75 | []
BG_CO_00006, BG_CO_00008 | N-1 400kV Plovdiv - Vetren , N-1 400kV Plovdiv - Vetren | [MK-GR] 400 kV Bitola-Meliti | XFL_BI11_GMELIT11_1:line | -1182 |  | 1600 | -418 | 74 | []
GR_CO_00005 | N-1 400 kV Thessaloniki-Lagadas ck.2 | [MK-GR] 400 kV Bitola-Meliti | XFL_BI11_GMELIT11_1:line | -1169 |  | 1600 | -431 | 73 | []
BG_GR_CO_00002 | N-1 400 kV Maritsa Iztok-Nea Santa | [TR-GR] 400 kV Babaeski-Nea Santa | XNS_BA11_GNSANT13_1:line | -1098 |  | 1517 | -419 | 72 | []

## 0330Preventive
Detailed results
Generated at: | 2023-12-20 21:22
Business day: | 22.12.2023
Timestamp: | 03:30
Border & direction: | North-Greece Exporting
Horizon: | 2D
Remedial actions: | true
Evaluation type: | PREVENTIVE
TTC [MW]: | 2663
Fallback applied | false
Loading threshold | 0.7
Applied RAs
CO ID | RA ID | Name of the RA | Usage | Type | Location | Status
Limiting CNECs
CO ID | Name of the CO | Name of the CNE | CNE UCTE branch | Calculated I (A) | I max (PRE) | I max (CUR) | Margin (A) | Loading (%) | Applicable curative RAs
AL_GR_CO_00001 | N-1 400 kV Zemplak-Kardia | [MK-GR] 400 kV Bitola-Meliti | XFL_BI11_GMELIT11_1:line | -1595 | 1600 | 1600 | -5 | 100 | []
MK_GR_CO_00002 | N-1 400 kV Dubrovo-Thessaloniki | [MK-GR] 400 kV Bitola-Meliti | XFL_BI11_GMELIT11_1:line | -1532 | 1600 | 1600 | -68 | 96 | []
AL_CO_00002 | N-1 400 kV Elbasan 2-Zemlak | [MK-GR] 400 kV Bitola-Meliti | XFL_BI11_GMELIT11_1:line | -1482 | 1600 | 1600 | -118 | 93 | []
IT_GR_CO_00001 | N-1 400 kV Galatina-Arachthos | [MK-GR] 400 kV Bitola-Meliti | XFL_BI11_GMELIT11_1:line | -1454 | 1600 | 1600 | -146 | 91 | []
MK_KS_CO_00001 | N-1 400 kV Skopje 5 âUrosevac | [MK-GR] 400 kV Bitola-Meliti | XFL_BI11_GMELIT11_1:line | -1396 | 1600 | 1600 | -204 | 87 | []
GR_CO_00001 | N-1 400 kV Filippoi-Nea Santa ck.2 | [MK-GR] 400 kV Bitola-Meliti | XFL_BI11_GMELIT11_1:line | -1390 | 1600 | 1600 | -210 | 87 | []
KS_CO_00001 | N-1 400 kV Kosovo B-Urosevac | [MK-GR] 400 kV Bitola-Meliti | XFL_BI11_GMELIT11_1:line | -1367 | 1600 | 1600 | -233 | 85 | []
GR_CO_00002 | N-1 400 kV Filippoi-Lagadas ck.2 | [MK-GR] 400 kV Bitola-Meliti | XFL_BI11_GMELIT11_1:line | -1339 | 1600 | 1600 | -261 | 84 | []
BG_GR_CO_00001 | N-1 400 kV Blagoevgrad-Thessaloniki | [MK-GR] 400 kV Bitola-Meliti | XFL_BI11_GMELIT11_1:line | -1329 | 1600 | 1600 | -271 | 83 | []
GR_CO_00004 | N-1 400 kV Amideo-Lagadas ck.2 | [MK-GR] 400 kV Bitola-Meliti | XFL_BI11_GMELIT11_1:line | -1316 | 1600 | 1600 | -284 | 82 | []
TR_GR_CO_00001 | N-1 400 kV Babaeski-N Santa | [MK-GR] 400 kV Bitola-Meliti | XFL_BI11_GMELIT11_1:line | -1293 | 1600 | 1600 | -307 | 81 | []
AL_CO_00001 | N-1 400 kV Elbasan 2-Tirana 2 | [MK-GR] 400 kV Bitola-Meliti | XFL_BI11_GMELIT11_1:line | -1290 | 1600 | 1600 | -310 | 81 | []
BG_GR_CO_00002 | N-1 400 kV Maritsa Iztok-Nea Santa | [MK-GR] 400 kV Bitola-Meliti | XFL_BI11_GMELIT11_1:line | -1280 | 1600 | 1600 | -320 | 80 | []
BG_CO_00001 | N-1 400kV Chervena Mogila - Blagoevgrad ck. 2 | [MK-GR] 400 kV Bitola-Meliti | XFL_BI11_GMELIT11_1:line | -1273 | 1600 | 1600 | -327 | 80 | []
RS_CO_00004 | N-1 400 kV Nis 2 âLeskovac 2 | [MK-GR] 400 kV Bitola-Meliti | XFL_BI11_GMELIT11_1:line | -1260 | 1600 | 1600 | -340 | 79 | []
RS_MK_00001 | N-1 400 kV Vranje 4 -Stip | [MK-GR] 400 kV Bitola-Meliti | XFL_BI11_GMELIT11_1:line | -1258 | 1600 | 1600 | -342 | 79 | []
RS_CO_00003 | N-1 400 kV Vranje 4 âLeskovac 2 | [MK-GR] 400 kV Bitola-Meliti | XFL_BI11_GMELIT11_1:line | -1256 | 1600 | 1600 | -344 | 78 | []
KS_ME_CO_00001 | N-1 400 kV Pec 3-Ribarevina | [MK-GR] 400 kV Bitola-Meliti | XFL_BI11_GMELIT11_1:line | -1249 | 1600 | 1600 | -351 | 78 | []
RS_KS_CO_00002 | N-1 400 kV Kosovo B-Nis 2 | [MK-GR] 400 kV Bitola-Meliti | XFL_BI11_GMELIT11_1:line | -1240 | 1600 | 1600 | -360 | 77 | []
BG_CO_00016 | N-1 400kV Kozloduy - Sofia Zapad ck.2 | [MK-GR] 400 kV Bitola-Meliti | XFL_BI11_GMELIT11_1:line | -1239 | 1600 | 1600 | -361 | 77 | []
GR_CO_00003 | N-1 400 kV Meliti-Amideo ck.2 | [MK-GR] 400 kV Dubrovo-Thessaloniki | XTH_DU11_GTHESS11_1:line | -1233 | 1600 | 1600 | -367 | 77 | []
TR_CO_00001 | N-1 400 kV Habitabat NGCC -Babaeski | [MK-GR] 400 kV Bitola-Meliti | XFL_BI11_GMELIT11_1:line | -1231 | 1600 | 1600 | -369 | 77 | []
BC | Base Case | [MK-GR] 400 kV Bitola-Meliti | XFL_BI11_GMELIT11_1:line | -1231 | 1600 | 1600 | -369 | 77 | []
BG_CO_00010 | N-1 400kV Maritsa Iztok â Maritsa Iztok 3 | [MK-GR] 400 kV Bitola-Meliti | XFL_BI11_GMELIT11_1:line | -1231 | 1600 | 1600 | -369 | 77 | []
BG_CO_00009 | N-1 400kV Maritsa Iztok 2Â - Maritsa Iztok 3 | [MK-GR] 400 kV Bitola-Meliti | XFL_BI11_GMELIT11_1:line | -1230 | 1600 | 1600 | -370 | 77 | []
BG_CO_00013 | N-1 400kV Burgas â Maritsa Iztok 2 | [MK-GR] 400 kV Bitola-Meliti | XFL_BI11_GMELIT11_1:line | -1230 | 1600 | 1600 | -370 | 77 | []
BG_TR_CO_00001 | N-1 400kV Maritsa 3 - Hamitabat 1 | [MK-GR] 400 kV Bitola-Meliti | XFL_BI11_GMELIT11_1:line | -1228 | 1600 | 1600 | -372 | 77 | []
AL_ME_CO_00001 | N-1 400 kV Tirana 2âPodgorica 2 | [MK-GR] 400 kV Bitola-Meliti | XFL_BI11_GMELIT11_1:line | -1228 | 1600 | 1600 | -372 | 77 | []
BG_CO_00012 | Â N-1 400kV Varna - Burgas | [MK-GR] 400 kV Bitola-Meliti | XFL_BI11_GMELIT11_1:line | -1227 | 1600 | 1600 | -373 | 77 | []
BG_CO_00002 | N-1 400kV Sofia Zapad - Chervena Mogila ck. 2 | [MK-GR] 400 kV Bitola-Meliti | XFL_BI11_GMELIT11_1:line | -1226 | 1600 | 1600 | -374 | 77 | []
BG_TR_CO_00002 | N-1 400kV Maritsa 3 - Hamitabat 2 | [MK-GR] 400 kV Bitola-Meliti | XFL_BI11_GMELIT11_1:line | -1226 | 1600 | 1600 | -374 | 77 | []
MK_GR_CO_00001 | N-1 400 kV Bitola-Meliti | [MK-GR] 400 kV Dubrovo-Thessaloniki | XTH_DU11_GTHESS11_1:line | -1226 | 1600 | 1600 | -374 | 77 | []
BG_MK_CO_00001 | N-1 400kV Chervena Mogila - Stip Â | [MK-GR] 400 kV Bitola-Meliti | XFL_BI11_GMELIT11_1:line | -1224 | 1600 | 1600 | -376 | 77 | []
BG_CO_00011 | N-1 400kV Maritsa Iztok - Plovdiv | [MK-GR] 400 kV Bitola-Meliti | XFL_BI11_GMELIT11_1:line | -1222 | 1600 | 1600 | -378 | 76 | []
BG_RS_CO_00001 | N-1 400kV Sofia Zapad - Nis Â | [MK-GR] 400 kV Bitola-Meliti | XFL_BI11_GMELIT11_1:line | -1211 | 1600 | 1600 | -389 | 76 | []
MK_CO_00002 | N-1 400 kV Dubrovo âStip | [MK-GR] 400 kV Bitola-Meliti | XFL_BI11_GMELIT11_1:line | -1207 | 1600 | 1600 | -393 | 75 | []
BG_GR_CO_00002 | N-1 400 kV Maritsa Iztok-Nea Santa | [TR-GR] 400 kV Babaeski-Nea Santa | XNS_BA11_GNSANT13_1:line | -1144 | 1517 | 1517 | -373 | 75 | []
MK_CO_00003 | N-1 400 kV Skopje 4 âSkopje 5 | [MK-GR] 400 kV Bitola-Meliti | XFL_BI11_GMELIT11_1:line | -1194 | 1600 | 1600 | -406 | 75 | []
BG_CO_00005, BG_CO_00007 | N-1 400kV Vetren - Chervena Mogila , N-1 400kV Vetren - Chervena Mogila | [MK-GR] 400 kV Bitola-Meliti | XFL_BI11_GMELIT11_1:line | -1182 | 1600 | 1600 | -418 | 74 | []
BG_CO_00006, BG_CO_00008 | N-1 400kV Plovdiv - Vetren , N-1 400kV Plovdiv - Vetren | [MK-GR] 400 kV Bitola-Meliti | XFL_BI11_GMELIT11_1:line | -1178 | 1600 | 1600 | -422 | 74 | []
GR_CO_00005 | N-1 400 kV Thessaloniki-Lagadas ck.2 | [MK-GR] 400 kV Bitola-Meliti | XFL_BI11_GMELIT11_1:line | -1162 | 1600 | 1600 | -438 | 73 | []

## 0330Curative
Detailed results
Generated at: | 2023-12-20 21:22
Business day: | 22.12.2023
Timestamp: | 03:30
Border & direction: | North-Greece Exporting
Horizon: | 2D
Remedial actions: | true
Evaluation type: | CURATIVE
TTC [MW]: | 2663
Fallback applied | false
Loading threshold | 0.7
Applied RAs
CO ID | RA ID | Name of the RA | Usage | Type | Location | Status
Limiting CNECs
CO ID | Name of the CO | Name of the CNE | CNE UCTE branch | Calculated I (A) | I max (PRE) | I max (CUR) | Margin (A) | Loading (%) | Applicable curative RAs
AL_GR_CO_00001 | N-1 400 kV Zemplak-Kardia | [MK-GR] 400 kV Bitola-Meliti | XFL_BI11_GMELIT11_1:line | -1595 |  | 1600 | -5 | 100 | []
MK_GR_CO_00002 | N-1 400 kV Dubrovo-Thessaloniki | [MK-GR] 400 kV Bitola-Meliti | XFL_BI11_GMELIT11_1:line | -1532 |  | 1600 | -68 | 96 | []
AL_CO_00002 | N-1 400 kV Elbasan 2-Zemlak | [MK-GR] 400 kV Bitola-Meliti | XFL_BI11_GMELIT11_1:line | -1482 |  | 1600 | -118 | 93 | []
IT_GR_CO_00001 | N-1 400 kV Galatina-Arachthos | [MK-GR] 400 kV Bitola-Meliti | XFL_BI11_GMELIT11_1:line | -1454 |  | 1600 | -146 | 91 | []
MK_KS_CO_00001 | N-1 400 kV Skopje 5 âUrosevac | [MK-GR] 400 kV Bitola-Meliti | XFL_BI11_GMELIT11_1:line | -1396 |  | 1600 | -204 | 87 | []
GR_CO_00001 | N-1 400 kV Filippoi-Nea Santa ck.2 | [MK-GR] 400 kV Bitola-Meliti | XFL_BI11_GMELIT11_1:line | -1390 |  | 1600 | -210 | 87 | []
KS_CO_00001 | N-1 400 kV Kosovo B-Urosevac | [MK-GR] 400 kV Bitola-Meliti | XFL_BI11_GMELIT11_1:line | -1367 |  | 1600 | -233 | 85 | []
GR_CO_00002 | N-1 400 kV Filippoi-Lagadas ck.2 | [MK-GR] 400 kV Bitola-Meliti | XFL_BI11_GMELIT11_1:line | -1339 |  | 1600 | -261 | 84 | []
BG_GR_CO_00001 | N-1 400 kV Blagoevgrad-Thessaloniki | [MK-GR] 400 kV Bitola-Meliti | XFL_BI11_GMELIT11_1:line | -1329 |  | 1600 | -271 | 83 | []
GR_CO_00004 | N-1 400 kV Amideo-Lagadas ck.2 | [MK-GR] 400 kV Bitola-Meliti | XFL_BI11_GMELIT11_1:line | -1316 |  | 1600 | -284 | 82 | []
TR_GR_CO_00001 | N-1 400 kV Babaeski-N Santa | [MK-GR] 400 kV Bitola-Meliti | XFL_BI11_GMELIT11_1:line | -1293 |  | 1600 | -307 | 81 | []
AL_CO_00001 | N-1 400 kV Elbasan 2-Tirana 2 | [MK-GR] 400 kV Bitola-Meliti | XFL_BI11_GMELIT11_1:line | -1290 |  | 1600 | -310 | 81 | []
BG_GR_CO_00002 | N-1 400 kV Maritsa Iztok-Nea Santa | [MK-GR] 400 kV Bitola-Meliti | XFL_BI11_GMELIT11_1:line | -1280 |  | 1600 | -320 | 80 | []
BG_CO_00001 | N-1 400kV Chervena Mogila - Blagoevgrad ck. 2 | [MK-GR] 400 kV Bitola-Meliti | XFL_BI11_GMELIT11_1:line | -1273 |  | 1600 | -327 | 80 | []
RS_CO_00004 | N-1 400 kV Nis 2 âLeskovac 2 | [MK-GR] 400 kV Bitola-Meliti | XFL_BI11_GMELIT11_1:line | -1260 |  | 1600 | -340 | 79 | []
RS_MK_00001 | N-1 400 kV Vranje 4 -Stip | [MK-GR] 400 kV Bitola-Meliti | XFL_BI11_GMELIT11_1:line | -1258 |  | 1600 | -342 | 79 | []
RS_CO_00003 | N-1 400 kV Vranje 4 âLeskovac 2 | [MK-GR] 400 kV Bitola-Meliti | XFL_BI11_GMELIT11_1:line | -1256 |  | 1600 | -344 | 78 | []
KS_ME_CO_00001 | N-1 400 kV Pec 3-Ribarevina | [MK-GR] 400 kV Bitola-Meliti | XFL_BI11_GMELIT11_1:line | -1249 |  | 1600 | -351 | 78 | []
RS_KS_CO_00002 | N-1 400 kV Kosovo B-Nis 2 | [MK-GR] 400 kV Bitola-Meliti | XFL_BI11_GMELIT11_1:line | -1240 |  | 1600 | -360 | 77 | []
BG_CO_00016 | N-1 400kV Kozloduy - Sofia Zapad ck.2 | [MK-GR] 400 kV Bitola-Meliti | XFL_BI11_GMELIT11_1:line | -1239 |  | 1600 | -361 | 77 | []
GR_CO_00003 | N-1 400 kV Meliti-Amideo ck.2 | [MK-GR] 400 kV Dubrovo-Thessaloniki | XTH_DU11_GTHESS11_1:line | -1233 |  | 1600 | -367 | 77 | []
TR_CO_00001 | N-1 400 kV Habitabat NGCC -Babaeski | [MK-GR] 400 kV Bitola-Meliti | XFL_BI11_GMELIT11_1:line | -1231 |  | 1600 | -369 | 77 | []
BC | Base Case | [MK-GR] 400 kV Bitola-Meliti | XFL_BI11_GMELIT11_1:line | -1231 |  | 1600 | -369 | 77 | []
BG_CO_00010 | N-1 400kV Maritsa Iztok â Maritsa Iztok 3 | [MK-GR] 400 kV Bitola-Meliti | XFL_BI11_GMELIT11_1:line | -1231 |  | 1600 | -369 | 77 | []
BG_CO_00009 | N-1 400kV Maritsa Iztok 2Â - Maritsa Iztok 3 | [MK-GR] 400 kV Bitola-Meliti | XFL_BI11_GMELIT11_1:line | -1230 |  | 1600 | -370 | 77 | []
BG_CO_00013 | N-1 400kV Burgas â Maritsa Iztok 2 | [MK-GR] 400 kV Bitola-Meliti | XFL_BI11_GMELIT11_1:line | -1230 |  | 1600 | -370 | 77 | []
BG_TR_CO_00001 | N-1 400kV Maritsa 3 - Hamitabat 1 | [MK-GR] 400 kV Bitola-Meliti | XFL_BI11_GMELIT11_1:line | -1228 |  | 1600 | -372 | 77 | []
AL_ME_CO_00001 | N-1 400 kV Tirana 2âPodgorica 2 | [MK-GR] 400 kV Bitola-Meliti | XFL_BI11_GMELIT11_1:line | -1228 |  | 1600 | -372 | 77 | []
BG_CO_00012 | Â N-1 400kV Varna - Burgas | [MK-GR] 400 kV Bitola-Meliti | XFL_BI11_GMELIT11_1:line | -1227 |  | 1600 | -373 | 77 | []
BG_CO_00002 | N-1 400kV Sofia Zapad - Chervena Mogila ck. 2 | [MK-GR] 400 kV Bitola-Meliti | XFL_BI11_GMELIT11_1:line | -1226 |  | 1600 | -374 | 77 | []
BG_TR_CO_00002 | N-1 400kV Maritsa 3 - Hamitabat 2 | [MK-GR] 400 kV Bitola-Meliti | XFL_BI11_GMELIT11_1:line | -1226 |  | 1600 | -374 | 77 | []
MK_GR_CO_00001 | N-1 400 kV Bitola-Meliti | [MK-GR] 400 kV Dubrovo-Thessaloniki | XTH_DU11_GTHESS11_1:line | -1226 |  | 1600 | -374 | 77 | []
BG_MK_CO_00001 | N-1 400kV Chervena Mogila - Stip Â | [MK-GR] 400 kV Bitola-Meliti | XFL_BI11_GMELIT11_1:line | -1224 |  | 1600 | -376 | 77 | []
BG_CO_00011 | N-1 400kV Maritsa Iztok - Plovdiv | [MK-GR] 400 kV Bitola-Meliti | XFL_BI11_GMELIT11_1:line | -1222 |  | 1600 | -378 | 76 | []
BG_RS_CO_00001 | N-1 400kV Sofia Zapad - Nis Â | [MK-GR] 400 kV Bitola-Meliti | XFL_BI11_GMELIT11_1:line | -1211 |  | 1600 | -389 | 76 | []
MK_CO_00002 | N-1 400 kV Dubrovo âStip | [MK-GR] 400 kV Bitola-Meliti | XFL_BI11_GMELIT11_1:line | -1207 |  | 1600 | -393 | 75 | []
BG_GR_CO_00002 | N-1 400 kV Maritsa Iztok-Nea Santa | [TR-GR] 400 kV Babaeski-Nea Santa | XNS_BA11_GNSANT13_1:line | -1144 |  | 1517 | -373 | 75 | []
MK_CO_00003 | N-1 400 kV Skopje 4 âSkopje 5 | [MK-GR] 400 kV Bitola-Meliti | XFL_BI11_GMELIT11_1:line | -1194 |  | 1600 | -406 | 75 | []
BG_CO_00005, BG_CO_00007 | N-1 400kV Vetren - Chervena Mogila , N-1 400kV Vetren - Chervena Mogila | [MK-GR] 400 kV Bitola-Meliti | XFL_BI11_GMELIT11_1:line | -1182 |  | 1600 | -418 | 74 | []
BG_CO_00006, BG_CO_00008 | N-1 400kV Plovdiv - Vetren , N-1 400kV Plovdiv - Vetren | [MK-GR] 400 kV Bitola-Meliti | XFL_BI11_GMELIT11_1:line | -1178 |  | 1600 | -422 | 74 | []
GR_CO_00005 | N-1 400 kV Thessaloniki-Lagadas ck.2 | [MK-GR] 400 kV Bitola-Meliti | XFL_BI11_GMELIT11_1:line | -1162 |  | 1600 | -438 | 73 | []

## 0430Preventive
Detailed results
Generated at: | 2023-12-20 21:22
Business day: | 22.12.2023
Timestamp: | 04:30
Border & direction: | North-Greece Exporting
Horizon: | 2D
Remedial actions: | true
Evaluation type: | PREVENTIVE
TTC [MW]: | 2680
Fallback applied | false
Loading threshold | 0.7
Applied RAs
CO ID | RA ID | Name of the RA | Usage | Type | Location | Status
Limiting CNECs
CO ID | Name of the CO | Name of the CNE | CNE UCTE branch | Calculated I (A) | I max (PRE) | I max (CUR) | Margin (A) | Loading (%) | Applicable curative RAs
AL_GR_CO_00001 | N-1 400 kV Zemplak-Kardia | [MK-GR] 400 kV Bitola-Meliti | XFL_BI11_GMELIT11_1:line | -1600 | 1600 | 1600 | 0 | 100 | []
MK_GR_CO_00002 | N-1 400 kV Dubrovo-Thessaloniki | [MK-GR] 400 kV Bitola-Meliti | XFL_BI11_GMELIT11_1:line | -1530 | 1600 | 1600 | -70 | 96 | []
AL_CO_00002 | N-1 400 kV Elbasan 2-Zemlak | [MK-GR] 400 kV Bitola-Meliti | XFL_BI11_GMELIT11_1:line | -1480 | 1600 | 1600 | -120 | 92 | []
IT_GR_CO_00001 | N-1 400 kV Galatina-Arachthos | [MK-GR] 400 kV Bitola-Meliti | XFL_BI11_GMELIT11_1:line | -1431 | 1600 | 1600 | -169 | 89 | []
MK_KS_CO_00001 | N-1 400 kV Skopje 5 âUrosevac | [MK-GR] 400 kV Bitola-Meliti | XFL_BI11_GMELIT11_1:line | -1405 | 1600 | 1600 | -195 | 88 | []
GR_CO_00001 | N-1 400 kV Filippoi-Nea Santa ck.2 | [MK-GR] 400 kV Bitola-Meliti | XFL_BI11_GMELIT11_1:line | -1401 | 1600 | 1600 | -199 | 88 | []
KS_CO_00001 | N-1 400 kV Kosovo B-Urosevac | [MK-GR] 400 kV Bitola-Meliti | XFL_BI11_GMELIT11_1:line | -1373 | 1600 | 1600 | -227 | 86 | []
GR_CO_00002 | N-1 400 kV Filippoi-Lagadas ck.2 | [MK-GR] 400 kV Bitola-Meliti | XFL_BI11_GMELIT11_1:line | -1348 | 1600 | 1600 | -252 | 84 | []
BG_GR_CO_00001 | N-1 400 kV Blagoevgrad-Thessaloniki | [MK-GR] 400 kV Bitola-Meliti | XFL_BI11_GMELIT11_1:line | -1336 | 1600 | 1600 | -264 | 83 | []
GR_CO_00004 | N-1 400 kV Amideo-Lagadas ck.2 | [MK-GR] 400 kV Bitola-Meliti | XFL_BI11_GMELIT11_1:line | -1323 | 1600 | 1600 | -277 | 83 | []
TR_GR_CO_00001 | N-1 400 kV Babaeski-N Santa | [MK-GR] 400 kV Bitola-Meliti | XFL_BI11_GMELIT11_1:line | -1297 | 1600 | 1600 | -303 | 81 | []
AL_CO_00001 | N-1 400 kV Elbasan 2-Tirana 2 | [MK-GR] 400 kV Bitola-Meliti | XFL_BI11_GMELIT11_1:line | -1289 | 1600 | 1600 | -311 | 81 | []
BG_GR_CO_00002 | N-1 400 kV Maritsa Iztok-Nea Santa | [MK-GR] 400 kV Bitola-Meliti | XFL_BI11_GMELIT11_1:line | -1285 | 1600 | 1600 | -315 | 80 | []
BG_CO_00001 | N-1 400kV Chervena Mogila - Blagoevgrad ck. 2 | [MK-GR] 400 kV Bitola-Meliti | XFL_BI11_GMELIT11_1:line | -1279 | 1600 | 1600 | -321 | 80 | []
RS_CO_00004 | N-1 400 kV Nis 2 âLeskovac 2 | [MK-GR] 400 kV Bitola-Meliti | XFL_BI11_GMELIT11_1:line | -1263 | 1600 | 1600 | -337 | 79 | []
RS_MK_00001 | N-1 400 kV Vranje 4 -Stip | [MK-GR] 400 kV Bitola-Meliti | XFL_BI11_GMELIT11_1:line | -1262 | 1600 | 1600 | -338 | 79 | []
RS_CO_00003 | N-1 400 kV Vranje 4 âLeskovac 2 | [MK-GR] 400 kV Bitola-Meliti | XFL_BI11_GMELIT11_1:line | -1259 | 1600 | 1600 | -341 | 79 | []
KS_ME_CO_00001 | N-1 400 kV Pec 3-Ribarevina | [MK-GR] 400 kV Bitola-Meliti | XFL_BI11_GMELIT11_1:line | -1253 | 1600 | 1600 | -347 | 78 | []
RS_KS_CO_00002 | N-1 400 kV Kosovo B-Nis 2 | [MK-GR] 400 kV Bitola-Meliti | XFL_BI11_GMELIT11_1:line | -1243 | 1600 | 1600 | -357 | 78 | []
BG_CO_00016 | N-1 400kV Kozloduy - Sofia Zapad ck.2 | [MK-GR] 400 kV Bitola-Meliti | XFL_BI11_GMELIT11_1:line | -1242 | 1600 | 1600 | -358 | 78 | []
BG_GR_CO_00002 | N-1 400 kV Maritsa Iztok-Nea Santa | [TR-GR] 400 kV Babaeski-Nea Santa | XNS_BA11_GNSANT13_1:line | -1174 | 1517 | 1517 | -343 | 77 | []
BC | Base Case | [MK-GR] 400 kV Bitola-Meliti | XFL_BI11_GMELIT11_1:line | -1233 | 1600 | 1600 | -367 | 77 | []
BG_CO_00010 | N-1 400kV Maritsa Iztok â Maritsa Iztok 3 | [MK-GR] 400 kV Bitola-Meliti | XFL_BI11_GMELIT11_1:line | -1233 | 1600 | 1600 | -367 | 77 | []
TR_CO_00001 | N-1 400 kV Habitabat NGCC -Babaeski | [MK-GR] 400 kV Bitola-Meliti | XFL_BI11_GMELIT11_1:line | -1232 | 1600 | 1600 | -368 | 77 | []
BG_CO_00009 | N-1 400kV Maritsa Iztok 2Â - Maritsa Iztok 3 | [MK-GR] 400 kV Bitola-Meliti | XFL_BI11_GMELIT11_1:line | -1232 | 1600 | 1600 | -368 | 77 | []
BG_TR_CO_00001 | N-1 400kV Maritsa 3 - Hamitabat 1 | [MK-GR] 400 kV Bitola-Meliti | XFL_BI11_GMELIT11_1:line | -1231 | 1600 | 1600 | -369 | 77 | []
BG_CO_00013 | N-1 400kV Burgas â Maritsa Iztok 2 | [MK-GR] 400 kV Bitola-Meliti | XFL_BI11_GMELIT11_1:line | -1231 | 1600 | 1600 | -369 | 77 | []
BG_TR_CO_00002 | N-1 400kV Maritsa 3 - Hamitabat 2 | [MK-GR] 400 kV Bitola-Meliti | XFL_BI11_GMELIT11_1:line | -1230 | 1600 | 1600 | -370 | 77 | []
AL_ME_CO_00001 | N-1 400 kV Tirana 2âPodgorica 2 | [MK-GR] 400 kV Bitola-Meliti | XFL_BI11_GMELIT11_1:line | -1229 | 1600 | 1600 | -371 | 77 | []
BG_CO_00002 | N-1 400kV Sofia Zapad - Chervena Mogila ck. 2 | [MK-GR] 400 kV Bitola-Meliti | XFL_BI11_GMELIT11_1:line | -1229 | 1600 | 1600 | -371 | 77 | []
BG_CO_00012 | Â N-1 400kV Varna - Burgas | [MK-GR] 400 kV Bitola-Meliti | XFL_BI11_GMELIT11_1:line | -1229 | 1600 | 1600 | -371 | 77 | []
GR_CO_00003 | N-1 400 kV Meliti-Amideo ck.2 | [MK-GR] 400 kV Dubrovo-Thessaloniki | XTH_DU11_GTHESS11_1:line | -1227 | 1600 | 1600 | -373 | 77 | []
BG_MK_CO_00001 | N-1 400kV Chervena Mogila - Stip Â | [MK-GR] 400 kV Bitola-Meliti | XFL_BI11_GMELIT11_1:line | -1223 | 1600 | 1600 | -377 | 76 | []
BG_CO_00011 | N-1 400kV Maritsa Iztok - Plovdiv | [MK-GR] 400 kV Bitola-Meliti | XFL_BI11_GMELIT11_1:line | -1222 | 1600 | 1600 | -378 | 76 | []
MK_GR_CO_00001 | N-1 400 kV Bitola-Meliti | [MK-GR] 400 kV Dubrovo-Thessaloniki | XTH_DU11_GTHESS11_1:line | -1220 | 1600 | 1600 | -380 | 76 | []
BG_RS_CO_00001 | N-1 400kV Sofia Zapad - Nis Â | [MK-GR] 400 kV Bitola-Meliti | XFL_BI11_GMELIT11_1:line | -1212 | 1600 | 1600 | -388 | 76 | []
MK_CO_00002 | N-1 400 kV Dubrovo âStip | [MK-GR] 400 kV Bitola-Meliti | XFL_BI11_GMELIT11_1:line | -1210 | 1600 | 1600 | -390 | 76 | []
MK_CO_00003 | N-1 400 kV Skopje 4 âSkopje 5 | [MK-GR] 400 kV Bitola-Meliti | XFL_BI11_GMELIT11_1:line | -1200 | 1600 | 1600 | -400 | 75 | []
BG_CO_00005, BG_CO_00007 | N-1 400kV Vetren - Chervena Mogila , N-1 400kV Vetren - Chervena Mogila | [MK-GR] 400 kV Bitola-Meliti | XFL_BI11_GMELIT11_1:line | -1184 | 1600 | 1600 | -416 | 74 | []
BG_CO_00006, BG_CO_00008 | N-1 400kV Plovdiv - Vetren , N-1 400kV Plovdiv - Vetren | [MK-GR] 400 kV Bitola-Meliti | XFL_BI11_GMELIT11_1:line | -1177 | 1600 | 1600 | -423 | 74 | []
GR_CO_00005 | N-1 400 kV Thessaloniki-Lagadas ck.2 | [MK-GR] 400 kV Bitola-Meliti | XFL_BI11_GMELIT11_1:line | -1161 | 1600 | 1600 | -439 | 73 | []

## 0430Curative
Detailed results
Generated at: | 2023-12-20 21:22
Business day: | 22.12.2023
Timestamp: | 04:30
Border & direction: | North-Greece Exporting
Horizon: | 2D
Remedial actions: | true
Evaluation type: | CURATIVE
TTC [MW]: | 2680
Fallback applied | false
Loading threshold | 0.7
Applied RAs
CO ID | RA ID | Name of the RA | Usage | Type | Location | Status
Limiting CNECs
CO ID | Name of the CO | Name of the CNE | CNE UCTE branch | Calculated I (A) | I max (PRE) | I max (CUR) | Margin (A) | Loading (%) | Applicable curative RAs
AL_GR_CO_00001 | N-1 400 kV Zemplak-Kardia | [MK-GR] 400 kV Bitola-Meliti | XFL_BI11_GMELIT11_1:line | -1600 |  | 1600 | 0 | 100 | []
MK_GR_CO_00002 | N-1 400 kV Dubrovo-Thessaloniki | [MK-GR] 400 kV Bitola-Meliti | XFL_BI11_GMELIT11_1:line | -1530 |  | 1600 | -70 | 96 | []
AL_CO_00002 | N-1 400 kV Elbasan 2-Zemlak | [MK-GR] 400 kV Bitola-Meliti | XFL_BI11_GMELIT11_1:line | -1480 |  | 1600 | -120 | 92 | []
IT_GR_CO_00001 | N-1 400 kV Galatina-Arachthos | [MK-GR] 400 kV Bitola-Meliti | XFL_BI11_GMELIT11_1:line | -1431 |  | 1600 | -169 | 89 | []
MK_KS_CO_00001 | N-1 400 kV Skopje 5 âUrosevac | [MK-GR] 400 kV Bitola-Meliti | XFL_BI11_GMELIT11_1:line | -1405 |  | 1600 | -195 | 88 | []
GR_CO_00001 | N-1 400 kV Filippoi-Nea Santa ck.2 | [MK-GR] 400 kV Bitola-Meliti | XFL_BI11_GMELIT11_1:line | -1401 |  | 1600 | -199 | 88 | []
KS_CO_00001 | N-1 400 kV Kosovo B-Urosevac | [MK-GR] 400 kV Bitola-Meliti | XFL_BI11_GMELIT11_1:line | -1373 |  | 1600 | -227 | 86 | []
GR_CO_00002 | N-1 400 kV Filippoi-Lagadas ck.2 | [MK-GR] 400 kV Bitola-Meliti | XFL_BI11_GMELIT11_1:line | -1348 |  | 1600 | -252 | 84 | []
BG_GR_CO_00001 | N-1 400 kV Blagoevgrad-Thessaloniki | [MK-GR] 400 kV Bitola-Meliti | XFL_BI11_GMELIT11_1:line | -1336 |  | 1600 | -264 | 83 | []
GR_CO_00004 | N-1 400 kV Amideo-Lagadas ck.2 | [MK-GR] 400 kV Bitola-Meliti | XFL_BI11_GMELIT11_1:line | -1323 |  | 1600 | -277 | 83 | []
TR_GR_CO_00001 | N-1 400 kV Babaeski-N Santa | [MK-GR] 400 kV Bitola-Meliti | XFL_BI11_GMELIT11_1:line | -1297 |  | 1600 | -303 | 81 | []
AL_CO_00001 | N-1 400 kV Elbasan 2-Tirana 2 | [MK-GR] 400 kV Bitola-Meliti | XFL_BI11_GMELIT11_1:line | -1289 |  | 1600 | -311 | 81 | []
BG_GR_CO_00002 | N-1 400 kV Maritsa Iztok-Nea Santa | [MK-GR] 400 kV Bitola-Meliti | XFL_BI11_GMELIT11_1:line | -1285 |  | 1600 | -315 | 80 | []
BG_CO_00001 | N-1 400kV Chervena Mogila - Blagoevgrad ck. 2 | [MK-GR] 400 kV Bitola-Meliti | XFL_BI11_GMELIT11_1:line | -1279 |  | 1600 | -321 | 80 | []
RS_CO_00004 | N-1 400 kV Nis 2 âLeskovac 2 | [MK-GR] 400 kV Bitola-Meliti | XFL_BI11_GMELIT11_1:line | -1263 |  | 1600 | -337 | 79 | []
RS_MK_00001 | N-1 400 kV Vranje 4 -Stip | [MK-GR] 400 kV Bitola-Meliti | XFL_BI11_GMELIT11_1:line | -1262 |  | 1600 | -338 | 79 | []
RS_CO_00003 | N-1 400 kV Vranje 4 âLeskovac 2 | [MK-GR] 400 kV Bitola-Meliti | XFL_BI11_GMELIT11_1:line | -1259 |  | 1600 | -341 | 79 | []
KS_ME_CO_00001 | N-1 400 kV Pec 3-Ribarevina | [MK-GR] 400 kV Bitola-Meliti | XFL_BI11_GMELIT11_1:line | -1253 |  | 1600 | -347 | 78 | []
RS_KS_CO_00002 | N-1 400 kV Kosovo B-Nis 2 | [MK-GR] 400 kV Bitola-Meliti | XFL_BI11_GMELIT11_1:line | -1243 |  | 1600 | -357 | 78 | []
BG_CO_00016 | N-1 400kV Kozloduy - Sofia Zapad ck.2 | [MK-GR] 400 kV Bitola-Meliti | XFL_BI11_GMELIT11_1:line | -1242 |  | 1600 | -358 | 78 | []
BG_GR_CO_00002 | N-1 400 kV Maritsa Iztok-Nea Santa | [TR-GR] 400 kV Babaeski-Nea Santa | XNS_BA11_GNSANT13_1:line | -1174 |  | 1517 | -343 | 77 | []
BC | Base Case | [MK-GR] 400 kV Bitola-Meliti | XFL_BI11_GMELIT11_1:line | -1233 |  | 1600 | -367 | 77 | []
BG_CO_00010 | N-1 400kV Maritsa Iztok â Maritsa Iztok 3 | [MK-GR] 400 kV Bitola-Meliti | XFL_BI11_GMELIT11_1:line | -1233 |  | 1600 | -367 | 77 | []
TR_CO_00001 | N-1 400 kV Habitabat NGCC -Babaeski | [MK-GR] 400 kV Bitola-Meliti | XFL_BI11_GMELIT11_1:line | -1232 |  | 1600 | -368 | 77 | []
BG_CO_00009 | N-1 400kV Maritsa Iztok 2Â - Maritsa Iztok 3 | [MK-GR] 400 kV Bitola-Meliti | XFL_BI11_GMELIT11_1:line | -1232 |  | 1600 | -368 | 77 | []
BG_TR_CO_00001 | N-1 400kV Maritsa 3 - Hamitabat 1 | [MK-GR] 400 kV Bitola-Meliti | XFL_BI11_GMELIT11_1:line | -1231 |  | 1600 | -369 | 77 | []
BG_CO_00013 | N-1 400kV Burgas â Maritsa Iztok 2 | [MK-GR] 400 kV Bitola-Meliti | XFL_BI11_GMELIT11_1:line | -1231 |  | 1600 | -369 | 77 | []
BG_TR_CO_00002 | N-1 400kV Maritsa 3 - Hamitabat 2 | [MK-GR] 400 kV Bitola-Meliti | XFL_BI11_GMELIT11_1:line | -1230 |  | 1600 | -370 | 77 | []
AL_ME_CO_00001 | N-1 400 kV Tirana 2âPodgorica 2 | [MK-GR] 400 kV Bitola-Meliti | XFL_BI11_GMELIT11_1:line | -1229 |  | 1600 | -371 | 77 | []
BG_CO_00002 | N-1 400kV Sofia Zapad - Chervena Mogila ck. 2 | [MK-GR] 400 kV Bitola-Meliti | XFL_BI11_GMELIT11_1:line | -1229 |  | 1600 | -371 | 77 | []
BG_CO_00012 | Â N-1 400kV Varna - Burgas | [MK-GR] 400 kV Bitola-Meliti | XFL_BI11_GMELIT11_1:line | -1229 |  | 1600 | -371 | 77 | []
GR_CO_00003 | N-1 400 kV Meliti-Amideo ck.2 | [MK-GR] 400 kV Dubrovo-Thessaloniki | XTH_DU11_GTHESS11_1:line | -1227 |  | 1600 | -373 | 77 | []
BG_MK_CO_00001 | N-1 400kV Chervena Mogila - Stip Â | [MK-GR] 400 kV Bitola-Meliti | XFL_BI11_GMELIT11_1:line | -1223 |  | 1600 | -377 | 76 | []
BG_CO_00011 | N-1 400kV Maritsa Iztok - Plovdiv | [MK-GR] 400 kV Bitola-Meliti | XFL_BI11_GMELIT11_1:line | -1222 |  | 1600 | -378 | 76 | []
MK_GR_CO_00001 | N-1 400 kV Bitola-Meliti | [MK-GR] 400 kV Dubrovo-Thessaloniki | XTH_DU11_GTHESS11_1:line | -1220 |  | 1600 | -380 | 76 | []
BG_RS_CO_00001 | N-1 400kV Sofia Zapad - Nis Â | [MK-GR] 400 kV Bitola-Meliti | XFL_BI11_GMELIT11_1:line | -1212 |  | 1600 | -388 | 76 | []
MK_CO_00002 | N-1 400 kV Dubrovo âStip | [MK-GR] 400 kV Bitola-Meliti | XFL_BI11_GMELIT11_1:line | -1210 |  | 1600 | -390 | 76 | []
MK_CO_00003 | N-1 400 kV Skopje 4 âSkopje 5 | [MK-GR] 400 kV Bitola-Meliti | XFL_BI11_GMELIT11_1:line | -1200 |  | 1600 | -400 | 75 | []
BG_CO_00005, BG_CO_00007 | N-1 400kV Vetren - Chervena Mogila , N-1 400kV Vetren - Chervena Mogila | [MK-GR] 400 kV Bitola-Meliti | XFL_BI11_GMELIT11_1:line | -1184 |  | 1600 | -416 | 74 | []
BG_CO_00006, BG_CO_00008 | N-1 400kV Plovdiv - Vetren , N-1 400kV Plovdiv - Vetren | [MK-GR] 400 kV Bitola-Meliti | XFL_BI11_GMELIT11_1:line | -1177 |  | 1600 | -423 | 74 | []
GR_CO_00005 | N-1 400 kV Thessaloniki-Lagadas ck.2 | [MK-GR] 400 kV Bitola-Meliti | XFL_BI11_GMELIT11_1:line | -1161 |  | 1600 | -439 | 73 | []

## 0530Preventive
Detailed results
Generated at: | 2023-12-20 21:22
Business day: | 22.12.2023
Timestamp: | 05:30
Border & direction: | North-Greece Exporting
Horizon: | 2D
Remedial actions: | true
Evaluation type: | PREVENTIVE
TTC [MW]: | 2578
Fallback applied | false
Loading threshold | 0.7
Applied RAs
CO ID | RA ID | Name of the RA | Usage | Type | Location | Status
Limiting CNECs
CO ID | Name of the CO | Name of the CNE | CNE UCTE branch | Calculated I (A) | I max (PRE) | I max (CUR) | Margin (A) | Loading (%) | Applicable curative RAs
AL_GR_CO_00001 | N-1 400 kV Zemplak-Kardia | [MK-GR] 400 kV Bitola-Meliti | XFL_BI11_GMELIT11_1:line | -1596 | 1600 | 1600 | -4 | 100 | []
MK_GR_CO_00002 | N-1 400 kV Dubrovo-Thessaloniki | [MK-GR] 400 kV Bitola-Meliti | XFL_BI11_GMELIT11_1:line | -1516 | 1600 | 1600 | -84 | 95 | []
AL_CO_00002 | N-1 400 kV Elbasan 2-Zemlak | [MK-GR] 400 kV Bitola-Meliti | XFL_BI11_GMELIT11_1:line | -1474 | 1600 | 1600 | -126 | 92 | []
MK_KS_CO_00001 | N-1 400 kV Skopje 5 âUrosevac | [MK-GR] 400 kV Bitola-Meliti | XFL_BI11_GMELIT11_1:line | -1378 | 1600 | 1600 | -222 | 86 | []
GR_CO_00001 | N-1 400 kV Filippoi-Nea Santa ck.2 | [MK-GR] 400 kV Bitola-Meliti | XFL_BI11_GMELIT11_1:line | -1370 | 1600 | 1600 | -230 | 86 | []
KS_CO_00001 | N-1 400 kV Kosovo B-Urosevac | [MK-GR] 400 kV Bitola-Meliti | XFL_BI11_GMELIT11_1:line | -1359 | 1600 | 1600 | -241 | 85 | []
GR_CO_00002 | N-1 400 kV Filippoi-Lagadas ck.2 | [MK-GR] 400 kV Bitola-Meliti | XFL_BI11_GMELIT11_1:line | -1330 | 1600 | 1600 | -270 | 83 | []
BG_GR_CO_00001 | N-1 400 kV Blagoevgrad-Thessaloniki | [MK-GR] 400 kV Bitola-Meliti | XFL_BI11_GMELIT11_1:line | -1328 | 1600 | 1600 | -272 | 83 | []
GR_CO_00004 | N-1 400 kV Amideo-Lagadas ck.2 | [MK-GR] 400 kV Bitola-Meliti | XFL_BI11_GMELIT11_1:line | -1327 | 1600 | 1600 | -273 | 83 | []
IT_GR_CO_00001 | N-1 400 kV Galatina-Arachthos | [MK-GR] 400 kV Bitola-Meliti | XFL_BI11_GMELIT11_1:line | -1307 | 1600 | 1600 | -293 | 82 | []
AL_CO_00001 | N-1 400 kV Elbasan 2-Tirana 2 | [MK-GR] 400 kV Bitola-Meliti | XFL_BI11_GMELIT11_1:line | -1295 | 1600 | 1600 | -305 | 81 | []
TR_GR_CO_00001 | N-1 400 kV Babaeski-N Santa | [MK-GR] 400 kV Bitola-Meliti | XFL_BI11_GMELIT11_1:line | -1282 | 1600 | 1600 | -318 | 80 | []
BG_CO_00001 | N-1 400kV Chervena Mogila - Blagoevgrad ck. 2 | [MK-GR] 400 kV Bitola-Meliti | XFL_BI11_GMELIT11_1:line | -1277 | 1600 | 1600 | -323 | 80 | []
BG_GR_CO_00002 | N-1 400 kV Maritsa Iztok-Nea Santa | [MK-GR] 400 kV Bitola-Meliti | XFL_BI11_GMELIT11_1:line | -1276 | 1600 | 1600 | -324 | 80 | []
RS_CO_00004 | N-1 400 kV Nis 2 âLeskovac 2 | [MK-GR] 400 kV Bitola-Meliti | XFL_BI11_GMELIT11_1:line | -1259 | 1600 | 1600 | -341 | 79 | []
RS_MK_00001 | N-1 400 kV Vranje 4 -Stip | [MK-GR] 400 kV Bitola-Meliti | XFL_BI11_GMELIT11_1:line | -1254 | 1600 | 1600 | -346 | 78 | []
RS_CO_00003 | N-1 400 kV Vranje 4 âLeskovac 2 | [MK-GR] 400 kV Bitola-Meliti | XFL_BI11_GMELIT11_1:line | -1254 | 1600 | 1600 | -346 | 78 | []
KS_ME_CO_00001 | N-1 400 kV Pec 3-Ribarevina | [MK-GR] 400 kV Bitola-Meliti | XFL_BI11_GMELIT11_1:line | -1249 | 1600 | 1600 | -351 | 78 | []
BG_CO_00016 | N-1 400kV Kozloduy - Sofia Zapad ck.2 | [MK-GR] 400 kV Bitola-Meliti | XFL_BI11_GMELIT11_1:line | -1240 | 1600 | 1600 | -360 | 77 | []
RS_KS_CO_00002 | N-1 400 kV Kosovo B-Nis 2 | [MK-GR] 400 kV Bitola-Meliti | XFL_BI11_GMELIT11_1:line | -1239 | 1600 | 1600 | -361 | 77 | []
AL_ME_CO_00001 | N-1 400 kV Tirana 2âPodgorica 2 | [MK-GR] 400 kV Bitola-Meliti | XFL_BI11_GMELIT11_1:line | -1234 | 1600 | 1600 | -366 | 77 | []
BC | Base Case | [MK-GR] 400 kV Bitola-Meliti | XFL_BI11_GMELIT11_1:line | -1233 | 1600 | 1600 | -367 | 77 | []
BG_CO_00010 | N-1 400kV Maritsa Iztok â Maritsa Iztok 3 | [MK-GR] 400 kV Bitola-Meliti | XFL_BI11_GMELIT11_1:line | -1233 | 1600 | 1600 | -367 | 77 | []
BG_CO_00009 | N-1 400kV Maritsa Iztok 2Â - Maritsa Iztok 3 | [MK-GR] 400 kV Bitola-Meliti | XFL_BI11_GMELIT11_1:line | -1233 | 1600 | 1600 | -367 | 77 | []
BG_TR_CO_00001 | N-1 400kV Maritsa 3 - Hamitabat 1 | [MK-GR] 400 kV Bitola-Meliti | XFL_BI11_GMELIT11_1:line | -1232 | 1600 | 1600 | -368 | 77 | []
BG_CO_00013 | N-1 400kV Burgas â Maritsa Iztok 2 | [MK-GR] 400 kV Bitola-Meliti | XFL_BI11_GMELIT11_1:line | -1232 | 1600 | 1600 | -368 | 77 | []
TR_CO_00001 | N-1 400 kV Habitabat NGCC -Babaeski | [MK-GR] 400 kV Bitola-Meliti | XFL_BI11_GMELIT11_1:line | -1232 | 1600 | 1600 | -368 | 77 | []
BG_TR_CO_00002 | N-1 400kV Maritsa 3 - Hamitabat 2 | [MK-GR] 400 kV Bitola-Meliti | XFL_BI11_GMELIT11_1:line | -1232 | 1600 | 1600 | -368 | 77 | []
BG_CO_00012 | Â N-1 400kV Varna - Burgas | [MK-GR] 400 kV Bitola-Meliti | XFL_BI11_GMELIT11_1:line | -1229 | 1600 | 1600 | -371 | 77 | []
BG_CO_00002 | N-1 400kV Sofia Zapad - Chervena Mogila ck. 2 | [MK-GR] 400 kV Bitola-Meliti | XFL_BI11_GMELIT11_1:line | -1228 | 1600 | 1600 | -372 | 77 | []
BG_CO_00011 | N-1 400kV Maritsa Iztok - Plovdiv | [MK-GR] 400 kV Bitola-Meliti | XFL_BI11_GMELIT11_1:line | -1227 | 1600 | 1600 | -373 | 77 | []
BG_MK_CO_00001 | N-1 400kV Chervena Mogila - Stip Â | [MK-GR] 400 kV Bitola-Meliti | XFL_BI11_GMELIT11_1:line | -1220 | 1600 | 1600 | -380 | 76 | []
BG_RS_CO_00001 | N-1 400kV Sofia Zapad - Nis Â | [MK-GR] 400 kV Bitola-Meliti | XFL_BI11_GMELIT11_1:line | -1214 | 1600 | 1600 | -386 | 76 | []
GR_CO_00003 | N-1 400 kV Meliti-Amideo ck.2 | [MK-GR] 400 kV Dubrovo-Thessaloniki | XTH_DU11_GTHESS11_1:line | -1201 | 1600 | 1600 | -399 | 75 | []
MK_CO_00002 | N-1 400 kV Dubrovo âStip | [MK-GR] 400 kV Bitola-Meliti | XFL_BI11_GMELIT11_1:line | -1199 | 1600 | 1600 | -401 | 75 | []
MK_CO_00003 | N-1 400 kV Skopje 4 âSkopje 5 | [MK-GR] 400 kV Bitola-Meliti | XFL_BI11_GMELIT11_1:line | -1195 | 1600 | 1600 | -405 | 75 | []
MK_GR_CO_00001 | N-1 400 kV Bitola-Meliti | [MK-GR] 400 kV Dubrovo-Thessaloniki | XTH_DU11_GTHESS11_1:line | -1194 | 1600 | 1600 | -406 | 75 | []
BG_CO_00005, BG_CO_00007 | N-1 400kV Vetren - Chervena Mogila , N-1 400kV Vetren - Chervena Mogila | [MK-GR] 400 kV Bitola-Meliti | XFL_BI11_GMELIT11_1:line | -1186 | 1600 | 1600 | -414 | 74 | []
BG_CO_00006, BG_CO_00008 | N-1 400kV Plovdiv - Vetren , N-1 400kV Plovdiv - Vetren | [MK-GR] 400 kV Bitola-Meliti | XFL_BI11_GMELIT11_1:line | -1182 | 1600 | 1600 | -418 | 74 | []
GR_CO_00005 | N-1 400 kV Thessaloniki-Lagadas ck.2 | [MK-GR] 400 kV Bitola-Meliti | XFL_BI11_GMELIT11_1:line | -1174 | 1600 | 1600 | -426 | 73 | []

## 0530Curative
Detailed results
Generated at: | 2023-12-20 21:22
Business day: | 22.12.2023
Timestamp: | 05:30
Border & direction: | North-Greece Exporting
Horizon: | 2D
Remedial actions: | true
Evaluation type: | CURATIVE
TTC [MW]: | 2578
Fallback applied | false
Loading threshold | 0.7
Applied RAs
CO ID | RA ID | Name of the RA | Usage | Type | Location | Status
Limiting CNECs
CO ID | Name of the CO | Name of the CNE | CNE UCTE branch | Calculated I (A) | I max (PRE) | I max (CUR) | Margin (A) | Loading (%) | Applicable curative RAs
AL_GR_CO_00001 | N-1 400 kV Zemplak-Kardia | [MK-GR] 400 kV Bitola-Meliti | XFL_BI11_GMELIT11_1:line | -1596 |  | 1600 | -4 | 100 | []
MK_GR_CO_00002 | N-1 400 kV Dubrovo-Thessaloniki | [MK-GR] 400 kV Bitola-Meliti | XFL_BI11_GMELIT11_1:line | -1516 |  | 1600 | -84 | 95 | []
AL_CO_00002 | N-1 400 kV Elbasan 2-Zemlak | [MK-GR] 400 kV Bitola-Meliti | XFL_BI11_GMELIT11_1:line | -1474 |  | 1600 | -126 | 92 | []
MK_KS_CO_00001 | N-1 400 kV Skopje 5 âUrosevac | [MK-GR] 400 kV Bitola-Meliti | XFL_BI11_GMELIT11_1:line | -1378 |  | 1600 | -222 | 86 | []
GR_CO_00001 | N-1 400 kV Filippoi-Nea Santa ck.2 | [MK-GR] 400 kV Bitola-Meliti | XFL_BI11_GMELIT11_1:line | -1370 |  | 1600 | -230 | 86 | []
KS_CO_00001 | N-1 400 kV Kosovo B-Urosevac | [MK-GR] 400 kV Bitola-Meliti | XFL_BI11_GMELIT11_1:line | -1359 |  | 1600 | -241 | 85 | []
GR_CO_00002 | N-1 400 kV Filippoi-Lagadas ck.2 | [MK-GR] 400 kV Bitola-Meliti | XFL_BI11_GMELIT11_1:line | -1330 |  | 1600 | -270 | 83 | []
BG_GR_CO_00001 | N-1 400 kV Blagoevgrad-Thessaloniki | [MK-GR] 400 kV Bitola-Meliti | XFL_BI11_GMELIT11_1:line | -1328 |  | 1600 | -272 | 83 | []
GR_CO_00004 | N-1 400 kV Amideo-Lagadas ck.2 | [MK-GR] 400 kV Bitola-Meliti | XFL_BI11_GMELIT11_1:line | -1327 |  | 1600 | -273 | 83 | []
IT_GR_CO_00001 | N-1 400 kV Galatina-Arachthos | [MK-GR] 400 kV Bitola-Meliti | XFL_BI11_GMELIT11_1:line | -1307 |  | 1600 | -293 | 82 | []
AL_CO_00001 | N-1 400 kV Elbasan 2-Tirana 2 | [MK-GR] 400 kV Bitola-Meliti | XFL_BI11_GMELIT11_1:line | -1295 |  | 1600 | -305 | 81 | []
TR_GR_CO_00001 | N-1 400 kV Babaeski-N Santa | [MK-GR] 400 kV Bitola-Meliti | XFL_BI11_GMELIT11_1:line | -1282 |  | 1600 | -318 | 80 | []
BG_CO_00001 | N-1 400kV Chervena Mogila - Blagoevgrad ck. 2 | [MK-GR] 400 kV Bitola-Meliti | XFL_BI11_GMELIT11_1:line | -1277 |  | 1600 | -323 | 80 | []
BG_GR_CO_00002 | N-1 400 kV Maritsa Iztok-Nea Santa | [MK-GR] 400 kV Bitola-Meliti | XFL_BI11_GMELIT11_1:line | -1276 |  | 1600 | -324 | 80 | []
RS_CO_00004 | N-1 400 kV Nis 2 âLeskovac 2 | [MK-GR] 400 kV Bitola-Meliti | XFL_BI11_GMELIT11_1:line | -1259 |  | 1600 | -341 | 79 | []
RS_MK_00001 | N-1 400 kV Vranje 4 -Stip | [MK-GR] 400 kV Bitola-Meliti | XFL_BI11_GMELIT11_1:line | -1254 |  | 1600 | -346 | 78 | []
RS_CO_00003 | N-1 400 kV Vranje 4 âLeskovac 2 | [MK-GR] 400 kV Bitola-Meliti | XFL_BI11_GMELIT11_1:line | -1254 |  | 1600 | -346 | 78 | []
KS_ME_CO_00001 | N-1 400 kV Pec 3-Ribarevina | [MK-GR] 400 kV Bitola-Meliti | XFL_BI11_GMELIT11_1:line | -1249 |  | 1600 | -351 | 78 | []
BG_CO_00016 | N-1 400kV Kozloduy - Sofia Zapad ck.2 | [MK-GR] 400 kV Bitola-Meliti | XFL_BI11_GMELIT11_1:line | -1240 |  | 1600 | -360 | 77 | []
RS_KS_CO_00002 | N-1 400 kV Kosovo B-Nis 2 | [MK-GR] 400 kV Bitola-Meliti | XFL_BI11_GMELIT11_1:line | -1239 |  | 1600 | -361 | 77 | []
AL_ME_CO_00001 | N-1 400 kV Tirana 2âPodgorica 2 | [MK-GR] 400 kV Bitola-Meliti | XFL_BI11_GMELIT11_1:line | -1234 |  | 1600 | -366 | 77 | []
BC | Base Case | [MK-GR] 400 kV Bitola-Meliti | XFL_BI11_GMELIT11_1:line | -1233 |  | 1600 | -367 | 77 | []
BG_CO_00010 | N-1 400kV Maritsa Iztok â Maritsa Iztok 3 | [MK-GR] 400 kV Bitola-Meliti | XFL_BI11_GMELIT11_1:line | -1233 |  | 1600 | -367 | 77 | []
BG_CO_00009 | N-1 400kV Maritsa Iztok 2Â - Maritsa Iztok 3 | [MK-GR] 400 kV Bitola-Meliti | XFL_BI11_GMELIT11_1:line | -1233 |  | 1600 | -367 | 77 | []
BG_TR_CO_00001 | N-1 400kV Maritsa 3 - Hamitabat 1 | [MK-GR] 400 kV Bitola-Meliti | XFL_BI11_GMELIT11_1:line | -1232 |  | 1600 | -368 | 77 | []
BG_CO_00013 | N-1 400kV Burgas â Maritsa Iztok 2 | [MK-GR] 400 kV Bitola-Meliti | XFL_BI11_GMELIT11_1:line | -1232 |  | 1600 | -368 | 77 | []
TR_CO_00001 | N-1 400 kV Habitabat NGCC -Babaeski | [MK-GR] 400 kV Bitola-Meliti | XFL_BI11_GMELIT11_1:line | -1232 |  | 1600 | -368 | 77 | []
BG_TR_CO_00002 | N-1 400kV Maritsa 3 - Hamitabat 2 | [MK-GR] 400 kV Bitola-Meliti | XFL_BI11_GMELIT11_1:line | -1232 |  | 1600 | -368 | 77 | []
BG_CO_00012 | Â N-1 400kV Varna - Burgas | [MK-GR] 400 kV Bitola-Meliti | XFL_BI11_GMELIT11_1:line | -1229 |  | 1600 | -371 | 77 | []
BG_CO_00002 | N-1 400kV Sofia Zapad - Chervena Mogila ck. 2 | [MK-GR] 400 kV Bitola-Meliti | XFL_BI11_GMELIT11_1:line | -1228 |  | 1600 | -372 | 77 | []
BG_CO_00011 | N-1 400kV Maritsa Iztok - Plovdiv | [MK-GR] 400 kV Bitola-Meliti | XFL_BI11_GMELIT11_1:line | -1227 |  | 1600 | -373 | 77 | []
BG_MK_CO_00001 | N-1 400kV Chervena Mogila - Stip Â | [MK-GR] 400 kV Bitola-Meliti | XFL_BI11_GMELIT11_1:line | -1220 |  | 1600 | -380 | 76 | []
BG_RS_CO_00001 | N-1 400kV Sofia Zapad - Nis Â | [MK-GR] 400 kV Bitola-Meliti | XFL_BI11_GMELIT11_1:line | -1214 |  | 1600 | -386 | 76 | []
GR_CO_00003 | N-1 400 kV Meliti-Amideo ck.2 | [MK-GR] 400 kV Dubrovo-Thessaloniki | XTH_DU11_GTHESS11_1:line | -1201 |  | 1600 | -399 | 75 | []
MK_CO_00002 | N-1 400 kV Dubrovo âStip | [MK-GR] 400 kV Bitola-Meliti | XFL_BI11_GMELIT11_1:line | -1199 |  | 1600 | -401 | 75 | []
MK_CO_00003 | N-1 400 kV Skopje 4 âSkopje 5 | [MK-GR] 400 kV Bitola-Meliti | XFL_BI11_GMELIT11_1:line | -1195 |  | 1600 | -405 | 75 | []
MK_GR_CO_00001 | N-1 400 kV Bitola-Meliti | [MK-GR] 400 kV Dubrovo-Thessaloniki | XTH_DU11_GTHESS11_1:line | -1194 |  | 1600 | -406 | 75 | []
BG_CO_00005, BG_CO_00007 | N-1 400kV Vetren - Chervena Mogila , N-1 400kV Vetren - Chervena Mogila | [MK-GR] 400 kV Bitola-Meliti | XFL_BI11_GMELIT11_1:line | -1186 |  | 1600 | -414 | 74 | []
BG_CO_00006, BG_CO_00008 | N-1 400kV Plovdiv - Vetren , N-1 400kV Plovdiv - Vetren | [MK-GR] 400 kV Bitola-Meliti | XFL_BI11_GMELIT11_1:line | -1182 |  | 1600 | -418 | 74 | []
GR_CO_00005 | N-1 400 kV Thessaloniki-Lagadas ck.2 | [MK-GR] 400 kV Bitola-Meliti | XFL_BI11_GMELIT11_1:line | -1174 |  | 1600 | -426 | 73 | []

## 0630Preventive
Detailed results
Generated at: | 2023-12-20 21:22
Business day: | 22.12.2023
Timestamp: | 06:30
Border & direction: | North-Greece Exporting
Horizon: | 2D
Remedial actions: | true
Evaluation type: | PREVENTIVE
TTC [MW]: | 2465
Fallback applied | false
Loading threshold | 0.7
Applied RAs
CO ID | RA ID | Name of the RA | Usage | Type | Location | Status
Limiting CNECs
CO ID | Name of the CO | Name of the CNE | CNE UCTE branch | Calculated I (A) | I max (PRE) | I max (CUR) | Margin (A) | Loading (%) | Applicable curative RAs
AL_GR_CO_00001 | N-1 400 kV Zemplak-Kardia | [MK-GR] 400 kV Bitola-Meliti | XFL_BI11_GMELIT11_1:line | -1592 | 1600 | 1600 | -8 | 99 | []
MK_GR_CO_00002 | N-1 400 kV Dubrovo-Thessaloniki | [MK-GR] 400 kV Bitola-Meliti | XFL_BI11_GMELIT11_1:line | -1496 | 1600 | 1600 | -104 | 93 | []
AL_CO_00002 | N-1 400 kV Elbasan 2-Zemlak | [MK-GR] 400 kV Bitola-Meliti | XFL_BI11_GMELIT11_1:line | -1472 | 1600 | 1600 | -128 | 92 | []
GR_CO_00004 | N-1 400 kV Amideo-Lagadas ck.2 | [MK-GR] 400 kV Bitola-Meliti | XFL_BI11_GMELIT11_1:line | -1363 | 1600 | 1600 | -237 | 85 | []
GR_CO_00001 | N-1 400 kV Filippoi-Nea Santa ck.2 | [MK-GR] 400 kV Bitola-Meliti | XFL_BI11_GMELIT11_1:line | -1361 | 1600 | 1600 | -239 | 85 | []
BG_GR_CO_00001 | N-1 400 kV Blagoevgrad-Thessaloniki | [MK-GR] 400 kV Bitola-Meliti | XFL_BI11_GMELIT11_1:line | -1343 | 1600 | 1600 | -257 | 84 | []
GR_CO_00002 | N-1 400 kV Filippoi-Lagadas ck.2 | [MK-GR] 400 kV Bitola-Meliti | XFL_BI11_GMELIT11_1:line | -1340 | 1600 | 1600 | -260 | 84 | []
KS_CO_00001 | N-1 400 kV Kosovo B-Urosevac | [MK-GR] 400 kV Bitola-Meliti | XFL_BI11_GMELIT11_1:line | -1336 | 1600 | 1600 | -264 | 84 | []
MK_KS_CO_00001 | N-1 400 kV Skopje 5 âUrosevac | [MK-GR] 400 kV Bitola-Meliti | XFL_BI11_GMELIT11_1:line | -1323 | 1600 | 1600 | -277 | 83 | []
AL_CO_00001 | N-1 400 kV Elbasan 2-Tirana 2 | [MK-GR] 400 kV Bitola-Meliti | XFL_BI11_GMELIT11_1:line | -1316 | 1600 | 1600 | -284 | 82 | []
BG_CO_00001 | N-1 400kV Chervena Mogila - Blagoevgrad ck. 2 | [MK-GR] 400 kV Bitola-Meliti | XFL_BI11_GMELIT11_1:line | -1292 | 1600 | 1600 | -308 | 81 | []
BG_GR_CO_00002 | N-1 400 kV Maritsa Iztok-Nea Santa | [MK-GR] 400 kV Bitola-Meliti | XFL_BI11_GMELIT11_1:line | -1286 | 1600 | 1600 | -314 | 80 | []
TR_GR_CO_00001 | N-1 400 kV Babaeski-N Santa | [MK-GR] 400 kV Bitola-Meliti | XFL_BI11_GMELIT11_1:line | -1277 | 1600 | 1600 | -323 | 80 | []
RS_CO_00004 | N-1 400 kV Nis 2 âLeskovac 2 | [MK-GR] 400 kV Bitola-Meliti | XFL_BI11_GMELIT11_1:line | -1264 | 1600 | 1600 | -336 | 79 | []
KS_ME_CO_00001 | N-1 400 kV Pec 3-Ribarevina | [MK-GR] 400 kV Bitola-Meliti | XFL_BI11_GMELIT11_1:line | -1259 | 1600 | 1600 | -341 | 79 | []
AL_ME_CO_00001 | N-1 400 kV Tirana 2âPodgorica 2 | [MK-GR] 400 kV Bitola-Meliti | XFL_BI11_GMELIT11_1:line | -1257 | 1600 | 1600 | -343 | 79 | []
RS_CO_00003 | N-1 400 kV Vranje 4 âLeskovac 2 | [MK-GR] 400 kV Bitola-Meliti | XFL_BI11_GMELIT11_1:line | -1255 | 1600 | 1600 | -345 | 78 | []
RS_MK_00001 | N-1 400 kV Vranje 4 -Stip | [MK-GR] 400 kV Bitola-Meliti | XFL_BI11_GMELIT11_1:line | -1251 | 1600 | 1600 | -349 | 78 | []
BG_CO_00016 | N-1 400kV Kozloduy - Sofia Zapad ck.2 | [MK-GR] 400 kV Bitola-Meliti | XFL_BI11_GMELIT11_1:line | -1249 | 1600 | 1600 | -351 | 78 | []
BG_CO_00009 | N-1 400kV Maritsa Iztok 2Â - Maritsa Iztok 3 | [MK-GR] 400 kV Bitola-Meliti | XFL_BI11_GMELIT11_1:line | -1246 | 1600 | 1600 | -354 | 78 | []
BG_TR_CO_00002 | N-1 400kV Maritsa 3 - Hamitabat 2 | [MK-GR] 400 kV Bitola-Meliti | XFL_BI11_GMELIT11_1:line | -1246 | 1600 | 1600 | -354 | 78 | []
BG_CO_00013 | N-1 400kV Burgas â Maritsa Iztok 2 | [MK-GR] 400 kV Bitola-Meliti | XFL_BI11_GMELIT11_1:line | -1245 | 1600 | 1600 | -355 | 78 | []
RS_KS_CO_00002 | N-1 400 kV Kosovo B-Nis 2 | [MK-GR] 400 kV Bitola-Meliti | XFL_BI11_GMELIT11_1:line | -1245 | 1600 | 1600 | -355 | 78 | []
BG_TR_CO_00001 | N-1 400kV Maritsa 3 - Hamitabat 1 | [MK-GR] 400 kV Bitola-Meliti | XFL_BI11_GMELIT11_1:line | -1245 | 1600 | 1600 | -355 | 78 | []
TR_CO_00001 | N-1 400 kV Habitabat NGCC -Babaeski | [MK-GR] 400 kV Bitola-Meliti | XFL_BI11_GMELIT11_1:line | -1244 | 1600 | 1600 | -356 | 78 | []
BC | Base Case | [MK-GR] 400 kV Bitola-Meliti | XFL_BI11_GMELIT11_1:line | -1243 | 1600 | 1600 | -357 | 78 | []
BG_CO_00010 | N-1 400kV Maritsa Iztok â Maritsa Iztok 3 | [MK-GR] 400 kV Bitola-Meliti | XFL_BI11_GMELIT11_1:line | -1243 | 1600 | 1600 | -357 | 78 | []
BG_CO_00012 | Â N-1 400kV Varna - Burgas | [MK-GR] 400 kV Bitola-Meliti | XFL_BI11_GMELIT11_1:line | -1241 | 1600 | 1600 | -359 | 78 | []
BG_CO_00011 | N-1 400kV Maritsa Iztok - Plovdiv | [MK-GR] 400 kV Bitola-Meliti | XFL_BI11_GMELIT11_1:line | -1240 | 1600 | 1600 | -360 | 77 | []
BG_CO_00002 | N-1 400kV Sofia Zapad - Chervena Mogila ck. 2 | [MK-GR] 400 kV Bitola-Meliti | XFL_BI11_GMELIT11_1:line | -1239 | 1600 | 1600 | -361 | 77 | []
BG_RS_CO_00001 | N-1 400kV Sofia Zapad - Nis Â | [MK-GR] 400 kV Bitola-Meliti | XFL_BI11_GMELIT11_1:line | -1228 | 1600 | 1600 | -372 | 77 | []
BG_MK_CO_00001 | N-1 400kV Chervena Mogila - Stip Â | [MK-GR] 400 kV Bitola-Meliti | XFL_BI11_GMELIT11_1:line | -1209 | 1600 | 1600 | -391 | 76 | []
MK_CO_00003 | N-1 400 kV Skopje 4 âSkopje 5 | [MK-GR] 400 kV Bitola-Meliti | XFL_BI11_GMELIT11_1:line | -1201 | 1600 | 1600 | -399 | 75 | []
BG_CO_00005, BG_CO_00007 | N-1 400kV Vetren - Chervena Mogila , N-1 400kV Vetren - Chervena Mogila | [MK-GR] 400 kV Bitola-Meliti | XFL_BI11_GMELIT11_1:line | -1199 | 1600 | 1600 | -401 | 75 | []
BG_CO_00006, BG_CO_00008 | N-1 400kV Plovdiv - Vetren , N-1 400kV Plovdiv - Vetren | [MK-GR] 400 kV Bitola-Meliti | XFL_BI11_GMELIT11_1:line | -1197 | 1600 | 1600 | -403 | 75 | []
GR_CO_00005 | N-1 400 kV Thessaloniki-Lagadas ck.2 | [MK-GR] 400 kV Bitola-Meliti | XFL_BI11_GMELIT11_1:line | -1186 | 1600 | 1600 | -414 | 74 | []
MK_CO_00002 | N-1 400 kV Dubrovo âStip | [MK-GR] 400 kV Bitola-Meliti | XFL_BI11_GMELIT11_1:line | -1178 | 1600 | 1600 | -422 | 74 | []
GR_CO_00003 | N-1 400 kV Meliti-Amideo ck.2 | [MK-GR] 400 kV Dubrovo-Thessaloniki | XTH_DU11_GTHESS11_1:line | -1153 | 1600 | 1600 | -447 | 72 | []
MK_GR_CO_00001 | N-1 400 kV Bitola-Meliti | [MK-GR] 400 kV Dubrovo-Thessaloniki | XTH_DU11_GTHESS11_1:line | -1147 | 1600 | 1600 | -453 | 72 | []

## 0630Curative
Detailed results
Generated at: | 2023-12-20 21:22
Business day: | 22.12.2023
Timestamp: | 06:30
Border & direction: | North-Greece Exporting
Horizon: | 2D
Remedial actions: | true
Evaluation type: | CURATIVE
TTC [MW]: | 2465
Fallback applied | false
Loading threshold | 0.7
Applied RAs
CO ID | RA ID | Name of the RA | Usage | Type | Location | Status
Limiting CNECs
CO ID | Name of the CO | Name of the CNE | CNE UCTE branch | Calculated I (A) | I max (PRE) | I max (CUR) | Margin (A) | Loading (%) | Applicable curative RAs
AL_GR_CO_00001 | N-1 400 kV Zemplak-Kardia | [MK-GR] 400 kV Bitola-Meliti | XFL_BI11_GMELIT11_1:line | -1592 |  | 1600 | -8 | 99 | []
MK_GR_CO_00002 | N-1 400 kV Dubrovo-Thessaloniki | [MK-GR] 400 kV Bitola-Meliti | XFL_BI11_GMELIT11_1:line | -1496 |  | 1600 | -104 | 93 | []
AL_CO_00002 | N-1 400 kV Elbasan 2-Zemlak | [MK-GR] 400 kV Bitola-Meliti | XFL_BI11_GMELIT11_1:line | -1472 |  | 1600 | -128 | 92 | []
GR_CO_00004 | N-1 400 kV Amideo-Lagadas ck.2 | [MK-GR] 400 kV Bitola-Meliti | XFL_BI11_GMELIT11_1:line | -1363 |  | 1600 | -237 | 85 | []
GR_CO_00001 | N-1 400 kV Filippoi-Nea Santa ck.2 | [MK-GR] 400 kV Bitola-Meliti | XFL_BI11_GMELIT11_1:line | -1361 |  | 1600 | -239 | 85 | []
BG_GR_CO_00001 | N-1 400 kV Blagoevgrad-Thessaloniki | [MK-GR] 400 kV Bitola-Meliti | XFL_BI11_GMELIT11_1:line | -1343 |  | 1600 | -257 | 84 | []
GR_CO_00002 | N-1 400 kV Filippoi-Lagadas ck.2 | [MK-GR] 400 kV Bitola-Meliti | XFL_BI11_GMELIT11_1:line | -1340 |  | 1600 | -260 | 84 | []
KS_CO_00001 | N-1 400 kV Kosovo B-Urosevac | [MK-GR] 400 kV Bitola-Meliti | XFL_BI11_GMELIT11_1:line | -1336 |  | 1600 | -264 | 84 | []
MK_KS_CO_00001 | N-1 400 kV Skopje 5 âUrosevac | [MK-GR] 400 kV Bitola-Meliti | XFL_BI11_GMELIT11_1:line | -1323 |  | 1600 | -277 | 83 | []
AL_CO_00001 | N-1 400 kV Elbasan 2-Tirana 2 | [MK-GR] 400 kV Bitola-Meliti | XFL_BI11_GMELIT11_1:line | -1316 |  | 1600 | -284 | 82 | []
BG_CO_00001 | N-1 400kV Chervena Mogila - Blagoevgrad ck. 2 | [MK-GR] 400 kV Bitola-Meliti | XFL_BI11_GMELIT11_1:line | -1292 |  | 1600 | -308 | 81 | []
BG_GR_CO_00002 | N-1 400 kV Maritsa Iztok-Nea Santa | [MK-GR] 400 kV Bitola-Meliti | XFL_BI11_GMELIT11_1:line | -1286 |  | 1600 | -314 | 80 | []
TR_GR_CO_00001 | N-1 400 kV Babaeski-N Santa | [MK-GR] 400 kV Bitola-Meliti | XFL_BI11_GMELIT11_1:line | -1277 |  | 1600 | -323 | 80 | []
RS_CO_00004 | N-1 400 kV Nis 2 âLeskovac 2 | [MK-GR] 400 kV Bitola-Meliti | XFL_BI11_GMELIT11_1:line | -1264 |  | 1600 | -336 | 79 | []
KS_ME_CO_00001 | N-1 400 kV Pec 3-Ribarevina | [MK-GR] 400 kV Bitola-Meliti | XFL_BI11_GMELIT11_1:line | -1259 |  | 1600 | -341 | 79 | []
AL_ME_CO_00001 | N-1 400 kV Tirana 2âPodgorica 2 | [MK-GR] 400 kV Bitola-Meliti | XFL_BI11_GMELIT11_1:line | -1257 |  | 1600 | -343 | 79 | []
RS_CO_00003 | N-1 400 kV Vranje 4 âLeskovac 2 | [MK-GR] 400 kV Bitola-Meliti | XFL_BI11_GMELIT11_1:line | -1255 |  | 1600 | -345 | 78 | []
RS_MK_00001 | N-1 400 kV Vranje 4 -Stip | [MK-GR] 400 kV Bitola-Meliti | XFL_BI11_GMELIT11_1:line | -1251 |  | 1600 | -349 | 78 | []
BG_CO_00016 | N-1 400kV Kozloduy - Sofia Zapad ck.2 | [MK-GR] 400 kV Bitola-Meliti | XFL_BI11_GMELIT11_1:line | -1249 |  | 1600 | -351 | 78 | []
BG_CO_00009 | N-1 400kV Maritsa Iztok 2Â - Maritsa Iztok 3 | [MK-GR] 400 kV Bitola-Meliti | XFL_BI11_GMELIT11_1:line | -1246 |  | 1600 | -354 | 78 | []
BG_TR_CO_00002 | N-1 400kV Maritsa 3 - Hamitabat 2 | [MK-GR] 400 kV Bitola-Meliti | XFL_BI11_GMELIT11_1:line | -1246 |  | 1600 | -354 | 78 | []
BG_CO_00013 | N-1 400kV Burgas â Maritsa Iztok 2 | [MK-GR] 400 kV Bitola-Meliti | XFL_BI11_GMELIT11_1:line | -1245 |  | 1600 | -355 | 78 | []
RS_KS_CO_00002 | N-1 400 kV Kosovo B-Nis 2 | [MK-GR] 400 kV Bitola-Meliti | XFL_BI11_GMELIT11_1:line | -1245 |  | 1600 | -355 | 78 | []
BG_TR_CO_00001 | N-1 400kV Maritsa 3 - Hamitabat 1 | [MK-GR] 400 kV Bitola-Meliti | XFL_BI11_GMELIT11_1:line | -1245 |  | 1600 | -355 | 78 | []
TR_CO_00001 | N-1 400 kV Habitabat NGCC -Babaeski | [MK-GR] 400 kV Bitola-Meliti | XFL_BI11_GMELIT11_1:line | -1244 |  | 1600 | -356 | 78 | []
BC | Base Case | [MK-GR] 400 kV Bitola-Meliti | XFL_BI11_GMELIT11_1:line | -1243 |  | 1600 | -357 | 78 | []
BG_CO_00010 | N-1 400kV Maritsa Iztok â Maritsa Iztok 3 | [MK-GR] 400 kV Bitola-Meliti | XFL_BI11_GMELIT11_1:line | -1243 |  | 1600 | -357 | 78 | []
BG_CO_00012 | Â N-1 400kV Varna - Burgas | [MK-GR] 400 kV Bitola-Meliti | XFL_BI11_GMELIT11_1:line | -1241 |  | 1600 | -359 | 78 | []
BG_CO_00011 | N-1 400kV Maritsa Iztok - Plovdiv | [MK-GR] 400 kV Bitola-Meliti | XFL_BI11_GMELIT11_1:line | -1240 |  | 1600 | -360 | 77 | []
BG_CO_00002 | N-1 400kV Sofia Zapad - Chervena Mogila ck. 2 | [MK-GR] 400 kV Bitola-Meliti | XFL_BI11_GMELIT11_1:line | -1239 |  | 1600 | -361 | 77 | []
BG_RS_CO_00001 | N-1 400kV Sofia Zapad - Nis Â | [MK-GR] 400 kV Bitola-Meliti | XFL_BI11_GMELIT11_1:line | -1228 |  | 1600 | -372 | 77 | []
BG_MK_CO_00001 | N-1 400kV Chervena Mogila - Stip Â | [MK-GR] 400 kV Bitola-Meliti | XFL_BI11_GMELIT11_1:line | -1209 |  | 1600 | -391 | 76 | []
MK_CO_00003 | N-1 400 kV Skopje 4 âSkopje 5 | [MK-GR] 400 kV Bitola-Meliti | XFL_BI11_GMELIT11_1:line | -1201 |  | 1600 | -399 | 75 | []
BG_CO_00005, BG_CO_00007 | N-1 400kV Vetren - Chervena Mogila , N-1 400kV Vetren - Chervena Mogila | [MK-GR] 400 kV Bitola-Meliti | XFL_BI11_GMELIT11_1:line | -1199 |  | 1600 | -401 | 75 | []
BG_CO_00006, BG_CO_00008 | N-1 400kV Plovdiv - Vetren , N-1 400kV Plovdiv - Vetren | [MK-GR] 400 kV Bitola-Meliti | XFL_BI11_GMELIT11_1:line | -1197 |  | 1600 | -403 | 75 | []
GR_CO_00005 | N-1 400 kV Thessaloniki-Lagadas ck.2 | [MK-GR] 400 kV Bitola-Meliti | XFL_BI11_GMELIT11_1:line | -1186 |  | 1600 | -414 | 74 | []
MK_CO_00002 | N-1 400 kV Dubrovo âStip | [MK-GR] 400 kV Bitola-Meliti | XFL_BI11_GMELIT11_1:line | -1178 |  | 1600 | -422 | 74 | []
GR_CO_00003 | N-1 400 kV Meliti-Amideo ck.2 | [MK-GR] 400 kV Dubrovo-Thessaloniki | XTH_DU11_GTHESS11_1:line | -1153 |  | 1600 | -447 | 72 | []
MK_GR_CO_00001 | N-1 400 kV Bitola-Meliti | [MK-GR] 400 kV Dubrovo-Thessaloniki | XTH_DU11_GTHESS11_1:line | -1147 |  | 1600 | -453 | 72 | []

## 0730Preventive
Detailed results
Generated at: | 2023-12-20 21:22
Business day: | 22.12.2023
Timestamp: | 07:30
Border & direction: | North-Greece Exporting
Horizon: | 2D
Remedial actions: | true
Evaluation type: | PREVENTIVE
TTC [MW]: | 2468
Fallback applied | false
Loading threshold | 0.7
Applied RAs
CO ID | RA ID | Name of the RA | Usage | Type | Location | Status
Limiting CNECs
CO ID | Name of the CO | Name of the CNE | CNE UCTE branch | Calculated I (A) | I max (PRE) | I max (CUR) | Margin (A) | Loading (%) | Applicable curative RAs
AL_GR_CO_00001 | N-1 400 kV Zemplak-Kardia | [MK-GR] 400 kV Bitola-Meliti | XFL_BI11_GMELIT11_1:line | -1598 | 1600 | 1600 | -2 | 100 | []
MK_GR_CO_00002 | N-1 400 kV Dubrovo-Thessaloniki | [MK-GR] 400 kV Bitola-Meliti | XFL_BI11_GMELIT11_1:line | -1474 | 1600 | 1600 | -126 | 92 | []
AL_CO_00002 | N-1 400 kV Elbasan 2-Zemlak | [MK-GR] 400 kV Bitola-Meliti | XFL_BI11_GMELIT11_1:line | -1458 | 1600 | 1600 | -142 | 91 | []
GR_CO_00001 | N-1 400 kV Filippoi-Nea Santa ck.2 | [MK-GR] 400 kV Bitola-Meliti | XFL_BI11_GMELIT11_1:line | -1339 | 1600 | 1600 | -261 | 84 | []
BG_GR_CO_00001 | N-1 400 kV Blagoevgrad-Thessaloniki | [MK-GR] 400 kV Bitola-Meliti | XFL_BI11_GMELIT11_1:line | -1336 | 1600 | 1600 | -264 | 83 | []
GR_CO_00004 | N-1 400 kV Amideo-Lagadas ck.2 | [MK-GR] 400 kV Bitola-Meliti | XFL_BI11_GMELIT11_1:line | -1333 | 1600 | 1600 | -267 | 83 | []
GR_CO_00002 | N-1 400 kV Filippoi-Lagadas ck.2 | [MK-GR] 400 kV Bitola-Meliti | XFL_BI11_GMELIT11_1:line | -1318 | 1600 | 1600 | -282 | 82 | []
AL_CO_00001 | N-1 400 kV Elbasan 2-Tirana 2 | [MK-GR] 400 kV Bitola-Meliti | XFL_BI11_GMELIT11_1:line | -1289 | 1600 | 1600 | -311 | 81 | []
BG_CO_00001 | N-1 400kV Chervena Mogila - Blagoevgrad ck. 2 | [MK-GR] 400 kV Bitola-Meliti | XFL_BI11_GMELIT11_1:line | -1283 | 1600 | 1600 | -317 | 80 | []
KS_CO_00001 | N-1 400 kV Kosovo B-Urosevac | [MK-GR] 400 kV Bitola-Meliti | XFL_BI11_GMELIT11_1:line | -1270 | 1600 | 1600 | -330 | 79 | []
BG_GR_CO_00002 | N-1 400 kV Maritsa Iztok-Nea Santa | [MK-GR] 400 kV Bitola-Meliti | XFL_BI11_GMELIT11_1:line | -1251 | 1600 | 1600 | -349 | 78 | []
TR_GR_CO_00001 | N-1 400 kV Babaeski-N Santa | [MK-GR] 400 kV Bitola-Meliti | XFL_BI11_GMELIT11_1:line | -1240 | 1600 | 1600 | -360 | 78 | []
AL_ME_CO_00001 | N-1 400 kV Tirana 2âPodgorica 2 | [MK-GR] 400 kV Bitola-Meliti | XFL_BI11_GMELIT11_1:line | -1228 | 1600 | 1600 | -372 | 77 | []
MK_KS_CO_00001 | N-1 400 kV Skopje 5 âUrosevac | [MK-GR] 400 kV Bitola-Meliti | XFL_BI11_GMELIT11_1:line | -1226 | 1600 | 1600 | -374 | 77 | []
KS_ME_CO_00001 | N-1 400 kV Pec 3-Ribarevina | [MK-GR] 400 kV Bitola-Meliti | XFL_BI11_GMELIT11_1:line | -1223 | 1600 | 1600 | -377 | 76 | []
RS_CO_00004 | N-1 400 kV Nis 2 âLeskovac 2 | [MK-GR] 400 kV Bitola-Meliti | XFL_BI11_GMELIT11_1:line | -1222 | 1600 | 1600 | -378 | 76 | []
BG_CO_00016 | N-1 400kV Kozloduy - Sofia Zapad ck.2 | [MK-GR] 400 kV Bitola-Meliti | XFL_BI11_GMELIT11_1:line | -1214 | 1600 | 1600 | -386 | 76 | []
RS_CO_00003 | N-1 400 kV Vranje 4 âLeskovac 2 | [MK-GR] 400 kV Bitola-Meliti | XFL_BI11_GMELIT11_1:line | -1212 | 1600 | 1600 | -388 | 76 | []
BG_CO_00009 | N-1 400kV Maritsa Iztok 2Â - Maritsa Iztok 3 | [MK-GR] 400 kV Bitola-Meliti | XFL_BI11_GMELIT11_1:line | -1212 | 1600 | 1600 | -388 | 76 | []
BG_CO_00013 | N-1 400kV Burgas â Maritsa Iztok 2 | [MK-GR] 400 kV Bitola-Meliti | XFL_BI11_GMELIT11_1:line | -1212 | 1600 | 1600 | -388 | 76 | []
BG_TR_CO_00002 | N-1 400kV Maritsa 3 - Hamitabat 2 | [MK-GR] 400 kV Bitola-Meliti | XFL_BI11_GMELIT11_1:line | -1212 | 1600 | 1600 | -388 | 76 | []
BG_TR_CO_00001 | N-1 400kV Maritsa 3 - Hamitabat 1 | [MK-GR] 400 kV Bitola-Meliti | XFL_BI11_GMELIT11_1:line | -1211 | 1600 | 1600 | -389 | 76 | []
TR_CO_00001 | N-1 400 kV Habitabat NGCC -Babaeski | [MK-GR] 400 kV Bitola-Meliti | XFL_BI11_GMELIT11_1:line | -1209 | 1600 | 1600 | -391 | 76 | []
BC | Base Case | [MK-GR] 400 kV Bitola-Meliti | XFL_BI11_GMELIT11_1:line | -1208 | 1600 | 1600 | -392 | 76 | []
BG_CO_00010 | N-1 400kV Maritsa Iztok â Maritsa Iztok 3 | [MK-GR] 400 kV Bitola-Meliti | XFL_BI11_GMELIT11_1:line | -1208 | 1600 | 1600 | -392 | 76 | []
BG_CO_00012 | Â N-1 400kV Varna - Burgas | [MK-GR] 400 kV Bitola-Meliti | XFL_BI11_GMELIT11_1:line | -1208 | 1600 | 1600 | -392 | 75 | []
BG_CO_00002 | N-1 400kV Sofia Zapad - Chervena Mogila ck. 2 | [MK-GR] 400 kV Bitola-Meliti | XFL_BI11_GMELIT11_1:line | -1208 | 1600 | 1600 | -392 | 75 | []
RS_KS_CO_00002 | N-1 400 kV Kosovo B-Nis 2 | [MK-GR] 400 kV Bitola-Meliti | XFL_BI11_GMELIT11_1:line | -1207 | 1600 | 1600 | -393 | 75 | []
BG_CO_00011 | N-1 400kV Maritsa Iztok - Plovdiv | [MK-GR] 400 kV Bitola-Meliti | XFL_BI11_GMELIT11_1:line | -1206 | 1600 | 1600 | -394 | 75 | []
RS_MK_00001 | N-1 400 kV Vranje 4 -Stip | [MK-GR] 400 kV Bitola-Meliti | XFL_BI11_GMELIT11_1:line | -1205 | 1600 | 1600 | -395 | 75 | []
BG_RS_CO_00001 | N-1 400kV Sofia Zapad - Nis Â | [MK-GR] 400 kV Bitola-Meliti | XFL_BI11_GMELIT11_1:line | -1199 | 1600 | 1600 | -401 | 75 | []
BG_CO_00005, BG_CO_00007 | N-1 400kV Vetren - Chervena Mogila , N-1 400kV Vetren - Chervena Mogila | [MK-GR] 400 kV Bitola-Meliti | XFL_BI11_GMELIT11_1:line | -1172 | 1600 | 1600 | -428 | 73 | []
BG_CO_00006, BG_CO_00008 | N-1 400kV Plovdiv - Vetren , N-1 400kV Plovdiv - Vetren | [MK-GR] 400 kV Bitola-Meliti | XFL_BI11_GMELIT11_1:line | -1169 | 1600 | 1600 | -431 | 73 | []
GR_CO_00003 | N-1 400 kV Meliti-Amideo ck.2 | [MK-GR] 400 kV Dubrovo-Thessaloniki | XTH_DU11_GTHESS11_1:line | -1168 | 1600 | 1600 | -432 | 73 | []
BG_MK_CO_00001 | N-1 400kV Chervena Mogila - Stip Â | [MK-GR] 400 kV Bitola-Meliti | XFL_BI11_GMELIT11_1:line | -1165 | 1600 | 1600 | -435 | 73 | []
MK_GR_CO_00001 | N-1 400 kV Bitola-Meliti | [MK-GR] 400 kV Dubrovo-Thessaloniki | XTH_DU11_GTHESS11_1:line | -1159 | 1600 | 1600 | -441 | 72 | []
MK_CO_00003 | N-1 400 kV Skopje 4 âSkopje 5 | [MK-GR] 400 kV Bitola-Meliti | XFL_BI11_GMELIT11_1:line | -1158 | 1600 | 1600 | -442 | 72 | []
GR_CO_00005 | N-1 400 kV Thessaloniki-Lagadas ck.2 | [MK-GR] 400 kV Bitola-Meliti | XFL_BI11_GMELIT11_1:line | -1157 | 1600 | 1600 | -443 | 72 | []
MK_CO_00002 | N-1 400 kV Dubrovo âStip | [MK-GR] 400 kV Bitola-Meliti | XFL_BI11_GMELIT11_1:line | -1123 | 1600 | 1600 | -477 | 70 | []

## 0730Curative
Detailed results
Generated at: | 2023-12-20 21:22
Business day: | 22.12.2023
Timestamp: | 07:30
Border & direction: | North-Greece Exporting
Horizon: | 2D
Remedial actions: | true
Evaluation type: | CURATIVE
TTC [MW]: | 2468
Fallback applied | false
Loading threshold | 0.7
Applied RAs
CO ID | RA ID | Name of the RA | Usage | Type | Location | Status
Limiting CNECs
CO ID | Name of the CO | Name of the CNE | CNE UCTE branch | Calculated I (A) | I max (PRE) | I max (CUR) | Margin (A) | Loading (%) | Applicable curative RAs
AL_GR_CO_00001 | N-1 400 kV Zemplak-Kardia | [MK-GR] 400 kV Bitola-Meliti | XFL_BI11_GMELIT11_1:line | -1598 |  | 1600 | -2 | 100 | []
MK_GR_CO_00002 | N-1 400 kV Dubrovo-Thessaloniki | [MK-GR] 400 kV Bitola-Meliti | XFL_BI11_GMELIT11_1:line | -1474 |  | 1600 | -126 | 92 | []
AL_CO_00002 | N-1 400 kV Elbasan 2-Zemlak | [MK-GR] 400 kV Bitola-Meliti | XFL_BI11_GMELIT11_1:line | -1458 |  | 1600 | -142 | 91 | []
GR_CO_00001 | N-1 400 kV Filippoi-Nea Santa ck.2 | [MK-GR] 400 kV Bitola-Meliti | XFL_BI11_GMELIT11_1:line | -1339 |  | 1600 | -261 | 84 | []
BG_GR_CO_00001 | N-1 400 kV Blagoevgrad-Thessaloniki | [MK-GR] 400 kV Bitola-Meliti | XFL_BI11_GMELIT11_1:line | -1336 |  | 1600 | -264 | 83 | []
GR_CO_00004 | N-1 400 kV Amideo-Lagadas ck.2 | [MK-GR] 400 kV Bitola-Meliti | XFL_BI11_GMELIT11_1:line | -1333 |  | 1600 | -267 | 83 | []
GR_CO_00002 | N-1 400 kV Filippoi-Lagadas ck.2 | [MK-GR] 400 kV Bitola-Meliti | XFL_BI11_GMELIT11_1:line | -1318 |  | 1600 | -282 | 82 | []
AL_CO_00001 | N-1 400 kV Elbasan 2-Tirana 2 | [MK-GR] 400 kV Bitola-Meliti | XFL_BI11_GMELIT11_1:line | -1289 |  | 1600 | -311 | 81 | []
BG_CO_00001 | N-1 400kV Chervena Mogila - Blagoevgrad ck. 2 | [MK-GR] 400 kV Bitola-Meliti | XFL_BI11_GMELIT11_1:line | -1283 |  | 1600 | -317 | 80 | []
KS_CO_00001 | N-1 400 kV Kosovo B-Urosevac | [MK-GR] 400 kV Bitola-Meliti | XFL_BI11_GMELIT11_1:line | -1270 |  | 1600 | -330 | 79 | []
BG_GR_CO_00002 | N-1 400 kV Maritsa Iztok-Nea Santa | [MK-GR] 400 kV Bitola-Meliti | XFL_BI11_GMELIT11_1:line | -1251 |  | 1600 | -349 | 78 | []
TR_GR_CO_00001 | N-1 400 kV Babaeski-N Santa | [MK-GR] 400 kV Bitola-Meliti | XFL_BI11_GMELIT11_1:line | -1240 |  | 1600 | -360 | 78 | []
AL_ME_CO_00001 | N-1 400 kV Tirana 2âPodgorica 2 | [MK-GR] 400 kV Bitola-Meliti | XFL_BI11_GMELIT11_1:line | -1228 |  | 1600 | -372 | 77 | []
MK_KS_CO_00001 | N-1 400 kV Skopje 5 âUrosevac | [MK-GR] 400 kV Bitola-Meliti | XFL_BI11_GMELIT11_1:line | -1226 |  | 1600 | -374 | 77 | []
KS_ME_CO_00001 | N-1 400 kV Pec 3-Ribarevina | [MK-GR] 400 kV Bitola-Meliti | XFL_BI11_GMELIT11_1:line | -1223 |  | 1600 | -377 | 76 | []
RS_CO_00004 | N-1 400 kV Nis 2 âLeskovac 2 | [MK-GR] 400 kV Bitola-Meliti | XFL_BI11_GMELIT11_1:line | -1222 |  | 1600 | -378 | 76 | []
BG_CO_00016 | N-1 400kV Kozloduy - Sofia Zapad ck.2 | [MK-GR] 400 kV Bitola-Meliti | XFL_BI11_GMELIT11_1:line | -1214 |  | 1600 | -386 | 76 | []
RS_CO_00003 | N-1 400 kV Vranje 4 âLeskovac 2 | [MK-GR] 400 kV Bitola-Meliti | XFL_BI11_GMELIT11_1:line | -1212 |  | 1600 | -388 | 76 | []
BG_CO_00009 | N-1 400kV Maritsa Iztok 2Â - Maritsa Iztok 3 | [MK-GR] 400 kV Bitola-Meliti | XFL_BI11_GMELIT11_1:line | -1212 |  | 1600 | -388 | 76 | []
BG_CO_00013 | N-1 400kV Burgas â Maritsa Iztok 2 | [MK-GR] 400 kV Bitola-Meliti | XFL_BI11_GMELIT11_1:line | -1212 |  | 1600 | -388 | 76 | []
BG_TR_CO_00002 | N-1 400kV Maritsa 3 - Hamitabat 2 | [MK-GR] 400 kV Bitola-Meliti | XFL_BI11_GMELIT11_1:line | -1212 |  | 1600 | -388 | 76 | []
BG_TR_CO_00001 | N-1 400kV Maritsa 3 - Hamitabat 1 | [MK-GR] 400 kV Bitola-Meliti | XFL_BI11_GMELIT11_1:line | -1211 |  | 1600 | -389 | 76 | []
TR_CO_00001 | N-1 400 kV Habitabat NGCC -Babaeski | [MK-GR] 400 kV Bitola-Meliti | XFL_BI11_GMELIT11_1:line | -1209 |  | 1600 | -391 | 76 | []
BC | Base Case | [MK-GR] 400 kV Bitola-Meliti | XFL_BI11_GMELIT11_1:line | -1208 |  | 1600 | -392 | 76 | []
BG_CO_00010 | N-1 400kV Maritsa Iztok â Maritsa Iztok 3 | [MK-GR] 400 kV Bitola-Meliti | XFL_BI11_GMELIT11_1:line | -1208 |  | 1600 | -392 | 76 | []
BG_CO_00012 | Â N-1 400kV Varna - Burgas | [MK-GR] 400 kV Bitola-Meliti | XFL_BI11_GMELIT11_1:line | -1208 |  | 1600 | -392 | 75 | []
BG_CO_00002 | N-1 400kV Sofia Zapad - Chervena Mogila ck. 2 | [MK-GR] 400 kV Bitola-Meliti | XFL_BI11_GMELIT11_1:line | -1208 |  | 1600 | -392 | 75 | []
RS_KS_CO_00002 | N-1 400 kV Kosovo B-Nis 2 | [MK-GR] 400 kV Bitola-Meliti | XFL_BI11_GMELIT11_1:line | -1207 |  | 1600 | -393 | 75 | []
BG_CO_00011 | N-1 400kV Maritsa Iztok - Plovdiv | [MK-GR] 400 kV Bitola-Meliti | XFL_BI11_GMELIT11_1:line | -1206 |  | 1600 | -394 | 75 | []
RS_MK_00001 | N-1 400 kV Vranje 4 -Stip | [MK-GR] 400 kV Bitola-Meliti | XFL_BI11_GMELIT11_1:line | -1205 |  | 1600 | -395 | 75 | []
BG_RS_CO_00001 | N-1 400kV Sofia Zapad - Nis Â | [MK-GR] 400 kV Bitola-Meliti | XFL_BI11_GMELIT11_1:line | -1199 |  | 1600 | -401 | 75 | []
BG_CO_00005, BG_CO_00007 | N-1 400kV Vetren - Chervena Mogila , N-1 400kV Vetren - Chervena Mogila | [MK-GR] 400 kV Bitola-Meliti | XFL_BI11_GMELIT11_1:line | -1172 |  | 1600 | -428 | 73 | []
BG_CO_00006, BG_CO_00008 | N-1 400kV Plovdiv - Vetren , N-1 400kV Plovdiv - Vetren | [MK-GR] 400 kV Bitola-Meliti | XFL_BI11_GMELIT11_1:line | -1169 |  | 1600 | -431 | 73 | []
GR_CO_00003 | N-1 400 kV Meliti-Amideo ck.2 | [MK-GR] 400 kV Dubrovo-Thessaloniki | XTH_DU11_GTHESS11_1:line | -1168 |  | 1600 | -432 | 73 | []
BG_MK_CO_00001 | N-1 400kV Chervena Mogila - Stip Â | [MK-GR] 400 kV Bitola-Meliti | XFL_BI11_GMELIT11_1:line | -1165 |  | 1600 | -435 | 73 | []
MK_GR_CO_00001 | N-1 400 kV Bitola-Meliti | [MK-GR] 400 kV Dubrovo-Thessaloniki | XTH_DU11_GTHESS11_1:line | -1159 |  | 1600 | -441 | 72 | []
MK_CO_00003 | N-1 400 kV Skopje 4 âSkopje 5 | [MK-GR] 400 kV Bitola-Meliti | XFL_BI11_GMELIT11_1:line | -1158 |  | 1600 | -442 | 72 | []
GR_CO_00005 | N-1 400 kV Thessaloniki-Lagadas ck.2 | [MK-GR] 400 kV Bitola-Meliti | XFL_BI11_GMELIT11_1:line | -1157 |  | 1600 | -443 | 72 | []
MK_CO_00002 | N-1 400 kV Dubrovo âStip | [MK-GR] 400 kV Bitola-Meliti | XFL_BI11_GMELIT11_1:line | -1123 |  | 1600 | -477 | 70 | []

## 0830Preventive
Detailed results
Generated at: | 2023-12-20 21:22
Business day: | 22.12.2023
Timestamp: | 08:30
Border & direction: | North-Greece Exporting
Horizon: | 2D
Remedial actions: | true
Evaluation type: | PREVENTIVE
TTC [MW]: | 2444
Fallback applied | false
Loading threshold | 0.7
Applied RAs
CO ID | RA ID | Name of the RA | Usage | Type | Location | Status
Limiting CNECs
CO ID | Name of the CO | Name of the CNE | CNE UCTE branch | Calculated I (A) | I max (PRE) | I max (CUR) | Margin (A) | Loading (%) | Applicable curative RAs
AL_GR_CO_00001 | N-1 400 kV Zemplak-Kardia | [MK-GR] 400 kV Bitola-Meliti | XFL_BI11_GMELIT11_1:line | -1600 | 1600 | 1600 | 0 | 100 | []
MK_GR_CO_00002 | N-1 400 kV Dubrovo-Thessaloniki | [MK-GR] 400 kV Bitola-Meliti | XFL_BI11_GMELIT11_1:line | -1477 | 1600 | 1600 | -123 | 92 | []
AL_CO_00002 | N-1 400 kV Elbasan 2-Zemlak | [MK-GR] 400 kV Bitola-Meliti | XFL_BI11_GMELIT11_1:line | -1456 | 1600 | 1600 | -144 | 91 | []
IT_GR_CO_00001 | N-1 400 kV Galatina-Arachthos | [MK-GR] 400 kV Bitola-Meliti | XFL_BI11_GMELIT11_1:line | -1443 | 1600 | 1600 | -157 | 90 | []
GR_CO_00001 | N-1 400 kV Filippoi-Nea Santa ck.2 | [MK-GR] 400 kV Bitola-Meliti | XFL_BI11_GMELIT11_1:line | -1309 | 1600 | 1600 | -291 | 82 | []
GR_CO_00004 | N-1 400 kV Amideo-Lagadas ck.2 | [MK-GR] 400 kV Bitola-Meliti | XFL_BI11_GMELIT11_1:line | -1303 | 1600 | 1600 | -297 | 81 | []
BG_GR_CO_00001 | N-1 400 kV Blagoevgrad-Thessaloniki | [MK-GR] 400 kV Bitola-Meliti | XFL_BI11_GMELIT11_1:line | -1303 | 1600 | 1600 | -297 | 81 | []
GR_CO_00002 | N-1 400 kV Filippoi-Lagadas ck.2 | [MK-GR] 400 kV Bitola-Meliti | XFL_BI11_GMELIT11_1:line | -1291 | 1600 | 1600 | -309 | 81 | []
AL_CO_00001 | N-1 400 kV Elbasan 2-Tirana 2 | [MK-GR] 400 kV Bitola-Meliti | XFL_BI11_GMELIT11_1:line | -1283 | 1600 | 1600 | -317 | 80 | []
BG_CO_00001 | N-1 400kV Chervena Mogila - Blagoevgrad ck. 2 | [MK-GR] 400 kV Bitola-Meliti | XFL_BI11_GMELIT11_1:line | -1279 | 1600 | 1600 | -321 | 80 | []
KS_CO_00001 | N-1 400 kV Kosovo B-Urosevac | [MK-GR] 400 kV Bitola-Meliti | XFL_BI11_GMELIT11_1:line | -1250 | 1600 | 1600 | -350 | 78 | []
BG_GR_CO_00002 | N-1 400 kV Maritsa Iztok-Nea Santa | [MK-GR] 400 kV Bitola-Meliti | XFL_BI11_GMELIT11_1:line | -1238 | 1600 | 1600 | -362 | 77 | []
TR_GR_CO_00001 | N-1 400 kV Babaeski-N Santa | [MK-GR] 400 kV Bitola-Meliti | XFL_BI11_GMELIT11_1:line | -1227 | 1600 | 1600 | -373 | 77 | []
AL_ME_CO_00001 | N-1 400 kV Tirana 2âPodgorica 2 | [MK-GR] 400 kV Bitola-Meliti | XFL_BI11_GMELIT11_1:line | -1220 | 1600 | 1600 | -380 | 76 | []
KS_ME_CO_00001 | N-1 400 kV Pec 3-Ribarevina | [MK-GR] 400 kV Bitola-Meliti | XFL_BI11_GMELIT11_1:line | -1210 | 1600 | 1600 | -390 | 76 | []
RS_CO_00004 | N-1 400 kV Nis 2 âLeskovac 2 | [MK-GR] 400 kV Bitola-Meliti | XFL_BI11_GMELIT11_1:line | -1206 | 1600 | 1600 | -394 | 75 | []
BG_CO_00016 | N-1 400kV Kozloduy - Sofia Zapad ck.2 | [MK-GR] 400 kV Bitola-Meliti | XFL_BI11_GMELIT11_1:line | -1203 | 1600 | 1600 | -397 | 75 | []
BG_CO_00009 | N-1 400kV Maritsa Iztok 2Â - Maritsa Iztok 3 | [MK-GR] 400 kV Bitola-Meliti | XFL_BI11_GMELIT11_1:line | -1203 | 1600 | 1600 | -397 | 75 | []
BG_CO_00013 | N-1 400kV Burgas â Maritsa Iztok 2 | [MK-GR] 400 kV Bitola-Meliti | XFL_BI11_GMELIT11_1:line | -1203 | 1600 | 1600 | -397 | 75 | []
BG_TR_CO_00002 | N-1 400kV Maritsa 3 - Hamitabat 2 | [MK-GR] 400 kV Bitola-Meliti | XFL_BI11_GMELIT11_1:line | -1200 | 1600 | 1600 | -400 | 75 | []
BG_TR_CO_00001 | N-1 400kV Maritsa 3 - Hamitabat 1 | [MK-GR] 400 kV Bitola-Meliti | XFL_BI11_GMELIT11_1:line | -1199 | 1600 | 1600 | -401 | 75 | []
BG_CO_00012 | Â N-1 400kV Varna - Burgas | [MK-GR] 400 kV Bitola-Meliti | XFL_BI11_GMELIT11_1:line | -1199 | 1600 | 1600 | -401 | 75 | []
TR_CO_00001 | N-1 400 kV Habitabat NGCC -Babaeski | [MK-GR] 400 kV Bitola-Meliti | XFL_BI11_GMELIT11_1:line | -1198 | 1600 | 1600 | -402 | 75 | []
BG_RS_CO_00001 | N-1 400kV Sofia Zapad - Nis Â | [MK-GR] 400 kV Bitola-Meliti | XFL_BI11_GMELIT11_1:line | -1198 | 1600 | 1600 | -402 | 75 | []
BC | Base Case | [MK-GR] 400 kV Bitola-Meliti | XFL_BI11_GMELIT11_1:line | -1198 | 1600 | 1600 | -402 | 75 | []
BG_CO_00010 | N-1 400kV Maritsa Iztok â Maritsa Iztok 3 | [MK-GR] 400 kV Bitola-Meliti | XFL_BI11_GMELIT11_1:line | -1198 | 1600 | 1600 | -402 | 75 | []
RS_KS_CO_00002 | N-1 400 kV Kosovo B-Nis 2 | [MK-GR] 400 kV Bitola-Meliti | XFL_BI11_GMELIT11_1:line | -1197 | 1600 | 1600 | -403 | 75 | []
RS_CO_00003 | N-1 400 kV Vranje 4 âLeskovac 2 | [MK-GR] 400 kV Bitola-Meliti | XFL_BI11_GMELIT11_1:line | -1197 | 1600 | 1600 | -403 | 75 | []
BG_CO_00002 | N-1 400kV Sofia Zapad - Chervena Mogila ck. 2 | [MK-GR] 400 kV Bitola-Meliti | XFL_BI11_GMELIT11_1:line | -1196 | 1600 | 1600 | -404 | 75 | []
RS_MK_00001 | N-1 400 kV Vranje 4 -Stip | [MK-GR] 400 kV Bitola-Meliti | XFL_BI11_GMELIT11_1:line | -1190 | 1600 | 1600 | -410 | 74 | []
BG_CO_00004, BG_CO_00011 | N-1 400kV Maritsa Iztok - Plovdiv ck. 1, N-1 400kV Maritsa Iztok - Plovdiv | [MK-GR] 400 kV Bitola-Meliti | XFL_BI11_GMELIT11_1:line | -1188 | 1600 | 1600 | -412 | 74 | []
MK_KS_CO_00001 | N-1 400 kV Skopje 5 âUrosevac | [MK-GR] 400 kV Bitola-Meliti | XFL_BI11_GMELIT11_1:line | -1188 | 1600 | 1600 | -412 | 74 | []
GR_CO_00003 | N-1 400 kV Meliti-Amideo ck.2 | [MK-GR] 400 kV Dubrovo-Thessaloniki | XTH_DU11_GTHESS11_1:line | -1184 | 1600 | 1600 | -416 | 74 | []
BG_MK_CO_00001 | N-1 400kV Chervena Mogila - Stip Â | [MK-GR] 400 kV Bitola-Meliti | XFL_BI11_GMELIT11_1:line | -1182 | 1600 | 1600 | -418 | 74 | []
MK_GR_CO_00001 | N-1 400 kV Bitola-Meliti | [MK-GR] 400 kV Dubrovo-Thessaloniki | XTH_DU11_GTHESS11_1:line | -1176 | 1600 | 1600 | -424 | 73 | []
BG_CO_00005, BG_CO_00007 | N-1 400kV Vetren - Chervena Mogila , N-1 400kV Vetren - Chervena Mogila | [MK-GR] 400 kV Bitola-Meliti | XFL_BI11_GMELIT11_1:line | -1167 | 1600 | 1600 | -433 | 73 | []
BG_CO_00006, BG_CO_00008 | N-1 400kV Plovdiv - Vetren , N-1 400kV Plovdiv - Vetren | [MK-GR] 400 kV Bitola-Meliti | XFL_BI11_GMELIT11_1:line | -1164 | 1600 | 1600 | -436 | 73 | []
GR_CO_00005 | N-1 400 kV Thessaloniki-Lagadas ck.2 | [MK-GR] 400 kV Bitola-Meliti | XFL_BI11_GMELIT11_1:line | -1147 | 1600 | 1600 | -453 | 72 | []
MK_CO_00003 | N-1 400 kV Skopje 4 âSkopje 5 | [MK-GR] 400 kV Bitola-Meliti | XFL_BI11_GMELIT11_1:line | -1132 | 1600 | 1600 | -468 | 71 | []
MK_CO_00002 | N-1 400 kV Dubrovo âStip | [MK-GR] 400 kV Bitola-Meliti | XFL_BI11_GMELIT11_1:line | -1127 | 1600 | 1600 | -473 | 70 | []

## 0830Curative
Detailed results
Generated at: | 2023-12-20 21:22
Business day: | 22.12.2023
Timestamp: | 08:30
Border & direction: | North-Greece Exporting
Horizon: | 2D
Remedial actions: | true
Evaluation type: | CURATIVE
TTC [MW]: | 2444
Fallback applied | false
Loading threshold | 0.7
Applied RAs
CO ID | RA ID | Name of the RA | Usage | Type | Location | Status
Limiting CNECs
CO ID | Name of the CO | Name of the CNE | CNE UCTE branch | Calculated I (A) | I max (PRE) | I max (CUR) | Margin (A) | Loading (%) | Applicable curative RAs
AL_GR_CO_00001 | N-1 400 kV Zemplak-Kardia | [MK-GR] 400 kV Bitola-Meliti | XFL_BI11_GMELIT11_1:line | -1600 |  | 1600 | 0 | 100 | []
MK_GR_CO_00002 | N-1 400 kV Dubrovo-Thessaloniki | [MK-GR] 400 kV Bitola-Meliti | XFL_BI11_GMELIT11_1:line | -1477 |  | 1600 | -123 | 92 | []
AL_CO_00002 | N-1 400 kV Elbasan 2-Zemlak | [MK-GR] 400 kV Bitola-Meliti | XFL_BI11_GMELIT11_1:line | -1456 |  | 1600 | -144 | 91 | []
IT_GR_CO_00001 | N-1 400 kV Galatina-Arachthos | [MK-GR] 400 kV Bitola-Meliti | XFL_BI11_GMELIT11_1:line | -1443 |  | 1600 | -157 | 90 | []
GR_CO_00001 | N-1 400 kV Filippoi-Nea Santa ck.2 | [MK-GR] 400 kV Bitola-Meliti | XFL_BI11_GMELIT11_1:line | -1309 |  | 1600 | -291 | 82 | []
GR_CO_00004 | N-1 400 kV Amideo-Lagadas ck.2 | [MK-GR] 400 kV Bitola-Meliti | XFL_BI11_GMELIT11_1:line | -1303 |  | 1600 | -297 | 81 | []
BG_GR_CO_00001 | N-1 400 kV Blagoevgrad-Thessaloniki | [MK-GR] 400 kV Bitola-Meliti | XFL_BI11_GMELIT11_1:line | -1303 |  | 1600 | -297 | 81 | []
GR_CO_00002 | N-1 400 kV Filippoi-Lagadas ck.2 | [MK-GR] 400 kV Bitola-Meliti | XFL_BI11_GMELIT11_1:line | -1291 |  | 1600 | -309 | 81 | []
AL_CO_00001 | N-1 400 kV Elbasan 2-Tirana 2 | [MK-GR] 400 kV Bitola-Meliti | XFL_BI11_GMELIT11_1:line | -1283 |  | 1600 | -317 | 80 | []
BG_CO_00001 | N-1 400kV Chervena Mogila - Blagoevgrad ck. 2 | [MK-GR] 400 kV Bitola-Meliti | XFL_BI11_GMELIT11_1:line | -1279 |  | 1600 | -321 | 80 | []
KS_CO_00001 | N-1 400 kV Kosovo B-Urosevac | [MK-GR] 400 kV Bitola-Meliti | XFL_BI11_GMELIT11_1:line | -1250 |  | 1600 | -350 | 78 | []
BG_GR_CO_00002 | N-1 400 kV Maritsa Iztok-Nea Santa | [MK-GR] 400 kV Bitola-Meliti | XFL_BI11_GMELIT11_1:line | -1238 |  | 1600 | -362 | 77 | []
TR_GR_CO_00001 | N-1 400 kV Babaeski-N Santa | [MK-GR] 400 kV Bitola-Meliti | XFL_BI11_GMELIT11_1:line | -1227 |  | 1600 | -373 | 77 | []
AL_ME_CO_00001 | N-1 400 kV Tirana 2âPodgorica 2 | [MK-GR] 400 kV Bitola-Meliti | XFL_BI11_GMELIT11_1:line | -1220 |  | 1600 | -380 | 76 | []
KS_ME_CO_00001 | N-1 400 kV Pec 3-Ribarevina | [MK-GR] 400 kV Bitola-Meliti | XFL_BI11_GMELIT11_1:line | -1210 |  | 1600 | -390 | 76 | []
RS_CO_00004 | N-1 400 kV Nis 2 âLeskovac 2 | [MK-GR] 400 kV Bitola-Meliti | XFL_BI11_GMELIT11_1:line | -1206 |  | 1600 | -394 | 75 | []
BG_CO_00016 | N-1 400kV Kozloduy - Sofia Zapad ck.2 | [MK-GR] 400 kV Bitola-Meliti | XFL_BI11_GMELIT11_1:line | -1203 |  | 1600 | -397 | 75 | []
BG_CO_00009 | N-1 400kV Maritsa Iztok 2Â - Maritsa Iztok 3 | [MK-GR] 400 kV Bitola-Meliti | XFL_BI11_GMELIT11_1:line | -1203 |  | 1600 | -397 | 75 | []
BG_CO_00013 | N-1 400kV Burgas â Maritsa Iztok 2 | [MK-GR] 400 kV Bitola-Meliti | XFL_BI11_GMELIT11_1:line | -1203 |  | 1600 | -397 | 75 | []
BG_TR_CO_00002 | N-1 400kV Maritsa 3 - Hamitabat 2 | [MK-GR] 400 kV Bitola-Meliti | XFL_BI11_GMELIT11_1:line | -1200 |  | 1600 | -400 | 75 | []
BG_TR_CO_00001 | N-1 400kV Maritsa 3 - Hamitabat 1 | [MK-GR] 400 kV Bitola-Meliti | XFL_BI11_GMELIT11_1:line | -1199 |  | 1600 | -401 | 75 | []
BG_CO_00012 | Â N-1 400kV Varna - Burgas | [MK-GR] 400 kV Bitola-Meliti | XFL_BI11_GMELIT11_1:line | -1199 |  | 1600 | -401 | 75 | []
TR_CO_00001 | N-1 400 kV Habitabat NGCC -Babaeski | [MK-GR] 400 kV Bitola-Meliti | XFL_BI11_GMELIT11_1:line | -1198 |  | 1600 | -402 | 75 | []
BG_RS_CO_00001 | N-1 400kV Sofia Zapad - Nis Â | [MK-GR] 400 kV Bitola-Meliti | XFL_BI11_GMELIT11_1:line | -1198 |  | 1600 | -402 | 75 | []
BC | Base Case | [MK-GR] 400 kV Bitola-Meliti | XFL_BI11_GMELIT11_1:line | -1198 |  | 1600 | -402 | 75 | []
BG_CO_00010 | N-1 400kV Maritsa Iztok â Maritsa Iztok 3 | [MK-GR] 400 kV Bitola-Meliti | XFL_BI11_GMELIT11_1:line | -1198 |  | 1600 | -402 | 75 | []
RS_KS_CO_00002 | N-1 400 kV Kosovo B-Nis 2 | [MK-GR] 400 kV Bitola-Meliti | XFL_BI11_GMELIT11_1:line | -1197 |  | 1600 | -403 | 75 | []
RS_CO_00003 | N-1 400 kV Vranje 4 âLeskovac 2 | [MK-GR] 400 kV Bitola-Meliti | XFL_BI11_GMELIT11_1:line | -1197 |  | 1600 | -403 | 75 | []
BG_CO_00002 | N-1 400kV Sofia Zapad - Chervena Mogila ck. 2 | [MK-GR] 400 kV Bitola-Meliti | XFL_BI11_GMELIT11_1:line | -1196 |  | 1600 | -404 | 75 | []
RS_MK_00001 | N-1 400 kV Vranje 4 -Stip | [MK-GR] 400 kV Bitola-Meliti | XFL_BI11_GMELIT11_1:line | -1190 |  | 1600 | -410 | 74 | []
BG_CO_00004, BG_CO_00011 | N-1 400kV Maritsa Iztok - Plovdiv ck. 1, N-1 400kV Maritsa Iztok - Plovdiv | [MK-GR] 400 kV Bitola-Meliti | XFL_BI11_GMELIT11_1:line | -1188 |  | 1600 | -412 | 74 | []
MK_KS_CO_00001 | N-1 400 kV Skopje 5 âUrosevac | [MK-GR] 400 kV Bitola-Meliti | XFL_BI11_GMELIT11_1:line | -1188 |  | 1600 | -412 | 74 | []
GR_CO_00003 | N-1 400 kV Meliti-Amideo ck.2 | [MK-GR] 400 kV Dubrovo-Thessaloniki | XTH_DU11_GTHESS11_1:line | -1184 |  | 1600 | -416 | 74 | []
BG_MK_CO_00001 | N-1 400kV Chervena Mogila - Stip Â | [MK-GR] 400 kV Bitola-Meliti | XFL_BI11_GMELIT11_1:line | -1182 |  | 1600 | -418 | 74 | []
MK_GR_CO_00001 | N-1 400 kV Bitola-Meliti | [MK-GR] 400 kV Dubrovo-Thessaloniki | XTH_DU11_GTHESS11_1:line | -1176 |  | 1600 | -424 | 73 | []
BG_CO_00005, BG_CO_00007 | N-1 400kV Vetren - Chervena Mogila , N-1 400kV Vetren - Chervena Mogila | [MK-GR] 400 kV Bitola-Meliti | XFL_BI11_GMELIT11_1:line | -1167 |  | 1600 | -433 | 73 | []
BG_CO_00006, BG_CO_00008 | N-1 400kV Plovdiv - Vetren , N-1 400kV Plovdiv - Vetren | [MK-GR] 400 kV Bitola-Meliti | XFL_BI11_GMELIT11_1:line | -1164 |  | 1600 | -436 | 73 | []
GR_CO_00005 | N-1 400 kV Thessaloniki-Lagadas ck.2 | [MK-GR] 400 kV Bitola-Meliti | XFL_BI11_GMELIT11_1:line | -1147 |  | 1600 | -453 | 72 | []
MK_CO_00003 | N-1 400 kV Skopje 4 âSkopje 5 | [MK-GR] 400 kV Bitola-Meliti | XFL_BI11_GMELIT11_1:line | -1132 |  | 1600 | -468 | 71 | []
MK_CO_00002 | N-1 400 kV Dubrovo âStip | [MK-GR] 400 kV Bitola-Meliti | XFL_BI11_GMELIT11_1:line | -1127 |  | 1600 | -473 | 70 | []

## 0930Preventive
Detailed results
Generated at: | 2023-12-20 21:22
Business day: | 22.12.2023
Timestamp: | 09:30
Border & direction: | North-Greece Exporting
Horizon: | 2D
Remedial actions: | true
Evaluation type: | PREVENTIVE
TTC [MW]: | 2466
Fallback applied | false
Loading threshold | 0.7
Applied RAs
CO ID | RA ID | Name of the RA | Usage | Type | Location | Status
Limiting CNECs
CO ID | Name of the CO | Name of the CNE | CNE UCTE branch | Calculated I (A) | I max (PRE) | I max (CUR) | Margin (A) | Loading (%) | Applicable curative RAs
AL_GR_CO_00001 | N-1 400 kV Zemplak-Kardia | [MK-GR] 400 kV Bitola-Meliti | XFL_BI11_GMELIT11_1:line | -1594 | 1600 | 1600 | -6 | 100 | []
MK_GR_CO_00002 | N-1 400 kV Dubrovo-Thessaloniki | [MK-GR] 400 kV Bitola-Meliti | XFL_BI11_GMELIT11_1:line | -1455 | 1600 | 1600 | -145 | 91 | []
AL_CO_00002 | N-1 400 kV Elbasan 2-Zemlak | [MK-GR] 400 kV Bitola-Meliti | XFL_BI11_GMELIT11_1:line | -1440 | 1600 | 1600 | -160 | 90 | []
IT_GR_CO_00001 | N-1 400 kV Galatina-Arachthos | [MK-GR] 400 kV Bitola-Meliti | XFL_BI11_GMELIT11_1:line | -1408 | 1600 | 1600 | -192 | 88 | []
GR_CO_00001 | N-1 400 kV Filippoi-Nea Santa ck.2 | [MK-GR] 400 kV Bitola-Meliti | XFL_BI11_GMELIT11_1:line | -1262 | 1600 | 1600 | -338 | 79 | []
AL_CO_00001 | N-1 400 kV Elbasan 2-Tirana 2 | [MK-GR] 400 kV Bitola-Meliti | XFL_BI11_GMELIT11_1:line | -1260 | 1600 | 1600 | -340 | 79 | []
GR_CO_00004 | N-1 400 kV Amideo-Lagadas ck.2 | [MK-GR] 400 kV Bitola-Meliti | XFL_BI11_GMELIT11_1:line | -1254 | 1600 | 1600 | -346 | 78 | []
BG_GR_CO_00001 | N-1 400 kV Blagoevgrad-Thessaloniki | [MK-GR] 400 kV Bitola-Meliti | XFL_BI11_GMELIT11_1:line | -1249 | 1600 | 1600 | -351 | 78 | []
GR_CO_00002 | N-1 400 kV Filippoi-Lagadas ck.2 | [MK-GR] 400 kV Bitola-Meliti | XFL_BI11_GMELIT11_1:line | -1244 | 1600 | 1600 | -356 | 78 | []
BG_CO_00001 | N-1 400kV Chervena Mogila - Blagoevgrad ck. 2 | [MK-GR] 400 kV Bitola-Meliti | XFL_BI11_GMELIT11_1:line | -1242 | 1600 | 1600 | -358 | 78 | []
BG_GR_CO_00002 | N-1 400 kV Maritsa Iztok-Nea Santa | [MK-GR] 400 kV Bitola-Meliti | XFL_BI11_GMELIT11_1:line | -1199 | 1600 | 1600 | -401 | 75 | []
KS_CO_00001 | N-1 400 kV Kosovo B-Urosevac | [MK-GR] 400 kV Bitola-Meliti | XFL_BI11_GMELIT11_1:line | -1198 | 1600 | 1600 | -402 | 75 | []
AL_ME_CO_00001 | N-1 400 kV Tirana 2âPodgorica 2 | [MK-GR] 400 kV Bitola-Meliti | XFL_BI11_GMELIT11_1:line | -1194 | 1600 | 1600 | -406 | 75 | []
TR_GR_CO_00001 | N-1 400 kV Babaeski-N Santa | [MK-GR] 400 kV Bitola-Meliti | XFL_BI11_GMELIT11_1:line | -1191 | 1600 | 1600 | -409 | 74 | []
GR_CO_00003 | N-1 400 kV Meliti-Amideo ck.2 | [MK-GR] 400 kV Dubrovo-Thessaloniki | XTH_DU11_GTHESS11_1:line | -1181 | 1600 | 1600 | -419 | 74 | []
BG_CO_00016 | N-1 400kV Kozloduy - Sofia Zapad ck.2 | [MK-GR] 400 kV Bitola-Meliti | XFL_BI11_GMELIT11_1:line | -1176 | 1600 | 1600 | -424 | 73 | []
MK_GR_CO_00001 | N-1 400 kV Bitola-Meliti | [MK-GR] 400 kV Dubrovo-Thessaloniki | XTH_DU11_GTHESS11_1:line | -1173 | 1600 | 1600 | -427 | 73 | []
BG_RS_CO_00001 | N-1 400kV Sofia Zapad - Nis Â | [MK-GR] 400 kV Bitola-Meliti | XFL_BI11_GMELIT11_1:line | -1173 | 1600 | 1600 | -427 | 73 | []
BG_CO_00009 | N-1 400kV Maritsa Iztok 2Â - Maritsa Iztok 3 | [MK-GR] 400 kV Bitola-Meliti | XFL_BI11_GMELIT11_1:line | -1169 | 1600 | 1600 | -431 | 73 | []
BG_CO_00013 | N-1 400kV Burgas â Maritsa Iztok 2 | [MK-GR] 400 kV Bitola-Meliti | XFL_BI11_GMELIT11_1:line | -1169 | 1600 | 1600 | -431 | 73 | []
KS_ME_CO_00001 | N-1 400 kV Pec 3-Ribarevina | [MK-GR] 400 kV Bitola-Meliti | XFL_BI11_GMELIT11_1:line | -1169 | 1600 | 1600 | -431 | 73 | []
RS_CO_00004 | N-1 400 kV Nis 2 âLeskovac 2 | [MK-GR] 400 kV Bitola-Meliti | XFL_BI11_GMELIT11_1:line | -1169 | 1600 | 1600 | -431 | 73 | []
BG_MK_CO_00001 | N-1 400kV Chervena Mogila - Stip Â | [MK-GR] 400 kV Bitola-Meliti | XFL_BI11_GMELIT11_1:line | -1166 | 1600 | 1600 | -434 | 73 | []
BG_TR_CO_00002 | N-1 400kV Maritsa 3 - Hamitabat 2 | [MK-GR] 400 kV Bitola-Meliti | XFL_BI11_GMELIT11_1:line | -1166 | 1600 | 1600 | -434 | 73 | []
TR_CO_00001 | N-1 400 kV Habitabat NGCC -Babaeski | [MK-GR] 400 kV Bitola-Meliti | XFL_BI11_GMELIT11_1:line | -1165 | 1600 | 1600 | -435 | 73 | []
BG_TR_CO_00001 | N-1 400kV Maritsa 3 - Hamitabat 1 | [MK-GR] 400 kV Bitola-Meliti | XFL_BI11_GMELIT11_1:line | -1165 | 1600 | 1600 | -435 | 73 | []
BG_CO_00012 | Â N-1 400kV Varna - Burgas | [MK-GR] 400 kV Bitola-Meliti | XFL_BI11_GMELIT11_1:line | -1165 | 1600 | 1600 | -435 | 73 | []
RS_KS_CO_00002 | N-1 400 kV Kosovo B-Nis 2 | [MK-GR] 400 kV Bitola-Meliti | XFL_BI11_GMELIT11_1:line | -1165 | 1600 | 1600 | -435 | 73 | []
BC | Base Case | [MK-GR] 400 kV Bitola-Meliti | XFL_BI11_GMELIT11_1:line | -1164 | 1600 | 1600 | -436 | 73 | []
BG_CO_00007 | N-1 400kV Vetren - Chervena Mogila | [MK-GR] 400 kV Bitola-Meliti | XFL_BI11_GMELIT11_1:line | -1164 | 1600 | 1600 | -436 | 73 | []
BG_CO_00010 | N-1 400kV Maritsa Iztok â Maritsa Iztok 3 | [MK-GR] 400 kV Bitola-Meliti | XFL_BI11_GMELIT11_1:line | -1164 | 1600 | 1600 | -436 | 73 | []
BG_CO_00002 | N-1 400kV Sofia Zapad - Chervena Mogila ck. 2 | [MK-GR] 400 kV Bitola-Meliti | XFL_BI11_GMELIT11_1:line | -1162 | 1600 | 1600 | -438 | 73 | []
RS_CO_00003 | N-1 400 kV Vranje 4 âLeskovac 2 | [MK-GR] 400 kV Bitola-Meliti | XFL_BI11_GMELIT11_1:line | -1158 | 1600 | 1600 | -442 | 72 | []
BG_CO_00004, BG_CO_00011 | N-1 400kV Maritsa Iztok - Plovdiv ck. 1, N-1 400kV Maritsa Iztok - Plovdiv | [MK-GR] 400 kV Bitola-Meliti | XFL_BI11_GMELIT11_1:line | -1155 | 1600 | 1600 | -445 | 72 | []
RS_MK_00001 | N-1 400 kV Vranje 4 -Stip | [MK-GR] 400 kV Bitola-Meliti | XFL_BI11_GMELIT11_1:line | -1150 | 1600 | 1600 | -450 | 72 | []
BG_CO_00006, BG_CO_00008 | N-1 400kV Plovdiv - Vetren , N-1 400kV Plovdiv - Vetren | [MK-GR] 400 kV Bitola-Meliti | XFL_BI11_GMELIT11_1:line | -1140 | 1600 | 1600 | -460 | 71 | []

## 0930Curative
Detailed results
Generated at: | 2023-12-20 21:22
Business day: | 22.12.2023
Timestamp: | 09:30
Border & direction: | North-Greece Exporting
Horizon: | 2D
Remedial actions: | true
Evaluation type: | CURATIVE
TTC [MW]: | 2466
Fallback applied | false
Loading threshold | 0.7
Applied RAs
CO ID | RA ID | Name of the RA | Usage | Type | Location | Status
Limiting CNECs
CO ID | Name of the CO | Name of the CNE | CNE UCTE branch | Calculated I (A) | I max (PRE) | I max (CUR) | Margin (A) | Loading (%) | Applicable curative RAs
AL_GR_CO_00001 | N-1 400 kV Zemplak-Kardia | [MK-GR] 400 kV Bitola-Meliti | XFL_BI11_GMELIT11_1:line | -1594 |  | 1600 | -6 | 100 | []
MK_GR_CO_00002 | N-1 400 kV Dubrovo-Thessaloniki | [MK-GR] 400 kV Bitola-Meliti | XFL_BI11_GMELIT11_1:line | -1455 |  | 1600 | -145 | 91 | []
AL_CO_00002 | N-1 400 kV Elbasan 2-Zemlak | [MK-GR] 400 kV Bitola-Meliti | XFL_BI11_GMELIT11_1:line | -1440 |  | 1600 | -160 | 90 | []
IT_GR_CO_00001 | N-1 400 kV Galatina-Arachthos | [MK-GR] 400 kV Bitola-Meliti | XFL_BI11_GMELIT11_1:line | -1408 |  | 1600 | -192 | 88 | []
GR_CO_00001 | N-1 400 kV Filippoi-Nea Santa ck.2 | [MK-GR] 400 kV Bitola-Meliti | XFL_BI11_GMELIT11_1:line | -1262 |  | 1600 | -338 | 79 | []
AL_CO_00001 | N-1 400 kV Elbasan 2-Tirana 2 | [MK-GR] 400 kV Bitola-Meliti | XFL_BI11_GMELIT11_1:line | -1260 |  | 1600 | -340 | 79 | []
GR_CO_00004 | N-1 400 kV Amideo-Lagadas ck.2 | [MK-GR] 400 kV Bitola-Meliti | XFL_BI11_GMELIT11_1:line | -1254 |  | 1600 | -346 | 78 | []
BG_GR_CO_00001 | N-1 400 kV Blagoevgrad-Thessaloniki | [MK-GR] 400 kV Bitola-Meliti | XFL_BI11_GMELIT11_1:line | -1249 |  | 1600 | -351 | 78 | []
GR_CO_00002 | N-1 400 kV Filippoi-Lagadas ck.2 | [MK-GR] 400 kV Bitola-Meliti | XFL_BI11_GMELIT11_1:line | -1244 |  | 1600 | -356 | 78 | []
BG_CO_00001 | N-1 400kV Chervena Mogila - Blagoevgrad ck. 2 | [MK-GR] 400 kV Bitola-Meliti | XFL_BI11_GMELIT11_1:line | -1242 |  | 1600 | -358 | 78 | []
BG_GR_CO_00002 | N-1 400 kV Maritsa Iztok-Nea Santa | [MK-GR] 400 kV Bitola-Meliti | XFL_BI11_GMELIT11_1:line | -1199 |  | 1600 | -401 | 75 | []
KS_CO_00001 | N-1 400 kV Kosovo B-Urosevac | [MK-GR] 400 kV Bitola-Meliti | XFL_BI11_GMELIT11_1:line | -1198 |  | 1600 | -402 | 75 | []
AL_ME_CO_00001 | N-1 400 kV Tirana 2âPodgorica 2 | [MK-GR] 400 kV Bitola-Meliti | XFL_BI11_GMELIT11_1:line | -1194 |  | 1600 | -406 | 75 | []
TR_GR_CO_00001 | N-1 400 kV Babaeski-N Santa | [MK-GR] 400 kV Bitola-Meliti | XFL_BI11_GMELIT11_1:line | -1191 |  | 1600 | -409 | 74 | []
GR_CO_00003 | N-1 400 kV Meliti-Amideo ck.2 | [MK-GR] 400 kV Dubrovo-Thessaloniki | XTH_DU11_GTHESS11_1:line | -1181 |  | 1600 | -419 | 74 | []
BG_CO_00016 | N-1 400kV Kozloduy - Sofia Zapad ck.2 | [MK-GR] 400 kV Bitola-Meliti | XFL_BI11_GMELIT11_1:line | -1176 |  | 1600 | -424 | 73 | []
MK_GR_CO_00001 | N-1 400 kV Bitola-Meliti | [MK-GR] 400 kV Dubrovo-Thessaloniki | XTH_DU11_GTHESS11_1:line | -1173 |  | 1600 | -427 | 73 | []
BG_RS_CO_00001 | N-1 400kV Sofia Zapad - Nis Â | [MK-GR] 400 kV Bitola-Meliti | XFL_BI11_GMELIT11_1:line | -1173 |  | 1600 | -427 | 73 | []
BG_CO_00009 | N-1 400kV Maritsa Iztok 2Â - Maritsa Iztok 3 | [MK-GR] 400 kV Bitola-Meliti | XFL_BI11_GMELIT11_1:line | -1169 |  | 1600 | -431 | 73 | []
BG_CO_00013 | N-1 400kV Burgas â Maritsa Iztok 2 | [MK-GR] 400 kV Bitola-Meliti | XFL_BI11_GMELIT11_1:line | -1169 |  | 1600 | -431 | 73 | []
KS_ME_CO_00001 | N-1 400 kV Pec 3-Ribarevina | [MK-GR] 400 kV Bitola-Meliti | XFL_BI11_GMELIT11_1:line | -1169 |  | 1600 | -431 | 73 | []
RS_CO_00004 | N-1 400 kV Nis 2 âLeskovac 2 | [MK-GR] 400 kV Bitola-Meliti | XFL_BI11_GMELIT11_1:line | -1169 |  | 1600 | -431 | 73 | []
BG_MK_CO_00001 | N-1 400kV Chervena Mogila - Stip Â | [MK-GR] 400 kV Bitola-Meliti | XFL_BI11_GMELIT11_1:line | -1166 |  | 1600 | -434 | 73 | []
BG_TR_CO_00002 | N-1 400kV Maritsa 3 - Hamitabat 2 | [MK-GR] 400 kV Bitola-Meliti | XFL_BI11_GMELIT11_1:line | -1166 |  | 1600 | -434 | 73 | []
TR_CO_00001 | N-1 400 kV Habitabat NGCC -Babaeski | [MK-GR] 400 kV Bitola-Meliti | XFL_BI11_GMELIT11_1:line | -1165 |  | 1600 | -435 | 73 | []
BG_TR_CO_00001 | N-1 400kV Maritsa 3 - Hamitabat 1 | [MK-GR] 400 kV Bitola-Meliti | XFL_BI11_GMELIT11_1:line | -1165 |  | 1600 | -435 | 73 | []
BG_CO_00012 | Â N-1 400kV Varna - Burgas | [MK-GR] 400 kV Bitola-Meliti | XFL_BI11_GMELIT11_1:line | -1165 |  | 1600 | -435 | 73 | []
RS_KS_CO_00002 | N-1 400 kV Kosovo B-Nis 2 | [MK-GR] 400 kV Bitola-Meliti | XFL_BI11_GMELIT11_1:line | -1165 |  | 1600 | -435 | 73 | []
BC | Base Case | [MK-GR] 400 kV Bitola-Meliti | XFL_BI11_GMELIT11_1:line | -1164 |  | 1600 | -436 | 73 | []
BG_CO_00007 | N-1 400kV Vetren - Chervena Mogila | [MK-GR] 400 kV Bitola-Meliti | XFL_BI11_GMELIT11_1:line | -1164 |  | 1600 | -436 | 73 | []
BG_CO_00010 | N-1 400kV Maritsa Iztok â Maritsa Iztok 3 | [MK-GR] 400 kV Bitola-Meliti | XFL_BI11_GMELIT11_1:line | -1164 |  | 1600 | -436 | 73 | []
BG_CO_00002 | N-1 400kV Sofia Zapad - Chervena Mogila ck. 2 | [MK-GR] 400 kV Bitola-Meliti | XFL_BI11_GMELIT11_1:line | -1162 |  | 1600 | -438 | 73 | []
RS_CO_00003 | N-1 400 kV Vranje 4 âLeskovac 2 | [MK-GR] 400 kV Bitola-Meliti | XFL_BI11_GMELIT11_1:line | -1158 |  | 1600 | -442 | 72 | []
BG_CO_00004, BG_CO_00011 | N-1 400kV Maritsa Iztok - Plovdiv ck. 1, N-1 400kV Maritsa Iztok - Plovdiv | [MK-GR] 400 kV Bitola-Meliti | XFL_BI11_GMELIT11_1:line | -1155 |  | 1600 | -445 | 72 | []
RS_MK_00001 | N-1 400 kV Vranje 4 -Stip | [MK-GR] 400 kV Bitola-Meliti | XFL_BI11_GMELIT11_1:line | -1150 |  | 1600 | -450 | 72 | []
BG_CO_00006, BG_CO_00008 | N-1 400kV Plovdiv - Vetren , N-1 400kV Plovdiv - Vetren | [MK-GR] 400 kV Bitola-Meliti | XFL_BI11_GMELIT11_1:line | -1140 |  | 1600 | -460 | 71 | []

## 1030Preventive
Detailed results
Generated at: | 2023-12-20 21:22
Business day: | 22.12.2023
Timestamp: | 10:30
Border & direction: | North-Greece Exporting
Horizon: | 2D
Remedial actions: | true
Evaluation type: | PREVENTIVE
TTC [MW]: | 2524
Fallback applied | false
Loading threshold | 0.7
Applied RAs
CO ID | RA ID | Name of the RA | Usage | Type | Location | Status
Limiting CNECs
CO ID | Name of the CO | Name of the CNE | CNE UCTE branch | Calculated I (A) | I max (PRE) | I max (CUR) | Margin (A) | Loading (%) | Applicable curative RAs
AL_GR_CO_00001 | N-1 400 kV Zemplak-Kardia | [MK-GR] 400 kV Bitola-Meliti | XFL_BI11_GMELIT11_1:line | -1593 | 1600 | 1600 | -7 | 100 | []
MK_GR_CO_00002 | N-1 400 kV Dubrovo-Thessaloniki | [MK-GR] 400 kV Bitola-Meliti | XFL_BI11_GMELIT11_1:line | -1478 | 1600 | 1600 | -122 | 92 | []
AL_CO_00002 | N-1 400 kV Elbasan 2-Zemlak | [MK-GR] 400 kV Bitola-Meliti | XFL_BI11_GMELIT11_1:line | -1453 | 1600 | 1600 | -147 | 91 | []
IT_GR_CO_00001 | N-1 400 kV Galatina-Arachthos | [MK-GR] 400 kV Bitola-Meliti | XFL_BI11_GMELIT11_1:line | -1419 | 1600 | 1600 | -181 | 89 | []
BG_GR_CO_00001 | N-1 400 kV Blagoevgrad-Thessaloniki | [MK-GR] 400 kV Bitola-Meliti | XFL_BI11_GMELIT11_1:line | -1280 | 1600 | 1600 | -320 | 80 | []
GR_CO_00001 | N-1 400 kV Filippoi-Nea Santa ck.2 | [MK-GR] 400 kV Bitola-Meliti | XFL_BI11_GMELIT11_1:line | -1278 | 1600 | 1600 | -322 | 80 | []
AL_CO_00001 | N-1 400 kV Elbasan 2-Tirana 2 | [MK-GR] 400 kV Bitola-Meliti | XFL_BI11_GMELIT11_1:line | -1272 | 1600 | 1600 | -328 | 80 | []
GR_CO_00004 | N-1 400 kV Amideo-Lagadas ck.2 | [MK-GR] 400 kV Bitola-Meliti | XFL_BI11_GMELIT11_1:line | -1267 | 1600 | 1600 | -333 | 79 | []
GR_CO_00002 | N-1 400 kV Filippoi-Lagadas ck.2 | [MK-GR] 400 kV Bitola-Meliti | XFL_BI11_GMELIT11_1:line | -1258 | 1600 | 1600 | -342 | 79 | []
BG_CO_00001 | N-1 400kV Chervena Mogila - Blagoevgrad ck. 2 | [MK-GR] 400 kV Bitola-Meliti | XFL_BI11_GMELIT11_1:line | -1256 | 1600 | 1600 | -344 | 78 | []
KS_CO_00001 | N-1 400 kV Kosovo B-Urosevac | [MK-GR] 400 kV Bitola-Meliti | XFL_BI11_GMELIT11_1:line | -1220 | 1600 | 1600 | -380 | 76 | []
BG_GR_CO_00002 | N-1 400 kV Maritsa Iztok-Nea Santa | [MK-GR] 400 kV Bitola-Meliti | XFL_BI11_GMELIT11_1:line | -1218 | 1600 | 1600 | -382 | 76 | []
TR_GR_CO_00001 | N-1 400 kV Babaeski-N Santa | [MK-GR] 400 kV Bitola-Meliti | XFL_BI11_GMELIT11_1:line | -1207 | 1600 | 1600 | -393 | 75 | []
AL_ME_CO_00001 | N-1 400 kV Tirana 2âPodgorica 2 | [MK-GR] 400 kV Bitola-Meliti | XFL_BI11_GMELIT11_1:line | -1205 | 1600 | 1600 | -395 | 75 | []
GR_CO_00003 | N-1 400 kV Meliti-Amideo ck.2 | [MK-GR] 400 kV Dubrovo-Thessaloniki | XTH_DU11_GTHESS11_1:line | -1203 | 1600 | 1600 | -397 | 75 | []
MK_GR_CO_00001 | N-1 400 kV Bitola-Meliti | [MK-GR] 400 kV Dubrovo-Thessaloniki | XTH_DU11_GTHESS11_1:line | -1196 | 1600 | 1600 | -404 | 75 | []
BG_CO_00016 | N-1 400kV Kozloduy - Sofia Zapad ck.2 | [MK-GR] 400 kV Bitola-Meliti | XFL_BI11_GMELIT11_1:line | -1194 | 1600 | 1600 | -406 | 75 | []
KS_ME_CO_00001 | N-1 400 kV Pec 3-Ribarevina | [MK-GR] 400 kV Bitola-Meliti | XFL_BI11_GMELIT11_1:line | -1191 | 1600 | 1600 | -409 | 74 | []
RS_CO_00004 | N-1 400 kV Nis 2 âLeskovac 2 | [MK-GR] 400 kV Bitola-Meliti | XFL_BI11_GMELIT11_1:line | -1186 | 1600 | 1600 | -414 | 74 | []
BG_RS_CO_00001 | N-1 400kV Sofia Zapad - Nis Â | [MK-GR] 400 kV Bitola-Meliti | XFL_BI11_GMELIT11_1:line | -1186 | 1600 | 1600 | -414 | 74 | []
BG_CO_00009 | N-1 400kV Maritsa Iztok 2Â - Maritsa Iztok 3 | [MK-GR] 400 kV Bitola-Meliti | XFL_BI11_GMELIT11_1:line | -1186 | 1600 | 1600 | -414 | 74 | []
BG_CO_00013 | N-1 400kV Burgas â Maritsa Iztok 2 | [MK-GR] 400 kV Bitola-Meliti | XFL_BI11_GMELIT11_1:line | -1186 | 1600 | 1600 | -414 | 74 | []
RS_KS_CO_00002 | N-1 400 kV Kosovo B-Nis 2 | [MK-GR] 400 kV Bitola-Meliti | XFL_BI11_GMELIT11_1:line | -1182 | 1600 | 1600 | -418 | 74 | []
BG_TR_CO_00002 | N-1 400kV Maritsa 3 - Hamitabat 2 | [MK-GR] 400 kV Bitola-Meliti | XFL_BI11_GMELIT11_1:line | -1182 | 1600 | 1600 | -418 | 74 | []
BG_TR_CO_00001 | N-1 400kV Maritsa 3 - Hamitabat 1 | [MK-GR] 400 kV Bitola-Meliti | XFL_BI11_GMELIT11_1:line | -1181 | 1600 | 1600 | -419 | 74 | []
BG_CO_00012 | Â N-1 400kV Varna - Burgas | [MK-GR] 400 kV Bitola-Meliti | XFL_BI11_GMELIT11_1:line | -1181 | 1600 | 1600 | -419 | 74 | []
TR_CO_00001 | N-1 400 kV Habitabat NGCC -Babaeski | [MK-GR] 400 kV Bitola-Meliti | XFL_BI11_GMELIT11_1:line | -1181 | 1600 | 1600 | -419 | 74 | []
BC | Base Case | [MK-GR] 400 kV Bitola-Meliti | XFL_BI11_GMELIT11_1:line | -1180 | 1600 | 1600 | -420 | 74 | []
BG_CO_00007 | N-1 400kV Vetren - Chervena Mogila | [MK-GR] 400 kV Bitola-Meliti | XFL_BI11_GMELIT11_1:line | -1180 | 1600 | 1600 | -420 | 74 | []
BG_CO_00010 | N-1 400kV Maritsa Iztok â Maritsa Iztok 3 | [MK-GR] 400 kV Bitola-Meliti | XFL_BI11_GMELIT11_1:line | -1180 | 1600 | 1600 | -420 | 74 | []
BG_CO_00002 | N-1 400kV Sofia Zapad - Chervena Mogila ck. 2 | [MK-GR] 400 kV Bitola-Meliti | XFL_BI11_GMELIT11_1:line | -1179 | 1600 | 1600 | -421 | 74 | []
RS_CO_00003 | N-1 400 kV Vranje 4 âLeskovac 2 | [MK-GR] 400 kV Bitola-Meliti | XFL_BI11_GMELIT11_1:line | -1176 | 1600 | 1600 | -424 | 73 | []
BG_MK_CO_00001 | N-1 400kV Chervena Mogila - Stip Â | [MK-GR] 400 kV Bitola-Meliti | XFL_BI11_GMELIT11_1:line | -1174 | 1600 | 1600 | -426 | 73 | []
BG_CO_00004, BG_CO_00011 | N-1 400kV Maritsa Iztok - Plovdiv ck. 1, N-1 400kV Maritsa Iztok - Plovdiv | [MK-GR] 400 kV Bitola-Meliti | XFL_BI11_GMELIT11_1:line | -1174 | 1600 | 1600 | -426 | 73 | []
RS_MK_00001 | N-1 400 kV Vranje 4 -Stip | [MK-GR] 400 kV Bitola-Meliti | XFL_BI11_GMELIT11_1:line | -1167 | 1600 | 1600 | -433 | 73 | []
BG_CO_00006, BG_CO_00008 | N-1 400kV Plovdiv - Vetren , N-1 400kV Plovdiv - Vetren | [MK-GR] 400 kV Bitola-Meliti | XFL_BI11_GMELIT11_1:line | -1157 | 1600 | 1600 | -443 | 72 | []
GR_CO_00005 | N-1 400 kV Thessaloniki-Lagadas ck.2 | [MK-GR] 400 kV Bitola-Meliti | XFL_BI11_GMELIT11_1:line | -1135 | 1600 | 1600 | -465 | 71 | []
MK_KS_CO_00001 | N-1 400 kV Skopje 5 âUrosevac | [MK-GR] 400 kV Bitola-Meliti | XFL_BI11_GMELIT11_1:line | -1129 | 1600 | 1600 | -471 | 71 | []

## 1030Curative
Detailed results
Generated at: | 2023-12-20 21:22
Business day: | 22.12.2023
Timestamp: | 10:30
Border & direction: | North-Greece Exporting
Horizon: | 2D
Remedial actions: | true
Evaluation type: | CURATIVE
TTC [MW]: | 2524
Fallback applied | false
Loading threshold | 0.7
Applied RAs
CO ID | RA ID | Name of the RA | Usage | Type | Location | Status
Limiting CNECs
CO ID | Name of the CO | Name of the CNE | CNE UCTE branch | Calculated I (A) | I max (PRE) | I max (CUR) | Margin (A) | Loading (%) | Applicable curative RAs
AL_GR_CO_00001 | N-1 400 kV Zemplak-Kardia | [MK-GR] 400 kV Bitola-Meliti | XFL_BI11_GMELIT11_1:line | -1593 |  | 1600 | -7 | 100 | []
MK_GR_CO_00002 | N-1 400 kV Dubrovo-Thessaloniki | [MK-GR] 400 kV Bitola-Meliti | XFL_BI11_GMELIT11_1:line | -1478 |  | 1600 | -122 | 92 | []
AL_CO_00002 | N-1 400 kV Elbasan 2-Zemlak | [MK-GR] 400 kV Bitola-Meliti | XFL_BI11_GMELIT11_1:line | -1453 |  | 1600 | -147 | 91 | []
IT_GR_CO_00001 | N-1 400 kV Galatina-Arachthos | [MK-GR] 400 kV Bitola-Meliti | XFL_BI11_GMELIT11_1:line | -1419 |  | 1600 | -181 | 89 | []
BG_GR_CO_00001 | N-1 400 kV Blagoevgrad-Thessaloniki | [MK-GR] 400 kV Bitola-Meliti | XFL_BI11_GMELIT11_1:line | -1280 |  | 1600 | -320 | 80 | []
GR_CO_00001 | N-1 400 kV Filippoi-Nea Santa ck.2 | [MK-GR] 400 kV Bitola-Meliti | XFL_BI11_GMELIT11_1:line | -1278 |  | 1600 | -322 | 80 | []
AL_CO_00001 | N-1 400 kV Elbasan 2-Tirana 2 | [MK-GR] 400 kV Bitola-Meliti | XFL_BI11_GMELIT11_1:line | -1272 |  | 1600 | -328 | 80 | []
GR_CO_00004 | N-1 400 kV Amideo-Lagadas ck.2 | [MK-GR] 400 kV Bitola-Meliti | XFL_BI11_GMELIT11_1:line | -1267 |  | 1600 | -333 | 79 | []
GR_CO_00002 | N-1 400 kV Filippoi-Lagadas ck.2 | [MK-GR] 400 kV Bitola-Meliti | XFL_BI11_GMELIT11_1:line | -1258 |  | 1600 | -342 | 79 | []
BG_CO_00001 | N-1 400kV Chervena Mogila - Blagoevgrad ck. 2 | [MK-GR] 400 kV Bitola-Meliti | XFL_BI11_GMELIT11_1:line | -1256 |  | 1600 | -344 | 78 | []
KS_CO_00001 | N-1 400 kV Kosovo B-Urosevac | [MK-GR] 400 kV Bitola-Meliti | XFL_BI11_GMELIT11_1:line | -1220 |  | 1600 | -380 | 76 | []
BG_GR_CO_00002 | N-1 400 kV Maritsa Iztok-Nea Santa | [MK-GR] 400 kV Bitola-Meliti | XFL_BI11_GMELIT11_1:line | -1218 |  | 1600 | -382 | 76 | []
TR_GR_CO_00001 | N-1 400 kV Babaeski-N Santa | [MK-GR] 400 kV Bitola-Meliti | XFL_BI11_GMELIT11_1:line | -1207 |  | 1600 | -393 | 75 | []
AL_ME_CO_00001 | N-1 400 kV Tirana 2âPodgorica 2 | [MK-GR] 400 kV Bitola-Meliti | XFL_BI11_GMELIT11_1:line | -1205 |  | 1600 | -395 | 75 | []
GR_CO_00003 | N-1 400 kV Meliti-Amideo ck.2 | [MK-GR] 400 kV Dubrovo-Thessaloniki | XTH_DU11_GTHESS11_1:line | -1203 |  | 1600 | -397 | 75 | []
MK_GR_CO_00001 | N-1 400 kV Bitola-Meliti | [MK-GR] 400 kV Dubrovo-Thessaloniki | XTH_DU11_GTHESS11_1:line | -1196 |  | 1600 | -404 | 75 | []
BG_CO_00016 | N-1 400kV Kozloduy - Sofia Zapad ck.2 | [MK-GR] 400 kV Bitola-Meliti | XFL_BI11_GMELIT11_1:line | -1194 |  | 1600 | -406 | 75 | []
KS_ME_CO_00001 | N-1 400 kV Pec 3-Ribarevina | [MK-GR] 400 kV Bitola-Meliti | XFL_BI11_GMELIT11_1:line | -1191 |  | 1600 | -409 | 74 | []
RS_CO_00004 | N-1 400 kV Nis 2 âLeskovac 2 | [MK-GR] 400 kV Bitola-Meliti | XFL_BI11_GMELIT11_1:line | -1186 |  | 1600 | -414 | 74 | []
BG_RS_CO_00001 | N-1 400kV Sofia Zapad - Nis Â | [MK-GR] 400 kV Bitola-Meliti | XFL_BI11_GMELIT11_1:line | -1186 |  | 1600 | -414 | 74 | []
BG_CO_00009 | N-1 400kV Maritsa Iztok 2Â - Maritsa Iztok 3 | [MK-GR] 400 kV Bitola-Meliti | XFL_BI11_GMELIT11_1:line | -1186 |  | 1600 | -414 | 74 | []
BG_CO_00013 | N-1 400kV Burgas â Maritsa Iztok 2 | [MK-GR] 400 kV Bitola-Meliti | XFL_BI11_GMELIT11_1:line | -1186 |  | 1600 | -414 | 74 | []
RS_KS_CO_00002 | N-1 400 kV Kosovo B-Nis 2 | [MK-GR] 400 kV Bitola-Meliti | XFL_BI11_GMELIT11_1:line | -1182 |  | 1600 | -418 | 74 | []
BG_TR_CO_00002 | N-1 400kV Maritsa 3 - Hamitabat 2 | [MK-GR] 400 kV Bitola-Meliti | XFL_BI11_GMELIT11_1:line | -1182 |  | 1600 | -418 | 74 | []
BG_TR_CO_00001 | N-1 400kV Maritsa 3 - Hamitabat 1 | [MK-GR] 400 kV Bitola-Meliti | XFL_BI11_GMELIT11_1:line | -1181 |  | 1600 | -419 | 74 | []
BG_CO_00012 | Â N-1 400kV Varna - Burgas | [MK-GR] 400 kV Bitola-Meliti | XFL_BI11_GMELIT11_1:line | -1181 |  | 1600 | -419 | 74 | []
TR_CO_00001 | N-1 400 kV Habitabat NGCC -Babaeski | [MK-GR] 400 kV Bitola-Meliti | XFL_BI11_GMELIT11_1:line | -1181 |  | 1600 | -419 | 74 | []
BC | Base Case | [MK-GR] 400 kV Bitola-Meliti | XFL_BI11_GMELIT11_1:line | -1180 |  | 1600 | -420 | 74 | []
BG_CO_00007 | N-1 400kV Vetren - Chervena Mogila | [MK-GR] 400 kV Bitola-Meliti | XFL_BI11_GMELIT11_1:line | -1180 |  | 1600 | -420 | 74 | []
BG_CO_00010 | N-1 400kV Maritsa Iztok â Maritsa Iztok 3 | [MK-GR] 400 kV Bitola-Meliti | XFL_BI11_GMELIT11_1:line | -1180 |  | 1600 | -420 | 74 | []
BG_CO_00002 | N-1 400kV Sofia Zapad - Chervena Mogila ck. 2 | [MK-GR] 400 kV Bitola-Meliti | XFL_BI11_GMELIT11_1:line | -1179 |  | 1600 | -421 | 74 | []
RS_CO_00003 | N-1 400 kV Vranje 4 âLeskovac 2 | [MK-GR] 400 kV Bitola-Meliti | XFL_BI11_GMELIT11_1:line | -1176 |  | 1600 | -424 | 73 | []
BG_MK_CO_00001 | N-1 400kV Chervena Mogila - Stip Â | [MK-GR] 400 kV Bitola-Meliti | XFL_BI11_GMELIT11_1:line | -1174 |  | 1600 | -426 | 73 | []
BG_CO_00004, BG_CO_00011 | N-1 400kV Maritsa Iztok - Plovdiv ck. 1, N-1 400kV Maritsa Iztok - Plovdiv | [MK-GR] 400 kV Bitola-Meliti | XFL_BI11_GMELIT11_1:line | -1174 |  | 1600 | -426 | 73 | []
RS_MK_00001 | N-1 400 kV Vranje 4 -Stip | [MK-GR] 400 kV Bitola-Meliti | XFL_BI11_GMELIT11_1:line | -1167 |  | 1600 | -433 | 73 | []
BG_CO_00006, BG_CO_00008 | N-1 400kV Plovdiv - Vetren , N-1 400kV Plovdiv - Vetren | [MK-GR] 400 kV Bitola-Meliti | XFL_BI11_GMELIT11_1:line | -1157 |  | 1600 | -443 | 72 | []
GR_CO_00005 | N-1 400 kV Thessaloniki-Lagadas ck.2 | [MK-GR] 400 kV Bitola-Meliti | XFL_BI11_GMELIT11_1:line | -1135 |  | 1600 | -465 | 71 | []
MK_KS_CO_00001 | N-1 400 kV Skopje 5 âUrosevac | [MK-GR] 400 kV Bitola-Meliti | XFL_BI11_GMELIT11_1:line | -1129 |  | 1600 | -471 | 71 | []

## 1130Preventive
Detailed results
Generated at: | 2023-12-20 21:22
Business day: | 22.12.2023
Timestamp: | 11:30
Border & direction: | North-Greece Exporting
Horizon: | 2D
Remedial actions: | true
Evaluation type: | PREVENTIVE
TTC [MW]: | 2495
Fallback applied | false
Loading threshold | 0.7
Applied RAs
CO ID | RA ID | Name of the RA | Usage | Type | Location | Status
Limiting CNECs
CO ID | Name of the CO | Name of the CNE | CNE UCTE branch | Calculated I (A) | I max (PRE) | I max (CUR) | Margin (A) | Loading (%) | Applicable curative RAs
AL_GR_CO_00001 | N-1 400 kV Zemplak-Kardia | [MK-GR] 400 kV Bitola-Meliti | XFL_BI11_GMELIT11_1:line | -1600 | 1600 | 1600 | 0 | 100 | []
MK_GR_CO_00002 | N-1 400 kV Dubrovo-Thessaloniki | [MK-GR] 400 kV Bitola-Meliti | XFL_BI11_GMELIT11_1:line | -1482 | 1600 | 1600 | -118 | 93 | []
AL_CO_00002 | N-1 400 kV Elbasan 2-Zemlak | [MK-GR] 400 kV Bitola-Meliti | XFL_BI11_GMELIT11_1:line | -1460 | 1600 | 1600 | -140 | 91 | []
IT_GR_CO_00001 | N-1 400 kV Galatina-Arachthos | [MK-GR] 400 kV Bitola-Meliti | XFL_BI11_GMELIT11_1:line | -1423 | 1600 | 1600 | -177 | 89 | []
AL_CO_00001 | N-1 400 kV Elbasan 2-Tirana 2 | [MK-GR] 400 kV Bitola-Meliti | XFL_BI11_GMELIT11_1:line | -1277 | 1600 | 1600 | -323 | 80 | []
GR_CO_00001 | N-1 400 kV Filippoi-Nea Santa ck.2 | [MK-GR] 400 kV Bitola-Meliti | XFL_BI11_GMELIT11_1:line | -1271 | 1600 | 1600 | -329 | 79 | []
BG_GR_CO_00001 | N-1 400 kV Blagoevgrad-Thessaloniki | [MK-GR] 400 kV Bitola-Meliti | XFL_BI11_GMELIT11_1:line | -1268 | 1600 | 1600 | -332 | 79 | []
GR_CO_00004 | N-1 400 kV Amideo-Lagadas ck.2 | [MK-GR] 400 kV Bitola-Meliti | XFL_BI11_GMELIT11_1:line | -1263 | 1600 | 1600 | -337 | 79 | []
GR_CO_00002 | N-1 400 kV Filippoi-Lagadas ck.2 | [MK-GR] 400 kV Bitola-Meliti | XFL_BI11_GMELIT11_1:line | -1253 | 1600 | 1600 | -347 | 78 | []
BG_CO_00001 | N-1 400kV Chervena Mogila - Blagoevgrad ck. 2 | [MK-GR] 400 kV Bitola-Meliti | XFL_BI11_GMELIT11_1:line | -1252 | 1600 | 1600 | -348 | 78 | []
KS_CO_00001 | N-1 400 kV Kosovo B-Urosevac | [MK-GR] 400 kV Bitola-Meliti | XFL_BI11_GMELIT11_1:line | -1221 | 1600 | 1600 | -379 | 76 | []
BG_GR_CO_00002 | N-1 400 kV Maritsa Iztok-Nea Santa | [MK-GR] 400 kV Bitola-Meliti | XFL_BI11_GMELIT11_1:line | -1214 | 1600 | 1600 | -386 | 76 | []
AL_ME_CO_00001 | N-1 400 kV Tirana 2âPodgorica 2 | [MK-GR] 400 kV Bitola-Meliti | XFL_BI11_GMELIT11_1:line | -1210 | 1600 | 1600 | -390 | 76 | []
GR_CO_00003 | N-1 400 kV Meliti-Amideo ck.2 | [MK-GR] 400 kV Dubrovo-Thessaloniki | XTH_DU11_GTHESS11_1:line | -1209 | 1600 | 1600 | -391 | 76 | []
TR_GR_CO_00001 | N-1 400 kV Babaeski-N Santa | [MK-GR] 400 kV Bitola-Meliti | XFL_BI11_GMELIT11_1:line | -1206 | 1600 | 1600 | -394 | 75 | []
MK_GR_CO_00001 | N-1 400 kV Bitola-Meliti | [MK-GR] 400 kV Dubrovo-Thessaloniki | XTH_DU11_GTHESS11_1:line | -1202 | 1600 | 1600 | -398 | 75 | []
BG_CO_00016 | N-1 400kV Kozloduy - Sofia Zapad ck.2 | [MK-GR] 400 kV Bitola-Meliti | XFL_BI11_GMELIT11_1:line | -1197 | 1600 | 1600 | -403 | 75 | []
BG_RS_CO_00001 | N-1 400kV Sofia Zapad - Nis Â | [MK-GR] 400 kV Bitola-Meliti | XFL_BI11_GMELIT11_1:line | -1189 | 1600 | 1600 | -411 | 74 | []
KS_ME_CO_00001 | N-1 400 kV Pec 3-Ribarevina | [MK-GR] 400 kV Bitola-Meliti | XFL_BI11_GMELIT11_1:line | -1189 | 1600 | 1600 | -411 | 74 | []
BG_CO_00009 | N-1 400kV Maritsa Iztok 2Â - Maritsa Iztok 3 | [MK-GR] 400 kV Bitola-Meliti | XFL_BI11_GMELIT11_1:line | -1187 | 1600 | 1600 | -413 | 74 | []
BG_CO_00013 | N-1 400kV Burgas â Maritsa Iztok 2 | [MK-GR] 400 kV Bitola-Meliti | XFL_BI11_GMELIT11_1:line | -1187 | 1600 | 1600 | -413 | 74 | []
RS_CO_00004 | N-1 400 kV Nis 2 âLeskovac 2 | [MK-GR] 400 kV Bitola-Meliti | XFL_BI11_GMELIT11_1:line | -1187 | 1600 | 1600 | -413 | 74 | []
RS_KS_CO_00002 | N-1 400 kV Kosovo B-Nis 2 | [MK-GR] 400 kV Bitola-Meliti | XFL_BI11_GMELIT11_1:line | -1184 | 1600 | 1600 | -416 | 74 | []
BG_TR_CO_00002 | N-1 400kV Maritsa 3 - Hamitabat 2 | [MK-GR] 400 kV Bitola-Meliti | XFL_BI11_GMELIT11_1:line | -1183 | 1600 | 1600 | -417 | 74 | []
BG_MK_CO_00001 | N-1 400kV Chervena Mogila - Stip Â | [MK-GR] 400 kV Bitola-Meliti | XFL_BI11_GMELIT11_1:line | -1182 | 1600 | 1600 | -418 | 74 | []
BG_TR_CO_00001 | N-1 400kV Maritsa 3 - Hamitabat 1 | [MK-GR] 400 kV Bitola-Meliti | XFL_BI11_GMELIT11_1:line | -1182 | 1600 | 1600 | -418 | 74 | []
BG_CO_00012 | Â N-1 400kV Varna - Burgas | [MK-GR] 400 kV Bitola-Meliti | XFL_BI11_GMELIT11_1:line | -1182 | 1600 | 1600 | -418 | 74 | []
TR_CO_00001 | N-1 400 kV Habitabat NGCC -Babaeski | [MK-GR] 400 kV Bitola-Meliti | XFL_BI11_GMELIT11_1:line | -1181 | 1600 | 1600 | -419 | 74 | []
BC | Base Case | [MK-GR] 400 kV Bitola-Meliti | XFL_BI11_GMELIT11_1:line | -1181 | 1600 | 1600 | -419 | 74 | []
BG_CO_00007 | N-1 400kV Vetren - Chervena Mogila | [MK-GR] 400 kV Bitola-Meliti | XFL_BI11_GMELIT11_1:line | -1181 | 1600 | 1600 | -419 | 74 | []
BG_CO_00010 | N-1 400kV Maritsa Iztok â Maritsa Iztok 3 | [MK-GR] 400 kV Bitola-Meliti | XFL_BI11_GMELIT11_1:line | -1181 | 1600 | 1600 | -419 | 74 | []
BG_CO_00002 | N-1 400kV Sofia Zapad - Chervena Mogila ck. 2 | [MK-GR] 400 kV Bitola-Meliti | XFL_BI11_GMELIT11_1:line | -1180 | 1600 | 1600 | -420 | 74 | []
BG_CO_00004, BG_CO_00011 | N-1 400kV Maritsa Iztok - Plovdiv ck. 1, N-1 400kV Maritsa Iztok - Plovdiv | [MK-GR] 400 kV Bitola-Meliti | XFL_BI11_GMELIT11_1:line | -1179 | 1600 | 1600 | -421 | 74 | []
RS_CO_00003 | N-1 400 kV Vranje 4 âLeskovac 2 | [MK-GR] 400 kV Bitola-Meliti | XFL_BI11_GMELIT11_1:line | -1177 | 1600 | 1600 | -423 | 74 | []
RS_MK_00001 | N-1 400 kV Vranje 4 -Stip | [MK-GR] 400 kV Bitola-Meliti | XFL_BI11_GMELIT11_1:line | -1169 | 1600 | 1600 | -431 | 73 | []
BG_CO_00006, BG_CO_00008 | N-1 400kV Plovdiv - Vetren , N-1 400kV Plovdiv - Vetren | [MK-GR] 400 kV Bitola-Meliti | XFL_BI11_GMELIT11_1:line | -1160 | 1600 | 1600 | -440 | 73 | []
GR_CO_00005 | N-1 400 kV Thessaloniki-Lagadas ck.2 | [MK-GR] 400 kV Bitola-Meliti | XFL_BI11_GMELIT11_1:line | -1141 | 1600 | 1600 | -459 | 71 | []
MK_KS_CO_00001 | N-1 400 kV Skopje 5 âUrosevac | [MK-GR] 400 kV Bitola-Meliti | XFL_BI11_GMELIT11_1:line | -1129 | 1600 | 1600 | -471 | 71 | []

## 1130Curative
Detailed results
Generated at: | 2023-12-20 21:22
Business day: | 22.12.2023
Timestamp: | 11:30
Border & direction: | North-Greece Exporting
Horizon: | 2D
Remedial actions: | true
Evaluation type: | CURATIVE
TTC [MW]: | 2495
Fallback applied | false
Loading threshold | 0.7
Applied RAs
CO ID | RA ID | Name of the RA | Usage | Type | Location | Status
Limiting CNECs
CO ID | Name of the CO | Name of the CNE | CNE UCTE branch | Calculated I (A) | I max (PRE) | I max (CUR) | Margin (A) | Loading (%) | Applicable curative RAs
AL_GR_CO_00001 | N-1 400 kV Zemplak-Kardia | [MK-GR] 400 kV Bitola-Meliti | XFL_BI11_GMELIT11_1:line | -1600 |  | 1600 | 0 | 100 | []
MK_GR_CO_00002 | N-1 400 kV Dubrovo-Thessaloniki | [MK-GR] 400 kV Bitola-Meliti | XFL_BI11_GMELIT11_1:line | -1482 |  | 1600 | -118 | 93 | []
AL_CO_00002 | N-1 400 kV Elbasan 2-Zemlak | [MK-GR] 400 kV Bitola-Meliti | XFL_BI11_GMELIT11_1:line | -1460 |  | 1600 | -140 | 91 | []
IT_GR_CO_00001 | N-1 400 kV Galatina-Arachthos | [MK-GR] 400 kV Bitola-Meliti | XFL_BI11_GMELIT11_1:line | -1423 |  | 1600 | -177 | 89 | []
AL_CO_00001 | N-1 400 kV Elbasan 2-Tirana 2 | [MK-GR] 400 kV Bitola-Meliti | XFL_BI11_GMELIT11_1:line | -1277 |  | 1600 | -323 | 80 | []
GR_CO_00001 | N-1 400 kV Filippoi-Nea Santa ck.2 | [MK-GR] 400 kV Bitola-Meliti | XFL_BI11_GMELIT11_1:line | -1271 |  | 1600 | -329 | 79 | []
BG_GR_CO_00001 | N-1 400 kV Blagoevgrad-Thessaloniki | [MK-GR] 400 kV Bitola-Meliti | XFL_BI11_GMELIT11_1:line | -1268 |  | 1600 | -332 | 79 | []
GR_CO_00004 | N-1 400 kV Amideo-Lagadas ck.2 | [MK-GR] 400 kV Bitola-Meliti | XFL_BI11_GMELIT11_1:line | -1263 |  | 1600 | -337 | 79 | []
GR_CO_00002 | N-1 400 kV Filippoi-Lagadas ck.2 | [MK-GR] 400 kV Bitola-Meliti | XFL_BI11_GMELIT11_1:line | -1253 |  | 1600 | -347 | 78 | []
BG_CO_00001 | N-1 400kV Chervena Mogila - Blagoevgrad ck. 2 | [MK-GR] 400 kV Bitola-Meliti | XFL_BI11_GMELIT11_1:line | -1252 |  | 1600 | -348 | 78 | []
KS_CO_00001 | N-1 400 kV Kosovo B-Urosevac | [MK-GR] 400 kV Bitola-Meliti | XFL_BI11_GMELIT11_1:line | -1221 |  | 1600 | -379 | 76 | []
BG_GR_CO_00002 | N-1 400 kV Maritsa Iztok-Nea Santa | [MK-GR] 400 kV Bitola-Meliti | XFL_BI11_GMELIT11_1:line | -1214 |  | 1600 | -386 | 76 | []
AL_ME_CO_00001 | N-1 400 kV Tirana 2âPodgorica 2 | [MK-GR] 400 kV Bitola-Meliti | XFL_BI11_GMELIT11_1:line | -1210 |  | 1600 | -390 | 76 | []
GR_CO_00003 | N-1 400 kV Meliti-Amideo ck.2 | [MK-GR] 400 kV Dubrovo-Thessaloniki | XTH_DU11_GTHESS11_1:line | -1209 |  | 1600 | -391 | 76 | []
TR_GR_CO_00001 | N-1 400 kV Babaeski-N Santa | [MK-GR] 400 kV Bitola-Meliti | XFL_BI11_GMELIT11_1:line | -1206 |  | 1600 | -394 | 75 | []
MK_GR_CO_00001 | N-1 400 kV Bitola-Meliti | [MK-GR] 400 kV Dubrovo-Thessaloniki | XTH_DU11_GTHESS11_1:line | -1202 |  | 1600 | -398 | 75 | []
BG_CO_00016 | N-1 400kV Kozloduy - Sofia Zapad ck.2 | [MK-GR] 400 kV Bitola-Meliti | XFL_BI11_GMELIT11_1:line | -1197 |  | 1600 | -403 | 75 | []
BG_RS_CO_00001 | N-1 400kV Sofia Zapad - Nis Â | [MK-GR] 400 kV Bitola-Meliti | XFL_BI11_GMELIT11_1:line | -1189 |  | 1600 | -411 | 74 | []
KS_ME_CO_00001 | N-1 400 kV Pec 3-Ribarevina | [MK-GR] 400 kV Bitola-Meliti | XFL_BI11_GMELIT11_1:line | -1189 |  | 1600 | -411 | 74 | []
BG_CO_00009 | N-1 400kV Maritsa Iztok 2Â - Maritsa Iztok 3 | [MK-GR] 400 kV Bitola-Meliti | XFL_BI11_GMELIT11_1:line | -1187 |  | 1600 | -413 | 74 | []
BG_CO_00013 | N-1 400kV Burgas â Maritsa Iztok 2 | [MK-GR] 400 kV Bitola-Meliti | XFL_BI11_GMELIT11_1:line | -1187 |  | 1600 | -413 | 74 | []
RS_CO_00004 | N-1 400 kV Nis 2 âLeskovac 2 | [MK-GR] 400 kV Bitola-Meliti | XFL_BI11_GMELIT11_1:line | -1187 |  | 1600 | -413 | 74 | []
RS_KS_CO_00002 | N-1 400 kV Kosovo B-Nis 2 | [MK-GR] 400 kV Bitola-Meliti | XFL_BI11_GMELIT11_1:line | -1184 |  | 1600 | -416 | 74 | []
BG_TR_CO_00002 | N-1 400kV Maritsa 3 - Hamitabat 2 | [MK-GR] 400 kV Bitola-Meliti | XFL_BI11_GMELIT11_1:line | -1183 |  | 1600 | -417 | 74 | []
BG_MK_CO_00001 | N-1 400kV Chervena Mogila - Stip Â | [MK-GR] 400 kV Bitola-Meliti | XFL_BI11_GMELIT11_1:line | -1182 |  | 1600 | -418 | 74 | []
BG_TR_CO_00001 | N-1 400kV Maritsa 3 - Hamitabat 1 | [MK-GR] 400 kV Bitola-Meliti | XFL_BI11_GMELIT11_1:line | -1182 |  | 1600 | -418 | 74 | []
BG_CO_00012 | Â N-1 400kV Varna - Burgas | [MK-GR] 400 kV Bitola-Meliti | XFL_BI11_GMELIT11_1:line | -1182 |  | 1600 | -418 | 74 | []
TR_CO_00001 | N-1 400 kV Habitabat NGCC -Babaeski | [MK-GR] 400 kV Bitola-Meliti | XFL_BI11_GMELIT11_1:line | -1181 |  | 1600 | -419 | 74 | []
BC | Base Case | [MK-GR] 400 kV Bitola-Meliti | XFL_BI11_GMELIT11_1:line | -1181 |  | 1600 | -419 | 74 | []
BG_CO_00007 | N-1 400kV Vetren - Chervena Mogila | [MK-GR] 400 kV Bitola-Meliti | XFL_BI11_GMELIT11_1:line | -1181 |  | 1600 | -419 | 74 | []
BG_CO_00010 | N-1 400kV Maritsa Iztok â Maritsa Iztok 3 | [MK-GR] 400 kV Bitola-Meliti | XFL_BI11_GMELIT11_1:line | -1181 |  | 1600 | -419 | 74 | []
BG_CO_00002 | N-1 400kV Sofia Zapad - Chervena Mogila ck. 2 | [MK-GR] 400 kV Bitola-Meliti | XFL_BI11_GMELIT11_1:line | -1180 |  | 1600 | -420 | 74 | []
BG_CO_00004, BG_CO_00011 | N-1 400kV Maritsa Iztok - Plovdiv ck. 1, N-1 400kV Maritsa Iztok - Plovdiv | [MK-GR] 400 kV Bitola-Meliti | XFL_BI11_GMELIT11_1:line | -1179 |  | 1600 | -421 | 74 | []
RS_CO_00003 | N-1 400 kV Vranje 4 âLeskovac 2 | [MK-GR] 400 kV Bitola-Meliti | XFL_BI11_GMELIT11_1:line | -1177 |  | 1600 | -423 | 74 | []
RS_MK_00001 | N-1 400 kV Vranje 4 -Stip | [MK-GR] 400 kV Bitola-Meliti | XFL_BI11_GMELIT11_1:line | -1169 |  | 1600 | -431 | 73 | []
BG_CO_00006, BG_CO_00008 | N-1 400kV Plovdiv - Vetren , N-1 400kV Plovdiv - Vetren | [MK-GR] 400 kV Bitola-Meliti | XFL_BI11_GMELIT11_1:line | -1160 |  | 1600 | -440 | 73 | []
GR_CO_00005 | N-1 400 kV Thessaloniki-Lagadas ck.2 | [MK-GR] 400 kV Bitola-Meliti | XFL_BI11_GMELIT11_1:line | -1141 |  | 1600 | -459 | 71 | []
MK_KS_CO_00001 | N-1 400 kV Skopje 5 âUrosevac | [MK-GR] 400 kV Bitola-Meliti | XFL_BI11_GMELIT11_1:line | -1129 |  | 1600 | -471 | 71 | []

## 1230Preventive
Detailed results
Generated at: | 2023-12-20 21:22
Business day: | 22.12.2023
Timestamp: | 12:30
Border & direction: | North-Greece Exporting
Horizon: | 2D
Remedial actions: | true
Evaluation type: | PREVENTIVE
TTC [MW]: | 2451
Fallback applied | false
Loading threshold | 0.7
Applied RAs
CO ID | RA ID | Name of the RA | Usage | Type | Location | Status
Limiting CNECs
CO ID | Name of the CO | Name of the CNE | CNE UCTE branch | Calculated I (A) | I max (PRE) | I max (CUR) | Margin (A) | Loading (%) | Applicable curative RAs
AL_GR_CO_00001 | N-1 400 kV Zemplak-Kardia | [MK-GR] 400 kV Bitola-Meliti | XFL_BI11_GMELIT11_1:line | -1597 | 1600 | 1600 | -3 | 100 | []
MK_GR_CO_00002 | N-1 400 kV Dubrovo-Thessaloniki | [MK-GR] 400 kV Bitola-Meliti | XFL_BI11_GMELIT11_1:line | -1468 | 1600 | 1600 | -132 | 92 | []
AL_CO_00002 | N-1 400 kV Elbasan 2-Zemlak | [MK-GR] 400 kV Bitola-Meliti | XFL_BI11_GMELIT11_1:line | -1459 | 1600 | 1600 | -141 | 91 | []
IT_GR_CO_00001 | N-1 400 kV Galatina-Arachthos | [MK-GR] 400 kV Bitola-Meliti | XFL_BI11_GMELIT11_1:line | -1337 | 1600 | 1600 | -263 | 84 | []
AL_CO_00001 | N-1 400 kV Elbasan 2-Tirana 2 | [MK-GR] 400 kV Bitola-Meliti | XFL_BI11_GMELIT11_1:line | -1272 | 1600 | 1600 | -328 | 80 | []
BG_GR_CO_00001 | N-1 400 kV Blagoevgrad-Thessaloniki | [MK-GR] 400 kV Bitola-Meliti | XFL_BI11_GMELIT11_1:line | -1261 | 1600 | 1600 | -339 | 79 | []
GR_CO_00004 | N-1 400 kV Amideo-Lagadas ck.2 | [MK-GR] 400 kV Bitola-Meliti | XFL_BI11_GMELIT11_1:line | -1250 | 1600 | 1600 | -350 | 78 | []
GR_CO_00001 | N-1 400 kV Filippoi-Nea Santa ck.2 | [MK-GR] 400 kV Bitola-Meliti | XFL_BI11_GMELIT11_1:line | -1248 | 1600 | 1600 | -352 | 78 | []
BG_CO_00001 | N-1 400kV Chervena Mogila - Blagoevgrad ck. 2 | [MK-GR] 400 kV Bitola-Meliti | XFL_BI11_GMELIT11_1:line | -1237 | 1600 | 1600 | -363 | 77 | []
GR_CO_00002 | N-1 400 kV Filippoi-Lagadas ck.2 | [MK-GR] 400 kV Bitola-Meliti | XFL_BI11_GMELIT11_1:line | -1236 | 1600 | 1600 | -364 | 77 | []
AL_ME_CO_00001 | N-1 400 kV Tirana 2âPodgorica 2 | [MK-GR] 400 kV Bitola-Meliti | XFL_BI11_GMELIT11_1:line | -1205 | 1600 | 1600 | -395 | 75 | []
BG_GR_CO_00002 | N-1 400 kV Maritsa Iztok-Nea Santa | [MK-GR] 400 kV Bitola-Meliti | XFL_BI11_GMELIT11_1:line | -1199 | 1600 | 1600 | -401 | 75 | []
KS_CO_00001 | N-1 400 kV Kosovo B-Urosevac | [MK-GR] 400 kV Bitola-Meliti | XFL_BI11_GMELIT11_1:line | -1197 | 1600 | 1600 | -403 | 75 | []
GR_CO_00003 | N-1 400 kV Meliti-Amideo ck.2 | [MK-GR] 400 kV Dubrovo-Thessaloniki | XTH_DU11_GTHESS11_1:line | -1194 | 1600 | 1600 | -406 | 75 | []
TR_GR_CO_00001 | N-1 400 kV Babaeski-N Santa | [MK-GR] 400 kV Bitola-Meliti | XFL_BI11_GMELIT11_1:line | -1193 | 1600 | 1600 | -407 | 75 | []
MK_GR_CO_00001 | N-1 400 kV Bitola-Meliti | [MK-GR] 400 kV Dubrovo-Thessaloniki | XTH_DU11_GTHESS11_1:line | -1188 | 1600 | 1600 | -412 | 74 | []
BG_CO_00016 | N-1 400kV Kozloduy - Sofia Zapad ck.2 | [MK-GR] 400 kV Bitola-Meliti | XFL_BI11_GMELIT11_1:line | -1185 | 1600 | 1600 | -415 | 74 | []
BG_RS_CO_00001 | N-1 400kV Sofia Zapad - Nis Â | [MK-GR] 400 kV Bitola-Meliti | XFL_BI11_GMELIT11_1:line | -1182 | 1600 | 1600 | -418 | 74 | []
BG_CO_00009 | N-1 400kV Maritsa Iztok 2Â - Maritsa Iztok 3 | [MK-GR] 400 kV Bitola-Meliti | XFL_BI11_GMELIT11_1:line | -1176 | 1600 | 1600 | -424 | 73 | []
BG_CO_00013 | N-1 400kV Burgas â Maritsa Iztok 2 | [MK-GR] 400 kV Bitola-Meliti | XFL_BI11_GMELIT11_1:line | -1176 | 1600 | 1600 | -424 | 73 | []
BG_MK_CO_00001 | N-1 400kV Chervena Mogila - Stip Â | [MK-GR] 400 kV Bitola-Meliti | XFL_BI11_GMELIT11_1:line | -1174 | 1600 | 1600 | -426 | 73 | []
RS_CO_00004 | N-1 400 kV Nis 2 âLeskovac 2 | [MK-GR] 400 kV Bitola-Meliti | XFL_BI11_GMELIT11_1:line | -1172 | 1600 | 1600 | -428 | 73 | []
RS_KS_CO_00002 | N-1 400 kV Kosovo B-Nis 2 | [MK-GR] 400 kV Bitola-Meliti | XFL_BI11_GMELIT11_1:line | -1172 | 1600 | 1600 | -428 | 73 | []
BG_TR_CO_00002 | N-1 400kV Maritsa 3 - Hamitabat 2 | [MK-GR] 400 kV Bitola-Meliti | XFL_BI11_GMELIT11_1:line | -1171 | 1600 | 1600 | -429 | 73 | []
BG_TR_CO_00001 | N-1 400kV Maritsa 3 - Hamitabat 1 | [MK-GR] 400 kV Bitola-Meliti | XFL_BI11_GMELIT11_1:line | -1171 | 1600 | 1600 | -429 | 73 | []
BG_CO_00012 | Â N-1 400kV Varna - Burgas | [MK-GR] 400 kV Bitola-Meliti | XFL_BI11_GMELIT11_1:line | -1171 | 1600 | 1600 | -429 | 73 | []
BC | Base Case | [MK-GR] 400 kV Bitola-Meliti | XFL_BI11_GMELIT11_1:line | -1170 | 1600 | 1600 | -430 | 73 | []
BG_CO_00010 | N-1 400kV Maritsa Iztok â Maritsa Iztok 3 | [MK-GR] 400 kV Bitola-Meliti | XFL_BI11_GMELIT11_1:line | -1170 | 1600 | 1600 | -430 | 73 | []
KS_ME_CO_00001 | N-1 400 kV Pec 3-Ribarevina | [MK-GR] 400 kV Bitola-Meliti | XFL_BI11_GMELIT11_1:line | -1170 | 1600 | 1600 | -430 | 73 | []
TR_CO_00001 | N-1 400 kV Habitabat NGCC -Babaeski | [MK-GR] 400 kV Bitola-Meliti | XFL_BI11_GMELIT11_1:line | -1170 | 1600 | 1600 | -430 | 73 | []
BG_CO_00002 | N-1 400kV Sofia Zapad - Chervena Mogila ck. 2 | [MK-GR] 400 kV Bitola-Meliti | XFL_BI11_GMELIT11_1:line | -1169 | 1600 | 1600 | -431 | 73 | []
BG_CO_00004, BG_CO_00011 | N-1 400kV Maritsa Iztok - Plovdiv ck. 1, N-1 400kV Maritsa Iztok - Plovdiv | [MK-GR] 400 kV Bitola-Meliti | XFL_BI11_GMELIT11_1:line | -1168 | 1600 | 1600 | -432 | 73 | []
RS_CO_00003 | N-1 400 kV Vranje 4 âLeskovac 2 | [MK-GR] 400 kV Bitola-Meliti | XFL_BI11_GMELIT11_1:line | -1163 | 1600 | 1600 | -437 | 73 | []
RS_MK_00001 | N-1 400 kV Vranje 4 -Stip | [MK-GR] 400 kV Bitola-Meliti | XFL_BI11_GMELIT11_1:line | -1154 | 1600 | 1600 | -446 | 72 | []
BG_CO_00005, BG_CO_00007 | N-1 400kV Vetren - Chervena Mogila , N-1 400kV Vetren - Chervena Mogila | [MK-GR] 400 kV Bitola-Meliti | XFL_BI11_GMELIT11_1:line | -1154 | 1600 | 1600 | -446 | 72 | []
BG_CO_00006, BG_CO_00008 | N-1 400kV Plovdiv - Vetren , N-1 400kV Plovdiv - Vetren | [MK-GR] 400 kV Bitola-Meliti | XFL_BI11_GMELIT11_1:line | -1152 | 1600 | 1600 | -448 | 72 | []
GR_CO_00005 | N-1 400 kV Thessaloniki-Lagadas ck.2 | [MK-GR] 400 kV Bitola-Meliti | XFL_BI11_GMELIT11_1:line | -1132 | 1600 | 1600 | -468 | 71 | []

## 1230Curative
Detailed results
Generated at: | 2023-12-20 21:22
Business day: | 22.12.2023
Timestamp: | 12:30
Border & direction: | North-Greece Exporting
Horizon: | 2D
Remedial actions: | true
Evaluation type: | CURATIVE
TTC [MW]: | 2451
Fallback applied | false
Loading threshold | 0.7
Applied RAs
CO ID | RA ID | Name of the RA | Usage | Type | Location | Status
Limiting CNECs
CO ID | Name of the CO | Name of the CNE | CNE UCTE branch | Calculated I (A) | I max (PRE) | I max (CUR) | Margin (A) | Loading (%) | Applicable curative RAs
AL_GR_CO_00001 | N-1 400 kV Zemplak-Kardia | [MK-GR] 400 kV Bitola-Meliti | XFL_BI11_GMELIT11_1:line | -1597 |  | 1600 | -3 | 100 | []
MK_GR_CO_00002 | N-1 400 kV Dubrovo-Thessaloniki | [MK-GR] 400 kV Bitola-Meliti | XFL_BI11_GMELIT11_1:line | -1468 |  | 1600 | -132 | 92 | []
AL_CO_00002 | N-1 400 kV Elbasan 2-Zemlak | [MK-GR] 400 kV Bitola-Meliti | XFL_BI11_GMELIT11_1:line | -1459 |  | 1600 | -141 | 91 | []
IT_GR_CO_00001 | N-1 400 kV Galatina-Arachthos | [MK-GR] 400 kV Bitola-Meliti | XFL_BI11_GMELIT11_1:line | -1337 |  | 1600 | -263 | 84 | []
AL_CO_00001 | N-1 400 kV Elbasan 2-Tirana 2 | [MK-GR] 400 kV Bitola-Meliti | XFL_BI11_GMELIT11_1:line | -1272 |  | 1600 | -328 | 80 | []
BG_GR_CO_00001 | N-1 400 kV Blagoevgrad-Thessaloniki | [MK-GR] 400 kV Bitola-Meliti | XFL_BI11_GMELIT11_1:line | -1261 |  | 1600 | -339 | 79 | []
GR_CO_00004 | N-1 400 kV Amideo-Lagadas ck.2 | [MK-GR] 400 kV Bitola-Meliti | XFL_BI11_GMELIT11_1:line | -1250 |  | 1600 | -350 | 78 | []
GR_CO_00001 | N-1 400 kV Filippoi-Nea Santa ck.2 | [MK-GR] 400 kV Bitola-Meliti | XFL_BI11_GMELIT11_1:line | -1248 |  | 1600 | -352 | 78 | []
BG_CO_00001 | N-1 400kV Chervena Mogila - Blagoevgrad ck. 2 | [MK-GR] 400 kV Bitola-Meliti | XFL_BI11_GMELIT11_1:line | -1237 |  | 1600 | -363 | 77 | []
GR_CO_00002 | N-1 400 kV Filippoi-Lagadas ck.2 | [MK-GR] 400 kV Bitola-Meliti | XFL_BI11_GMELIT11_1:line | -1236 |  | 1600 | -364 | 77 | []
AL_ME_CO_00001 | N-1 400 kV Tirana 2âPodgorica 2 | [MK-GR] 400 kV Bitola-Meliti | XFL_BI11_GMELIT11_1:line | -1205 |  | 1600 | -395 | 75 | []
BG_GR_CO_00002 | N-1 400 kV Maritsa Iztok-Nea Santa | [MK-GR] 400 kV Bitola-Meliti | XFL_BI11_GMELIT11_1:line | -1199 |  | 1600 | -401 | 75 | []
KS_CO_00001 | N-1 400 kV Kosovo B-Urosevac | [MK-GR] 400 kV Bitola-Meliti | XFL_BI11_GMELIT11_1:line | -1197 |  | 1600 | -403 | 75 | []
GR_CO_00003 | N-1 400 kV Meliti-Amideo ck.2 | [MK-GR] 400 kV Dubrovo-Thessaloniki | XTH_DU11_GTHESS11_1:line | -1194 |  | 1600 | -406 | 75 | []
TR_GR_CO_00001 | N-1 400 kV Babaeski-N Santa | [MK-GR] 400 kV Bitola-Meliti | XFL_BI11_GMELIT11_1:line | -1193 |  | 1600 | -407 | 75 | []
MK_GR_CO_00001 | N-1 400 kV Bitola-Meliti | [MK-GR] 400 kV Dubrovo-Thessaloniki | XTH_DU11_GTHESS11_1:line | -1188 |  | 1600 | -412 | 74 | []
BG_CO_00016 | N-1 400kV Kozloduy - Sofia Zapad ck.2 | [MK-GR] 400 kV Bitola-Meliti | XFL_BI11_GMELIT11_1:line | -1185 |  | 1600 | -415 | 74 | []
BG_RS_CO_00001 | N-1 400kV Sofia Zapad - Nis Â | [MK-GR] 400 kV Bitola-Meliti | XFL_BI11_GMELIT11_1:line | -1182 |  | 1600 | -418 | 74 | []
BG_CO_00009 | N-1 400kV Maritsa Iztok 2Â - Maritsa Iztok 3 | [MK-GR] 400 kV Bitola-Meliti | XFL_BI11_GMELIT11_1:line | -1176 |  | 1600 | -424 | 73 | []
BG_CO_00013 | N-1 400kV Burgas â Maritsa Iztok 2 | [MK-GR] 400 kV Bitola-Meliti | XFL_BI11_GMELIT11_1:line | -1176 |  | 1600 | -424 | 73 | []
BG_MK_CO_00001 | N-1 400kV Chervena Mogila - Stip Â | [MK-GR] 400 kV Bitola-Meliti | XFL_BI11_GMELIT11_1:line | -1174 |  | 1600 | -426 | 73 | []
RS_CO_00004 | N-1 400 kV Nis 2 âLeskovac 2 | [MK-GR] 400 kV Bitola-Meliti | XFL_BI11_GMELIT11_1:line | -1172 |  | 1600 | -428 | 73 | []
RS_KS_CO_00002 | N-1 400 kV Kosovo B-Nis 2 | [MK-GR] 400 kV Bitola-Meliti | XFL_BI11_GMELIT11_1:line | -1172 |  | 1600 | -428 | 73 | []
BG_TR_CO_00002 | N-1 400kV Maritsa 3 - Hamitabat 2 | [MK-GR] 400 kV Bitola-Meliti | XFL_BI11_GMELIT11_1:line | -1171 |  | 1600 | -429 | 73 | []
BG_TR_CO_00001 | N-1 400kV Maritsa 3 - Hamitabat 1 | [MK-GR] 400 kV Bitola-Meliti | XFL_BI11_GMELIT11_1:line | -1171 |  | 1600 | -429 | 73 | []
BG_CO_00012 | Â N-1 400kV Varna - Burgas | [MK-GR] 400 kV Bitola-Meliti | XFL_BI11_GMELIT11_1:line | -1171 |  | 1600 | -429 | 73 | []
BC | Base Case | [MK-GR] 400 kV Bitola-Meliti | XFL_BI11_GMELIT11_1:line | -1170 |  | 1600 | -430 | 73 | []
BG_CO_00010 | N-1 400kV Maritsa Iztok â Maritsa Iztok 3 | [MK-GR] 400 kV Bitola-Meliti | XFL_BI11_GMELIT11_1:line | -1170 |  | 1600 | -430 | 73 | []
KS_ME_CO_00001 | N-1 400 kV Pec 3-Ribarevina | [MK-GR] 400 kV Bitola-Meliti | XFL_BI11_GMELIT11_1:line | -1170 |  | 1600 | -430 | 73 | []
TR_CO_00001 | N-1 400 kV Habitabat NGCC -Babaeski | [MK-GR] 400 kV Bitola-Meliti | XFL_BI11_GMELIT11_1:line | -1170 |  | 1600 | -430 | 73 | []
BG_CO_00002 | N-1 400kV Sofia Zapad - Chervena Mogila ck. 2 | [MK-GR] 400 kV Bitola-Meliti | XFL_BI11_GMELIT11_1:line | -1169 |  | 1600 | -431 | 73 | []
BG_CO_00004, BG_CO_00011 | N-1 400kV Maritsa Iztok - Plovdiv ck. 1, N-1 400kV Maritsa Iztok - Plovdiv | [MK-GR] 400 kV Bitola-Meliti | XFL_BI11_GMELIT11_1:line | -1168 |  | 1600 | -432 | 73 | []
RS_CO_00003 | N-1 400 kV Vranje 4 âLeskovac 2 | [MK-GR] 400 kV Bitola-Meliti | XFL_BI11_GMELIT11_1:line | -1163 |  | 1600 | -437 | 73 | []
RS_MK_00001 | N-1 400 kV Vranje 4 -Stip | [MK-GR] 400 kV Bitola-Meliti | XFL_BI11_GMELIT11_1:line | -1154 |  | 1600 | -446 | 72 | []
BG_CO_00005, BG_CO_00007 | N-1 400kV Vetren - Chervena Mogila , N-1 400kV Vetren - Chervena Mogila | [MK-GR] 400 kV Bitola-Meliti | XFL_BI11_GMELIT11_1:line | -1154 |  | 1600 | -446 | 72 | []
BG_CO_00006, BG_CO_00008 | N-1 400kV Plovdiv - Vetren , N-1 400kV Plovdiv - Vetren | [MK-GR] 400 kV Bitola-Meliti | XFL_BI11_GMELIT11_1:line | -1152 |  | 1600 | -448 | 72 | []
GR_CO_00005 | N-1 400 kV Thessaloniki-Lagadas ck.2 | [MK-GR] 400 kV Bitola-Meliti | XFL_BI11_GMELIT11_1:line | -1132 |  | 1600 | -468 | 71 | []

## 1330Preventive
Detailed results
Generated at: | 2023-12-20 21:22
Business day: | 22.12.2023
Timestamp: | 13:30
Border & direction: | North-Greece Exporting
Horizon: | 2D
Remedial actions: | true
Evaluation type: | PREVENTIVE
TTC [MW]: | 2427
Fallback applied | false
Loading threshold | 0.7
Applied RAs
CO ID | RA ID | Name of the RA | Usage | Type | Location | Status
Limiting CNECs
CO ID | Name of the CO | Name of the CNE | CNE UCTE branch | Calculated I (A) | I max (PRE) | I max (CUR) | Margin (A) | Loading (%) | Applicable curative RAs
AL_GR_CO_00001 | N-1 400 kV Zemplak-Kardia | [MK-GR] 400 kV Bitola-Meliti | XFL_BI11_GMELIT11_1:line | -1593 | 1600 | 1600 | -7 | 100 | []
MK_GR_CO_00002 | N-1 400 kV Dubrovo-Thessaloniki | [MK-GR] 400 kV Bitola-Meliti | XFL_BI11_GMELIT11_1:line | -1457 | 1600 | 1600 | -143 | 91 | []
AL_CO_00002 | N-1 400 kV Elbasan 2-Zemlak | [MK-GR] 400 kV Bitola-Meliti | XFL_BI11_GMELIT11_1:line | -1453 | 1600 | 1600 | -147 | 91 | []
AL_CO_00001 | N-1 400 kV Elbasan 2-Tirana 2 | [MK-GR] 400 kV Bitola-Meliti | XFL_BI11_GMELIT11_1:line | -1271 | 1600 | 1600 | -329 | 79 | []
BG_GR_CO_00001 | N-1 400 kV Blagoevgrad-Thessaloniki | [MK-GR] 400 kV Bitola-Meliti | XFL_BI11_GMELIT11_1:line | -1262 | 1600 | 1600 | -338 | 79 | []
GR_CO_00004 | N-1 400 kV Amideo-Lagadas ck.2 | [MK-GR] 400 kV Bitola-Meliti | XFL_BI11_GMELIT11_1:line | -1261 | 1600 | 1600 | -339 | 79 | []
GR_CO_00001 | N-1 400 kV Filippoi-Nea Santa ck.2 | [MK-GR] 400 kV Bitola-Meliti | XFL_BI11_GMELIT11_1:line | -1256 | 1600 | 1600 | -344 | 78 | []
GR_CO_00002 | N-1 400 kV Filippoi-Lagadas ck.2 | [MK-GR] 400 kV Bitola-Meliti | XFL_BI11_GMELIT11_1:line | -1244 | 1600 | 1600 | -356 | 78 | []
IT_GR_CO_00001 | N-1 400 kV Galatina-Arachthos | [MK-GR] 400 kV Bitola-Meliti | XFL_BI11_GMELIT11_1:line | -1243 | 1600 | 1600 | -357 | 78 | []
BG_CO_00001 | N-1 400kV Chervena Mogila - Blagoevgrad ck. 2 | [MK-GR] 400 kV Bitola-Meliti | XFL_BI11_GMELIT11_1:line | -1241 | 1600 | 1600 | -359 | 78 | []
AL_ME_CO_00001 | N-1 400 kV Tirana 2âPodgorica 2 | [MK-GR] 400 kV Bitola-Meliti | XFL_BI11_GMELIT11_1:line | -1202 | 1600 | 1600 | -398 | 75 | []
BG_GR_CO_00002 | N-1 400 kV Maritsa Iztok-Nea Santa | [MK-GR] 400 kV Bitola-Meliti | XFL_BI11_GMELIT11_1:line | -1198 | 1600 | 1600 | -402 | 75 | []
KS_CO_00001 | N-1 400 kV Kosovo B-Urosevac | [MK-GR] 400 kV Bitola-Meliti | XFL_BI11_GMELIT11_1:line | -1192 | 1600 | 1600 | -408 | 75 | []
TR_GR_CO_00001 | N-1 400 kV Babaeski-N Santa | [MK-GR] 400 kV Bitola-Meliti | XFL_BI11_GMELIT11_1:line | -1191 | 1600 | 1600 | -409 | 74 | []
BG_CO_00016 | N-1 400kV Kozloduy - Sofia Zapad ck.2 | [MK-GR] 400 kV Bitola-Meliti | XFL_BI11_GMELIT11_1:line | -1181 | 1600 | 1600 | -419 | 74 | []
GR_CO_00003 | N-1 400 kV Meliti-Amideo ck.2 | [MK-GR] 400 kV Dubrovo-Thessaloniki | XTH_DU11_GTHESS11_1:line | -1179 | 1600 | 1600 | -421 | 74 | []
BG_RS_CO_00001 | N-1 400kV Sofia Zapad - Nis Â | [MK-GR] 400 kV Bitola-Meliti | XFL_BI11_GMELIT11_1:line | -1175 | 1600 | 1600 | -425 | 73 | []
BG_CO_00009 | N-1 400kV Maritsa Iztok 2Â - Maritsa Iztok 3 | [MK-GR] 400 kV Bitola-Meliti | XFL_BI11_GMELIT11_1:line | -1173 | 1600 | 1600 | -427 | 73 | []
BG_CO_00013 | N-1 400kV Burgas â Maritsa Iztok 2 | [MK-GR] 400 kV Bitola-Meliti | XFL_BI11_GMELIT11_1:line | -1173 | 1600 | 1600 | -427 | 73 | []
MK_GR_CO_00001 | N-1 400 kV Bitola-Meliti | [MK-GR] 400 kV Dubrovo-Thessaloniki | XTH_DU11_GTHESS11_1:line | -1173 | 1600 | 1600 | -427 | 73 | []
RS_CO_00004 | N-1 400 kV Nis 2 âLeskovac 2 | [MK-GR] 400 kV Bitola-Meliti | XFL_BI11_GMELIT11_1:line | -1170 | 1600 | 1600 | -430 | 73 | []
BG_TR_CO_00002 | N-1 400kV Maritsa 3 - Hamitabat 2 | [MK-GR] 400 kV Bitola-Meliti | XFL_BI11_GMELIT11_1:line | -1170 | 1600 | 1600 | -430 | 73 | []
BG_TR_CO_00001 | N-1 400kV Maritsa 3 - Hamitabat 1 | [MK-GR] 400 kV Bitola-Meliti | XFL_BI11_GMELIT11_1:line | -1169 | 1600 | 1600 | -431 | 73 | []
BG_CO_00012 | Â N-1 400kV Varna - Burgas | [MK-GR] 400 kV Bitola-Meliti | XFL_BI11_GMELIT11_1:line | -1168 | 1600 | 1600 | -432 | 73 | []
BG_CO_00004, BG_CO_00011 | N-1 400kV Maritsa Iztok - Plovdiv ck. 1, N-1 400kV Maritsa Iztok - Plovdiv | [MK-GR] 400 kV Bitola-Meliti | XFL_BI11_GMELIT11_1:line | -1168 | 1600 | 1600 | -432 | 73 | []
BG_CO_00002 | N-1 400kV Sofia Zapad - Chervena Mogila ck. 2 | [MK-GR] 400 kV Bitola-Meliti | XFL_BI11_GMELIT11_1:line | -1168 | 1600 | 1600 | -432 | 73 | []
BG_CO_00007 | N-1 400kV Vetren - Chervena Mogila | [MK-GR] 400 kV Bitola-Meliti | XFL_BI11_GMELIT11_1:line | -1167 | 1600 | 1600 | -433 | 73 | []
BC | Base Case | [MK-GR] 400 kV Bitola-Meliti | XFL_BI11_GMELIT11_1:line | -1167 | 1600 | 1600 | -433 | 73 | []
BG_CO_00010 | N-1 400kV Maritsa Iztok â Maritsa Iztok 3 | [MK-GR] 400 kV Bitola-Meliti | XFL_BI11_GMELIT11_1:line | -1167 | 1600 | 1600 | -433 | 73 | []
TR_CO_00001 | N-1 400 kV Habitabat NGCC -Babaeski | [MK-GR] 400 kV Bitola-Meliti | XFL_BI11_GMELIT11_1:line | -1167 | 1600 | 1600 | -433 | 73 | []
RS_KS_CO_00002 | N-1 400 kV Kosovo B-Nis 2 | [MK-GR] 400 kV Bitola-Meliti | XFL_BI11_GMELIT11_1:line | -1167 | 1600 | 1600 | -433 | 73 | []
KS_ME_CO_00001 | N-1 400 kV Pec 3-Ribarevina | [MK-GR] 400 kV Bitola-Meliti | XFL_BI11_GMELIT11_1:line | -1167 | 1600 | 1600 | -433 | 73 | []
RS_CO_00003 | N-1 400 kV Vranje 4 âLeskovac 2 | [MK-GR] 400 kV Bitola-Meliti | XFL_BI11_GMELIT11_1:line | -1160 | 1600 | 1600 | -440 | 73 | []
BG_MK_CO_00001 | N-1 400kV Chervena Mogila - Stip Â | [MK-GR] 400 kV Bitola-Meliti | XFL_BI11_GMELIT11_1:line | -1157 | 1600 | 1600 | -443 | 72 | []
RS_MK_00001 | N-1 400 kV Vranje 4 -Stip | [MK-GR] 400 kV Bitola-Meliti | XFL_BI11_GMELIT11_1:line | -1151 | 1600 | 1600 | -449 | 72 | []
BG_CO_00006, BG_CO_00008 | N-1 400kV Plovdiv - Vetren , N-1 400kV Plovdiv - Vetren | [MK-GR] 400 kV Bitola-Meliti | XFL_BI11_GMELIT11_1:line | -1148 | 1600 | 1600 | -452 | 72 | []
GR_CO_00005 | N-1 400 kV Thessaloniki-Lagadas ck.2 | [MK-GR] 400 kV Bitola-Meliti | XFL_BI11_GMELIT11_1:line | -1126 | 1600 | 1600 | -474 | 70 | []

## 1330Curative
Detailed results
Generated at: | 2023-12-20 21:22
Business day: | 22.12.2023
Timestamp: | 13:30
Border & direction: | North-Greece Exporting
Horizon: | 2D
Remedial actions: | true
Evaluation type: | CURATIVE
TTC [MW]: | 2427
Fallback applied | false
Loading threshold | 0.7
Applied RAs
CO ID | RA ID | Name of the RA | Usage | Type | Location | Status
Limiting CNECs
CO ID | Name of the CO | Name of the CNE | CNE UCTE branch | Calculated I (A) | I max (PRE) | I max (CUR) | Margin (A) | Loading (%) | Applicable curative RAs
AL_GR_CO_00001 | N-1 400 kV Zemplak-Kardia | [MK-GR] 400 kV Bitola-Meliti | XFL_BI11_GMELIT11_1:line | -1593 |  | 1600 | -7 | 100 | []
MK_GR_CO_00002 | N-1 400 kV Dubrovo-Thessaloniki | [MK-GR] 400 kV Bitola-Meliti | XFL_BI11_GMELIT11_1:line | -1457 |  | 1600 | -143 | 91 | []
AL_CO_00002 | N-1 400 kV Elbasan 2-Zemlak | [MK-GR] 400 kV Bitola-Meliti | XFL_BI11_GMELIT11_1:line | -1453 |  | 1600 | -147 | 91 | []
AL_CO_00001 | N-1 400 kV Elbasan 2-Tirana 2 | [MK-GR] 400 kV Bitola-Meliti | XFL_BI11_GMELIT11_1:line | -1271 |  | 1600 | -329 | 79 | []
BG_GR_CO_00001 | N-1 400 kV Blagoevgrad-Thessaloniki | [MK-GR] 400 kV Bitola-Meliti | XFL_BI11_GMELIT11_1:line | -1262 |  | 1600 | -338 | 79 | []
GR_CO_00004 | N-1 400 kV Amideo-Lagadas ck.2 | [MK-GR] 400 kV Bitola-Meliti | XFL_BI11_GMELIT11_1:line | -1261 |  | 1600 | -339 | 79 | []
GR_CO_00001 | N-1 400 kV Filippoi-Nea Santa ck.2 | [MK-GR] 400 kV Bitola-Meliti | XFL_BI11_GMELIT11_1:line | -1256 |  | 1600 | -344 | 78 | []
GR_CO_00002 | N-1 400 kV Filippoi-Lagadas ck.2 | [MK-GR] 400 kV Bitola-Meliti | XFL_BI11_GMELIT11_1:line | -1244 |  | 1600 | -356 | 78 | []
IT_GR_CO_00001 | N-1 400 kV Galatina-Arachthos | [MK-GR] 400 kV Bitola-Meliti | XFL_BI11_GMELIT11_1:line | -1243 |  | 1600 | -357 | 78 | []
BG_CO_00001 | N-1 400kV Chervena Mogila - Blagoevgrad ck. 2 | [MK-GR] 400 kV Bitola-Meliti | XFL_BI11_GMELIT11_1:line | -1241 |  | 1600 | -359 | 78 | []
AL_ME_CO_00001 | N-1 400 kV Tirana 2âPodgorica 2 | [MK-GR] 400 kV Bitola-Meliti | XFL_BI11_GMELIT11_1:line | -1202 |  | 1600 | -398 | 75 | []
BG_GR_CO_00002 | N-1 400 kV Maritsa Iztok-Nea Santa | [MK-GR] 400 kV Bitola-Meliti | XFL_BI11_GMELIT11_1:line | -1198 |  | 1600 | -402 | 75 | []
KS_CO_00001 | N-1 400 kV Kosovo B-Urosevac | [MK-GR] 400 kV Bitola-Meliti | XFL_BI11_GMELIT11_1:line | -1192 |  | 1600 | -408 | 75 | []
TR_GR_CO_00001 | N-1 400 kV Babaeski-N Santa | [MK-GR] 400 kV Bitola-Meliti | XFL_BI11_GMELIT11_1:line | -1191 |  | 1600 | -409 | 74 | []
BG_CO_00016 | N-1 400kV Kozloduy - Sofia Zapad ck.2 | [MK-GR] 400 kV Bitola-Meliti | XFL_BI11_GMELIT11_1:line | -1181 |  | 1600 | -419 | 74 | []
GR_CO_00003 | N-1 400 kV Meliti-Amideo ck.2 | [MK-GR] 400 kV Dubrovo-Thessaloniki | XTH_DU11_GTHESS11_1:line | -1179 |  | 1600 | -421 | 74 | []
BG_RS_CO_00001 | N-1 400kV Sofia Zapad - Nis Â | [MK-GR] 400 kV Bitola-Meliti | XFL_BI11_GMELIT11_1:line | -1175 |  | 1600 | -425 | 73 | []
BG_CO_00009 | N-1 400kV Maritsa Iztok 2Â - Maritsa Iztok 3 | [MK-GR] 400 kV Bitola-Meliti | XFL_BI11_GMELIT11_1:line | -1173 |  | 1600 | -427 | 73 | []
BG_CO_00013 | N-1 400kV Burgas â Maritsa Iztok 2 | [MK-GR] 400 kV Bitola-Meliti | XFL_BI11_GMELIT11_1:line | -1173 |  | 1600 | -427 | 73 | []
MK_GR_CO_00001 | N-1 400 kV Bitola-Meliti | [MK-GR] 400 kV Dubrovo-Thessaloniki | XTH_DU11_GTHESS11_1:line | -1173 |  | 1600 | -427 | 73 | []
RS_CO_00004 | N-1 400 kV Nis 2 âLeskovac 2 | [MK-GR] 400 kV Bitola-Meliti | XFL_BI11_GMELIT11_1:line | -1170 |  | 1600 | -430 | 73 | []
BG_TR_CO_00002 | N-1 400kV Maritsa 3 - Hamitabat 2 | [MK-GR] 400 kV Bitola-Meliti | XFL_BI11_GMELIT11_1:line | -1170 |  | 1600 | -430 | 73 | []
BG_TR_CO_00001 | N-1 400kV Maritsa 3 - Hamitabat 1 | [MK-GR] 400 kV Bitola-Meliti | XFL_BI11_GMELIT11_1:line | -1169 |  | 1600 | -431 | 73 | []
BG_CO_00012 | Â N-1 400kV Varna - Burgas | [MK-GR] 400 kV Bitola-Meliti | XFL_BI11_GMELIT11_1:line | -1168 |  | 1600 | -432 | 73 | []
BG_CO_00004, BG_CO_00011 | N-1 400kV Maritsa Iztok - Plovdiv ck. 1, N-1 400kV Maritsa Iztok - Plovdiv | [MK-GR] 400 kV Bitola-Meliti | XFL_BI11_GMELIT11_1:line | -1168 |  | 1600 | -432 | 73 | []
BG_CO_00002 | N-1 400kV Sofia Zapad - Chervena Mogila ck. 2 | [MK-GR] 400 kV Bitola-Meliti | XFL_BI11_GMELIT11_1:line | -1168 |  | 1600 | -432 | 73 | []
BG_CO_00007 | N-1 400kV Vetren - Chervena Mogila | [MK-GR] 400 kV Bitola-Meliti | XFL_BI11_GMELIT11_1:line | -1167 |  | 1600 | -433 | 73 | []
BC | Base Case | [MK-GR] 400 kV Bitola-Meliti | XFL_BI11_GMELIT11_1:line | -1167 |  | 1600 | -433 | 73 | []
BG_CO_00010 | N-1 400kV Maritsa Iztok â Maritsa Iztok 3 | [MK-GR] 400 kV Bitola-Meliti | XFL_BI11_GMELIT11_1:line | -1167 |  | 1600 | -433 | 73 | []
TR_CO_00001 | N-1 400 kV Habitabat NGCC -Babaeski | [MK-GR] 400 kV Bitola-Meliti | XFL_BI11_GMELIT11_1:line | -1167 |  | 1600 | -433 | 73 | []
RS_KS_CO_00002 | N-1 400 kV Kosovo B-Nis 2 | [MK-GR] 400 kV Bitola-Meliti | XFL_BI11_GMELIT11_1:line | -1167 |  | 1600 | -433 | 73 | []
KS_ME_CO_00001 | N-1 400 kV Pec 3-Ribarevina | [MK-GR] 400 kV Bitola-Meliti | XFL_BI11_GMELIT11_1:line | -1167 |  | 1600 | -433 | 73 | []
RS_CO_00003 | N-1 400 kV Vranje 4 âLeskovac 2 | [MK-GR] 400 kV Bitola-Meliti | XFL_BI11_GMELIT11_1:line | -1160 |  | 1600 | -440 | 73 | []
BG_MK_CO_00001 | N-1 400kV Chervena Mogila - Stip Â | [MK-GR] 400 kV Bitola-Meliti | XFL_BI11_GMELIT11_1:line | -1157 |  | 1600 | -443 | 72 | []
RS_MK_00001 | N-1 400 kV Vranje 4 -Stip | [MK-GR] 400 kV Bitola-Meliti | XFL_BI11_GMELIT11_1:line | -1151 |  | 1600 | -449 | 72 | []
BG_CO_00006, BG_CO_00008 | N-1 400kV Plovdiv - Vetren , N-1 400kV Plovdiv - Vetren | [MK-GR] 400 kV Bitola-Meliti | XFL_BI11_GMELIT11_1:line | -1148 |  | 1600 | -452 | 72 | []
GR_CO_00005 | N-1 400 kV Thessaloniki-Lagadas ck.2 | [MK-GR] 400 kV Bitola-Meliti | XFL_BI11_GMELIT11_1:line | -1126 |  | 1600 | -474 | 70 | []

## 1430Preventive
Detailed results
Generated at: | 2023-12-20 21:22
Business day: | 22.12.2023
Timestamp: | 14:30
Border & direction: | North-Greece Exporting
Horizon: | 2D
Remedial actions: | true
Evaluation type: | PREVENTIVE
TTC [MW]: | 2380
Fallback applied | false
Loading threshold | 0.7
Applied RAs
CO ID | RA ID | Name of the RA | Usage | Type | Location | Status
Limiting CNECs
CO ID | Name of the CO | Name of the CNE | CNE UCTE branch | Calculated I (A) | I max (PRE) | I max (CUR) | Margin (A) | Loading (%) | Applicable curative RAs
AL_GR_CO_00001 | N-1 400 kV Zemplak-Kardia | [MK-GR] 400 kV Bitola-Meliti | XFL_BI11_GMELIT11_1:line | -1593 | 1600 | 1600 | -7 | 100 | []
MK_GR_CO_00002 | N-1 400 kV Dubrovo-Thessaloniki | [MK-GR] 400 kV Bitola-Meliti | XFL_BI11_GMELIT11_1:line | -1464 | 1600 | 1600 | -136 | 91 | []
AL_CO_00002 | N-1 400 kV Elbasan 2-Zemlak | [MK-GR] 400 kV Bitola-Meliti | XFL_BI11_GMELIT11_1:line | -1452 | 1600 | 1600 | -148 | 91 | []
GR_CO_00004 | N-1 400 kV Amideo-Lagadas ck.2 | [MK-GR] 400 kV Bitola-Meliti | XFL_BI11_GMELIT11_1:line | -1297 | 1600 | 1600 | -303 | 81 | []
BG_GR_CO_00001 | N-1 400 kV Blagoevgrad-Thessaloniki | [MK-GR] 400 kV Bitola-Meliti | XFL_BI11_GMELIT11_1:line | -1295 | 1600 | 1600 | -305 | 81 | []
GR_CO_00001 | N-1 400 kV Filippoi-Nea Santa ck.2 | [MK-GR] 400 kV Bitola-Meliti | XFL_BI11_GMELIT11_1:line | -1292 | 1600 | 1600 | -308 | 81 | []
AL_CO_00001 | N-1 400 kV Elbasan 2-Tirana 2 | [MK-GR] 400 kV Bitola-Meliti | XFL_BI11_GMELIT11_1:line | -1288 | 1600 | 1600 | -312 | 80 | []
GR_CO_00002 | N-1 400 kV Filippoi-Lagadas ck.2 | [MK-GR] 400 kV Bitola-Meliti | XFL_BI11_GMELIT11_1:line | -1279 | 1600 | 1600 | -321 | 80 | []
BG_CO_00001 | N-1 400kV Chervena Mogila - Blagoevgrad ck. 2 | [MK-GR] 400 kV Bitola-Meliti | XFL_BI11_GMELIT11_1:line | -1265 | 1600 | 1600 | -335 | 79 | []
IT_GR_CO_00001 | N-1 400 kV Galatina-Arachthos | [MK-GR] 400 kV Bitola-Meliti | XFL_BI11_GMELIT11_1:line | -1238 | 1600 | 1600 | -362 | 77 | []
AL_ME_CO_00001 | N-1 400 kV Tirana 2âPodgorica 2 | [MK-GR] 400 kV Bitola-Meliti | XFL_BI11_GMELIT11_1:line | -1224 | 1600 | 1600 | -376 | 76 | []
BG_GR_CO_00002 | N-1 400 kV Maritsa Iztok-Nea Santa | [MK-GR] 400 kV Bitola-Meliti | XFL_BI11_GMELIT11_1:line | -1218 | 1600 | 1600 | -382 | 76 | []
KS_CO_00001 | N-1 400 kV Kosovo B-Urosevac | [MK-GR] 400 kV Bitola-Meliti | XFL_BI11_GMELIT11_1:line | -1217 | 1600 | 1600 | -383 | 76 | []
TR_GR_CO_00001 | N-1 400 kV Babaeski-N Santa | [MK-GR] 400 kV Bitola-Meliti | XFL_BI11_GMELIT11_1:line | -1211 | 1600 | 1600 | -389 | 76 | []
BG_CO_00016 | N-1 400kV Kozloduy - Sofia Zapad ck.2 | [MK-GR] 400 kV Bitola-Meliti | XFL_BI11_GMELIT11_1:line | -1198 | 1600 | 1600 | -402 | 75 | []
BG_CO_00009 | N-1 400kV Maritsa Iztok 2Â - Maritsa Iztok 3 | [MK-GR] 400 kV Bitola-Meliti | XFL_BI11_GMELIT11_1:line | -1190 | 1600 | 1600 | -410 | 74 | []
BG_CO_00013 | N-1 400kV Burgas â Maritsa Iztok 2 | [MK-GR] 400 kV Bitola-Meliti | XFL_BI11_GMELIT11_1:line | -1190 | 1600 | 1600 | -410 | 74 | []
RS_CO_00004 | N-1 400 kV Nis 2 âLeskovac 2 | [MK-GR] 400 kV Bitola-Meliti | XFL_BI11_GMELIT11_1:line | -1189 | 1600 | 1600 | -411 | 74 | []
BG_RS_CO_00001 | N-1 400kV Sofia Zapad - Nis Â | [MK-GR] 400 kV Bitola-Meliti | XFL_BI11_GMELIT11_1:line | -1189 | 1600 | 1600 | -411 | 74 | []
BG_TR_CO_00002 | N-1 400kV Maritsa 3 - Hamitabat 2 | [MK-GR] 400 kV Bitola-Meliti | XFL_BI11_GMELIT11_1:line | -1187 | 1600 | 1600 | -413 | 74 | []
KS_ME_CO_00001 | N-1 400 kV Pec 3-Ribarevina | [MK-GR] 400 kV Bitola-Meliti | XFL_BI11_GMELIT11_1:line | -1186 | 1600 | 1600 | -414 | 74 | []
BG_TR_CO_00001 | N-1 400kV Maritsa 3 - Hamitabat 1 | [MK-GR] 400 kV Bitola-Meliti | XFL_BI11_GMELIT11_1:line | -1186 | 1600 | 1600 | -414 | 74 | []
BG_CO_00002 | N-1 400kV Sofia Zapad - Chervena Mogila ck. 2 | [MK-GR] 400 kV Bitola-Meliti | XFL_BI11_GMELIT11_1:line | -1186 | 1600 | 1600 | -414 | 74 | []
BG_CO_00012 | Â N-1 400kV Varna - Burgas | [MK-GR] 400 kV Bitola-Meliti | XFL_BI11_GMELIT11_1:line | -1185 | 1600 | 1600 | -415 | 74 | []
BC | Base Case | [MK-GR] 400 kV Bitola-Meliti | XFL_BI11_GMELIT11_1:line | -1184 | 1600 | 1600 | -416 | 74 | []
BG_CO_00010 | N-1 400kV Maritsa Iztok â Maritsa Iztok 3 | [MK-GR] 400 kV Bitola-Meliti | XFL_BI11_GMELIT11_1:line | -1184 | 1600 | 1600 | -416 | 74 | []
TR_CO_00001 | N-1 400 kV Habitabat NGCC -Babaeski | [MK-GR] 400 kV Bitola-Meliti | XFL_BI11_GMELIT11_1:line | -1184 | 1600 | 1600 | -416 | 74 | []
RS_KS_CO_00002 | N-1 400 kV Kosovo B-Nis 2 | [MK-GR] 400 kV Bitola-Meliti | XFL_BI11_GMELIT11_1:line | -1183 | 1600 | 1600 | -417 | 74 | []
BG_CO_00004, BG_CO_00011 | N-1 400kV Maritsa Iztok - Plovdiv ck. 1, N-1 400kV Maritsa Iztok - Plovdiv | [MK-GR] 400 kV Bitola-Meliti | XFL_BI11_GMELIT11_1:line | -1181 | 1600 | 1600 | -419 | 74 | []
RS_CO_00003 | N-1 400 kV Vranje 4 âLeskovac 2 | [MK-GR] 400 kV Bitola-Meliti | XFL_BI11_GMELIT11_1:line | -1179 | 1600 | 1600 | -421 | 74 | []
GR_CO_00003 | N-1 400 kV Meliti-Amideo ck.2 | [MK-GR] 400 kV Dubrovo-Thessaloniki | XTH_DU11_GTHESS11_1:line | -1176 | 1600 | 1600 | -424 | 74 | []
RS_MK_00001 | N-1 400 kV Vranje 4 -Stip | [MK-GR] 400 kV Bitola-Meliti | XFL_BI11_GMELIT11_1:line | -1170 | 1600 | 1600 | -430 | 73 | []
MK_GR_CO_00001 | N-1 400 kV Bitola-Meliti | [MK-GR] 400 kV Dubrovo-Thessaloniki | XTH_DU11_GTHESS11_1:line | -1168 | 1600 | 1600 | -432 | 73 | []
BG_CO_00005, BG_CO_00007 | N-1 400kV Vetren - Chervena Mogila , N-1 400kV Vetren - Chervena Mogila | [MK-GR] 400 kV Bitola-Meliti | XFL_BI11_GMELIT11_1:line | -1166 | 1600 | 1600 | -434 | 73 | []
BG_MK_CO_00001 | N-1 400kV Chervena Mogila - Stip Â | [MK-GR] 400 kV Bitola-Meliti | XFL_BI11_GMELIT11_1:line | -1166 | 1600 | 1600 | -434 | 73 | []
BG_CO_00006, BG_CO_00008 | N-1 400kV Plovdiv - Vetren , N-1 400kV Plovdiv - Vetren | [MK-GR] 400 kV Bitola-Meliti | XFL_BI11_GMELIT11_1:line | -1163 | 1600 | 1600 | -437 | 73 | []
GR_CO_00005 | N-1 400 kV Thessaloniki-Lagadas ck.2 | [MK-GR] 400 kV Bitola-Meliti | XFL_BI11_GMELIT11_1:line | -1135 | 1600 | 1600 | -465 | 71 | []
MK_KS_CO_00001 | N-1 400 kV Skopje 5 âUrosevac | [MK-GR] 400 kV Bitola-Meliti | XFL_BI11_GMELIT11_1:line | -1134 | 1600 | 1600 | -466 | 71 | []

## 1430Curative
Detailed results
Generated at: | 2023-12-20 21:22
Business day: | 22.12.2023
Timestamp: | 14:30
Border & direction: | North-Greece Exporting
Horizon: | 2D
Remedial actions: | true
Evaluation type: | CURATIVE
TTC [MW]: | 2380
Fallback applied | false
Loading threshold | 0.7
Applied RAs
CO ID | RA ID | Name of the RA | Usage | Type | Location | Status
Limiting CNECs
CO ID | Name of the CO | Name of the CNE | CNE UCTE branch | Calculated I (A) | I max (PRE) | I max (CUR) | Margin (A) | Loading (%) | Applicable curative RAs
AL_GR_CO_00001 | N-1 400 kV Zemplak-Kardia | [MK-GR] 400 kV Bitola-Meliti | XFL_BI11_GMELIT11_1:line | -1593 |  | 1600 | -7 | 100 | []
MK_GR_CO_00002 | N-1 400 kV Dubrovo-Thessaloniki | [MK-GR] 400 kV Bitola-Meliti | XFL_BI11_GMELIT11_1:line | -1464 |  | 1600 | -136 | 91 | []
AL_CO_00002 | N-1 400 kV Elbasan 2-Zemlak | [MK-GR] 400 kV Bitola-Meliti | XFL_BI11_GMELIT11_1:line | -1452 |  | 1600 | -148 | 91 | []
GR_CO_00004 | N-1 400 kV Amideo-Lagadas ck.2 | [MK-GR] 400 kV Bitola-Meliti | XFL_BI11_GMELIT11_1:line | -1297 |  | 1600 | -303 | 81 | []
BG_GR_CO_00001 | N-1 400 kV Blagoevgrad-Thessaloniki | [MK-GR] 400 kV Bitola-Meliti | XFL_BI11_GMELIT11_1:line | -1295 |  | 1600 | -305 | 81 | []
GR_CO_00001 | N-1 400 kV Filippoi-Nea Santa ck.2 | [MK-GR] 400 kV Bitola-Meliti | XFL_BI11_GMELIT11_1:line | -1292 |  | 1600 | -308 | 81 | []
AL_CO_00001 | N-1 400 kV Elbasan 2-Tirana 2 | [MK-GR] 400 kV Bitola-Meliti | XFL_BI11_GMELIT11_1:line | -1288 |  | 1600 | -312 | 80 | []
GR_CO_00002 | N-1 400 kV Filippoi-Lagadas ck.2 | [MK-GR] 400 kV Bitola-Meliti | XFL_BI11_GMELIT11_1:line | -1279 |  | 1600 | -321 | 80 | []
BG_CO_00001 | N-1 400kV Chervena Mogila - Blagoevgrad ck. 2 | [MK-GR] 400 kV Bitola-Meliti | XFL_BI11_GMELIT11_1:line | -1265 |  | 1600 | -335 | 79 | []
IT_GR_CO_00001 | N-1 400 kV Galatina-Arachthos | [MK-GR] 400 kV Bitola-Meliti | XFL_BI11_GMELIT11_1:line | -1238 |  | 1600 | -362 | 77 | []
AL_ME_CO_00001 | N-1 400 kV Tirana 2âPodgorica 2 | [MK-GR] 400 kV Bitola-Meliti | XFL_BI11_GMELIT11_1:line | -1224 |  | 1600 | -376 | 76 | []
BG_GR_CO_00002 | N-1 400 kV Maritsa Iztok-Nea Santa | [MK-GR] 400 kV Bitola-Meliti | XFL_BI11_GMELIT11_1:line | -1218 |  | 1600 | -382 | 76 | []
KS_CO_00001 | N-1 400 kV Kosovo B-Urosevac | [MK-GR] 400 kV Bitola-Meliti | XFL_BI11_GMELIT11_1:line | -1217 |  | 1600 | -383 | 76 | []
TR_GR_CO_00001 | N-1 400 kV Babaeski-N Santa | [MK-GR] 400 kV Bitola-Meliti | XFL_BI11_GMELIT11_1:line | -1211 |  | 1600 | -389 | 76 | []
BG_CO_00016 | N-1 400kV Kozloduy - Sofia Zapad ck.2 | [MK-GR] 400 kV Bitola-Meliti | XFL_BI11_GMELIT11_1:line | -1198 |  | 1600 | -402 | 75 | []
BG_CO_00009 | N-1 400kV Maritsa Iztok 2Â - Maritsa Iztok 3 | [MK-GR] 400 kV Bitola-Meliti | XFL_BI11_GMELIT11_1:line | -1190 |  | 1600 | -410 | 74 | []
BG_CO_00013 | N-1 400kV Burgas â Maritsa Iztok 2 | [MK-GR] 400 kV Bitola-Meliti | XFL_BI11_GMELIT11_1:line | -1190 |  | 1600 | -410 | 74 | []
RS_CO_00004 | N-1 400 kV Nis 2 âLeskovac 2 | [MK-GR] 400 kV Bitola-Meliti | XFL_BI11_GMELIT11_1:line | -1189 |  | 1600 | -411 | 74 | []
BG_RS_CO_00001 | N-1 400kV Sofia Zapad - Nis Â | [MK-GR] 400 kV Bitola-Meliti | XFL_BI11_GMELIT11_1:line | -1189 |  | 1600 | -411 | 74 | []
BG_TR_CO_00002 | N-1 400kV Maritsa 3 - Hamitabat 2 | [MK-GR] 400 kV Bitola-Meliti | XFL_BI11_GMELIT11_1:line | -1187 |  | 1600 | -413 | 74 | []
KS_ME_CO_00001 | N-1 400 kV Pec 3-Ribarevina | [MK-GR] 400 kV Bitola-Meliti | XFL_BI11_GMELIT11_1:line | -1186 |  | 1600 | -414 | 74 | []
BG_TR_CO_00001 | N-1 400kV Maritsa 3 - Hamitabat 1 | [MK-GR] 400 kV Bitola-Meliti | XFL_BI11_GMELIT11_1:line | -1186 |  | 1600 | -414 | 74 | []
BG_CO_00002 | N-1 400kV Sofia Zapad - Chervena Mogila ck. 2 | [MK-GR] 400 kV Bitola-Meliti | XFL_BI11_GMELIT11_1:line | -1186 |  | 1600 | -414 | 74 | []
BG_CO_00012 | Â N-1 400kV Varna - Burgas | [MK-GR] 400 kV Bitola-Meliti | XFL_BI11_GMELIT11_1:line | -1185 |  | 1600 | -415 | 74 | []
BC | Base Case | [MK-GR] 400 kV Bitola-Meliti | XFL_BI11_GMELIT11_1:line | -1184 |  | 1600 | -416 | 74 | []
BG_CO_00010 | N-1 400kV Maritsa Iztok â Maritsa Iztok 3 | [MK-GR] 400 kV Bitola-Meliti | XFL_BI11_GMELIT11_1:line | -1184 |  | 1600 | -416 | 74 | []
TR_CO_00001 | N-1 400 kV Habitabat NGCC -Babaeski | [MK-GR] 400 kV Bitola-Meliti | XFL_BI11_GMELIT11_1:line | -1184 |  | 1600 | -416 | 74 | []
RS_KS_CO_00002 | N-1 400 kV Kosovo B-Nis 2 | [MK-GR] 400 kV Bitola-Meliti | XFL_BI11_GMELIT11_1:line | -1183 |  | 1600 | -417 | 74 | []
BG_CO_00004, BG_CO_00011 | N-1 400kV Maritsa Iztok - Plovdiv ck. 1, N-1 400kV Maritsa Iztok - Plovdiv | [MK-GR] 400 kV Bitola-Meliti | XFL_BI11_GMELIT11_1:line | -1181 |  | 1600 | -419 | 74 | []
RS_CO_00003 | N-1 400 kV Vranje 4 âLeskovac 2 | [MK-GR] 400 kV Bitola-Meliti | XFL_BI11_GMELIT11_1:line | -1179 |  | 1600 | -421 | 74 | []
GR_CO_00003 | N-1 400 kV Meliti-Amideo ck.2 | [MK-GR] 400 kV Dubrovo-Thessaloniki | XTH_DU11_GTHESS11_1:line | -1176 |  | 1600 | -424 | 74 | []
RS_MK_00001 | N-1 400 kV Vranje 4 -Stip | [MK-GR] 400 kV Bitola-Meliti | XFL_BI11_GMELIT11_1:line | -1170 |  | 1600 | -430 | 73 | []
MK_GR_CO_00001 | N-1 400 kV Bitola-Meliti | [MK-GR] 400 kV Dubrovo-Thessaloniki | XTH_DU11_GTHESS11_1:line | -1168 |  | 1600 | -432 | 73 | []
BG_CO_00005, BG_CO_00007 | N-1 400kV Vetren - Chervena Mogila , N-1 400kV Vetren - Chervena Mogila | [MK-GR] 400 kV Bitola-Meliti | XFL_BI11_GMELIT11_1:line | -1166 |  | 1600 | -434 | 73 | []
BG_MK_CO_00001 | N-1 400kV Chervena Mogila - Stip Â | [MK-GR] 400 kV Bitola-Meliti | XFL_BI11_GMELIT11_1:line | -1166 |  | 1600 | -434 | 73 | []
BG_CO_00006, BG_CO_00008 | N-1 400kV Plovdiv - Vetren , N-1 400kV Plovdiv - Vetren | [MK-GR] 400 kV Bitola-Meliti | XFL_BI11_GMELIT11_1:line | -1163 |  | 1600 | -437 | 73 | []
GR_CO_00005 | N-1 400 kV Thessaloniki-Lagadas ck.2 | [MK-GR] 400 kV Bitola-Meliti | XFL_BI11_GMELIT11_1:line | -1135 |  | 1600 | -465 | 71 | []
MK_KS_CO_00001 | N-1 400 kV Skopje 5 âUrosevac | [MK-GR] 400 kV Bitola-Meliti | XFL_BI11_GMELIT11_1:line | -1134 |  | 1600 | -466 | 71 | []

## 1530Preventive
Detailed results
Generated at: | 2023-12-20 21:22
Business day: | 22.12.2023
Timestamp: | 15:30
Border & direction: | North-Greece Exporting
Horizon: | 2D
Remedial actions: | true
Evaluation type: | PREVENTIVE
TTC [MW]: | 2386
Fallback applied | false
Loading threshold | 0.7
Applied RAs
CO ID | RA ID | Name of the RA | Usage | Type | Location | Status
Limiting CNECs
CO ID | Name of the CO | Name of the CNE | CNE UCTE branch | Calculated I (A) | I max (PRE) | I max (CUR) | Margin (A) | Loading (%) | Applicable curative RAs
AL_GR_CO_00001 | N-1 400 kV Zemplak-Kardia | [MK-GR] 400 kV Bitola-Meliti | XFL_BI11_GMELIT11_1:line | -1599 | 1600 | 1600 | -1 | 100 | []
MK_GR_CO_00002 | N-1 400 kV Dubrovo-Thessaloniki | [MK-GR] 400 kV Bitola-Meliti | XFL_BI11_GMELIT11_1:line | -1482 | 1600 | 1600 | -118 | 93 | []
AL_CO_00002 | N-1 400 kV Elbasan 2-Zemlak | [MK-GR] 400 kV Bitola-Meliti | XFL_BI11_GMELIT11_1:line | -1471 | 1600 | 1600 | -129 | 92 | []
GR_CO_00004 | N-1 400 kV Amideo-Lagadas ck.2 | [MK-GR] 400 kV Bitola-Meliti | XFL_BI11_GMELIT11_1:line | -1335 | 1600 | 1600 | -265 | 83 | []
BG_GR_CO_00001 | N-1 400 kV Blagoevgrad-Thessaloniki | [MK-GR] 400 kV Bitola-Meliti | XFL_BI11_GMELIT11_1:line | -1323 | 1600 | 1600 | -277 | 83 | []
GR_CO_00001 | N-1 400 kV Filippoi-Nea Santa ck.2 | [MK-GR] 400 kV Bitola-Meliti | XFL_BI11_GMELIT11_1:line | -1314 | 1600 | 1600 | -286 | 82 | []
AL_CO_00001 | N-1 400 kV Elbasan 2-Tirana 2 | [MK-GR] 400 kV Bitola-Meliti | XFL_BI11_GMELIT11_1:line | -1311 | 1600 | 1600 | -289 | 82 | []
GR_CO_00002 | N-1 400 kV Filippoi-Lagadas ck.2 | [MK-GR] 400 kV Bitola-Meliti | XFL_BI11_GMELIT11_1:line | -1307 | 1600 | 1600 | -293 | 82 | []
BG_CO_00001 | N-1 400kV Chervena Mogila - Blagoevgrad ck. 2 | [MK-GR] 400 kV Bitola-Meliti | XFL_BI11_GMELIT11_1:line | -1289 | 1600 | 1600 | -311 | 81 | []
KS_CO_00001 | N-1 400 kV Kosovo B-Urosevac | [MK-GR] 400 kV Bitola-Meliti | XFL_BI11_GMELIT11_1:line | -1256 | 1600 | 1600 | -344 | 79 | []
BG_GR_CO_00002 | N-1 400 kV Maritsa Iztok-Nea Santa | [MK-GR] 400 kV Bitola-Meliti | XFL_BI11_GMELIT11_1:line | -1249 | 1600 | 1600 | -351 | 78 | []
AL_ME_CO_00001 | N-1 400 kV Tirana 2âPodgorica 2 | [MK-GR] 400 kV Bitola-Meliti | XFL_BI11_GMELIT11_1:line | -1245 | 1600 | 1600 | -355 | 78 | []
TR_GR_CO_00001 | N-1 400 kV Babaeski-N Santa | [MK-GR] 400 kV Bitola-Meliti | XFL_BI11_GMELIT11_1:line | -1243 | 1600 | 1600 | -357 | 78 | []
BG_CO_00016 | N-1 400kV Kozloduy - Sofia Zapad ck.2 | [MK-GR] 400 kV Bitola-Meliti | XFL_BI11_GMELIT11_1:line | -1226 | 1600 | 1600 | -374 | 77 | []
KS_ME_CO_00001 | N-1 400 kV Pec 3-Ribarevina | [MK-GR] 400 kV Bitola-Meliti | XFL_BI11_GMELIT11_1:line | -1225 | 1600 | 1600 | -375 | 77 | []
RS_CO_00004 | N-1 400 kV Nis 2 âLeskovac 2 | [MK-GR] 400 kV Bitola-Meliti | XFL_BI11_GMELIT11_1:line | -1223 | 1600 | 1600 | -377 | 76 | []
BG_CO_00009 | N-1 400kV Maritsa Iztok 2Â - Maritsa Iztok 3 | [MK-GR] 400 kV Bitola-Meliti | XFL_BI11_GMELIT11_1:line | -1222 | 1600 | 1600 | -378 | 76 | []
BG_CO_00013 | N-1 400kV Burgas â Maritsa Iztok 2 | [MK-GR] 400 kV Bitola-Meliti | XFL_BI11_GMELIT11_1:line | -1222 | 1600 | 1600 | -378 | 76 | []
BG_TR_CO_00002 | N-1 400kV Maritsa 3 - Hamitabat 2 | [MK-GR] 400 kV Bitola-Meliti | XFL_BI11_GMELIT11_1:line | -1218 | 1600 | 1600 | -382 | 76 | []
BG_TR_CO_00001 | N-1 400kV Maritsa 3 - Hamitabat 1 | [MK-GR] 400 kV Bitola-Meliti | XFL_BI11_GMELIT11_1:line | -1218 | 1600 | 1600 | -382 | 76 | []
BG_CO_00012 | Â N-1 400kV Varna - Burgas | [MK-GR] 400 kV Bitola-Meliti | XFL_BI11_GMELIT11_1:line | -1217 | 1600 | 1600 | -383 | 76 | []
TR_CO_00001 | N-1 400 kV Habitabat NGCC -Babaeski | [MK-GR] 400 kV Bitola-Meliti | XFL_BI11_GMELIT11_1:line | -1216 | 1600 | 1600 | -384 | 76 | []
BC | Base Case | [MK-GR] 400 kV Bitola-Meliti | XFL_BI11_GMELIT11_1:line | -1216 | 1600 | 1600 | -384 | 76 | []
BG_CO_00002 | N-1 400kV Sofia Zapad - Chervena Mogila ck. 2 | [MK-GR] 400 kV Bitola-Meliti | XFL_BI11_GMELIT11_1:line | -1216 | 1600 | 1600 | -384 | 76 | []
BG_CO_00010 | N-1 400kV Maritsa Iztok â Maritsa Iztok 3 | [MK-GR] 400 kV Bitola-Meliti | XFL_BI11_GMELIT11_1:line | -1216 | 1600 | 1600 | -384 | 76 | []
BG_RS_CO_00001 | N-1 400kV Sofia Zapad - Nis Â | [MK-GR] 400 kV Bitola-Meliti | XFL_BI11_GMELIT11_1:line | -1216 | 1600 | 1600 | -384 | 76 | []
BG_CO_00004, BG_CO_00011 | N-1 400kV Maritsa Iztok - Plovdiv ck. 1, N-1 400kV Maritsa Iztok - Plovdiv | [MK-GR] 400 kV Bitola-Meliti | XFL_BI11_GMELIT11_1:line | -1214 | 1600 | 1600 | -386 | 76 | []
RS_KS_CO_00002 | N-1 400 kV Kosovo B-Nis 2 | [MK-GR] 400 kV Bitola-Meliti | XFL_BI11_GMELIT11_1:line | -1213 | 1600 | 1600 | -387 | 76 | []
RS_CO_00003 | N-1 400 kV Vranje 4 âLeskovac 2 | [MK-GR] 400 kV Bitola-Meliti | XFL_BI11_GMELIT11_1:line | -1212 | 1600 | 1600 | -388 | 76 | []
RS_MK_00001 | N-1 400 kV Vranje 4 -Stip | [MK-GR] 400 kV Bitola-Meliti | XFL_BI11_GMELIT11_1:line | -1203 | 1600 | 1600 | -397 | 75 | []
BG_CO_00005, BG_CO_00007 | N-1 400kV Vetren - Chervena Mogila , N-1 400kV Vetren - Chervena Mogila | [MK-GR] 400 kV Bitola-Meliti | XFL_BI11_GMELIT11_1:line | -1193 | 1600 | 1600 | -407 | 75 | []
BG_CO_00006, BG_CO_00008 | N-1 400kV Plovdiv - Vetren , N-1 400kV Plovdiv - Vetren | [MK-GR] 400 kV Bitola-Meliti | XFL_BI11_GMELIT11_1:line | -1192 | 1600 | 1600 | -408 | 75 | []
BG_MK_CO_00001 | N-1 400kV Chervena Mogila - Stip Â | [MK-GR] 400 kV Bitola-Meliti | XFL_BI11_GMELIT11_1:line | -1185 | 1600 | 1600 | -415 | 74 | []
MK_KS_CO_00001 | N-1 400 kV Skopje 5 âUrosevac | [MK-GR] 400 kV Bitola-Meliti | XFL_BI11_GMELIT11_1:line | -1180 | 1600 | 1600 | -420 | 74 | []
GR_CO_00003 | N-1 400 kV Meliti-Amideo ck.2 | [MK-GR] 400 kV Dubrovo-Thessaloniki | XTH_DU11_GTHESS11_1:line | -1166 | 1600 | 1600 | -434 | 73 | []
GR_CO_00005 | N-1 400 kV Thessaloniki-Lagadas ck.2 | [MK-GR] 400 kV Bitola-Meliti | XFL_BI11_GMELIT11_1:line | -1162 | 1600 | 1600 | -438 | 73 | []
MK_GR_CO_00001 | N-1 400 kV Bitola-Meliti | [MK-GR] 400 kV Dubrovo-Thessaloniki | XTH_DU11_GTHESS11_1:line | -1159 | 1600 | 1600 | -441 | 72 | []
MK_CO_00003 | N-1 400 kV Skopje 4 âSkopje 5 | [MK-GR] 400 kV Bitola-Meliti | XFL_BI11_GMELIT11_1:line | -1146 | 1600 | 1600 | -454 | 72 | []
IT_GR_CO_00001 | N-1 400 kV Galatina-Arachthos | [MK-GR] 400 kV Bitola-Meliti | XFL_BI11_GMELIT11_1:line | -1142 | 1600 | 1600 | -458 | 71 | []
MK_CO_00002 | N-1 400 kV Dubrovo âStip | [MK-GR] 400 kV Bitola-Meliti | XFL_BI11_GMELIT11_1:line | -1122 | 1600 | 1600 | -478 | 70 | []

## 1530Curative
Detailed results
Generated at: | 2023-12-20 21:22
Business day: | 22.12.2023
Timestamp: | 15:30
Border & direction: | North-Greece Exporting
Horizon: | 2D
Remedial actions: | true
Evaluation type: | CURATIVE
TTC [MW]: | 2386
Fallback applied | false
Loading threshold | 0.7
Applied RAs
CO ID | RA ID | Name of the RA | Usage | Type | Location | Status
Limiting CNECs
CO ID | Name of the CO | Name of the CNE | CNE UCTE branch | Calculated I (A) | I max (PRE) | I max (CUR) | Margin (A) | Loading (%) | Applicable curative RAs
AL_GR_CO_00001 | N-1 400 kV Zemplak-Kardia | [MK-GR] 400 kV Bitola-Meliti | XFL_BI11_GMELIT11_1:line | -1599 |  | 1600 | -1 | 100 | []
MK_GR_CO_00002 | N-1 400 kV Dubrovo-Thessaloniki | [MK-GR] 400 kV Bitola-Meliti | XFL_BI11_GMELIT11_1:line | -1482 |  | 1600 | -118 | 93 | []
AL_CO_00002 | N-1 400 kV Elbasan 2-Zemlak | [MK-GR] 400 kV Bitola-Meliti | XFL_BI11_GMELIT11_1:line | -1471 |  | 1600 | -129 | 92 | []
GR_CO_00004 | N-1 400 kV Amideo-Lagadas ck.2 | [MK-GR] 400 kV Bitola-Meliti | XFL_BI11_GMELIT11_1:line | -1335 |  | 1600 | -265 | 83 | []
BG_GR_CO_00001 | N-1 400 kV Blagoevgrad-Thessaloniki | [MK-GR] 400 kV Bitola-Meliti | XFL_BI11_GMELIT11_1:line | -1323 |  | 1600 | -277 | 83 | []
GR_CO_00001 | N-1 400 kV Filippoi-Nea Santa ck.2 | [MK-GR] 400 kV Bitola-Meliti | XFL_BI11_GMELIT11_1:line | -1314 |  | 1600 | -286 | 82 | []
AL_CO_00001 | N-1 400 kV Elbasan 2-Tirana 2 | [MK-GR] 400 kV Bitola-Meliti | XFL_BI11_GMELIT11_1:line | -1311 |  | 1600 | -289 | 82 | []
GR_CO_00002 | N-1 400 kV Filippoi-Lagadas ck.2 | [MK-GR] 400 kV Bitola-Meliti | XFL_BI11_GMELIT11_1:line | -1307 |  | 1600 | -293 | 82 | []
BG_CO_00001 | N-1 400kV Chervena Mogila - Blagoevgrad ck. 2 | [MK-GR] 400 kV Bitola-Meliti | XFL_BI11_GMELIT11_1:line | -1289 |  | 1600 | -311 | 81 | []
KS_CO_00001 | N-1 400 kV Kosovo B-Urosevac | [MK-GR] 400 kV Bitola-Meliti | XFL_BI11_GMELIT11_1:line | -1256 |  | 1600 | -344 | 79 | []
BG_GR_CO_00002 | N-1 400 kV Maritsa Iztok-Nea Santa | [MK-GR] 400 kV Bitola-Meliti | XFL_BI11_GMELIT11_1:line | -1249 |  | 1600 | -351 | 78 | []
AL_ME_CO_00001 | N-1 400 kV Tirana 2âPodgorica 2 | [MK-GR] 400 kV Bitola-Meliti | XFL_BI11_GMELIT11_1:line | -1245 |  | 1600 | -355 | 78 | []
TR_GR_CO_00001 | N-1 400 kV Babaeski-N Santa | [MK-GR] 400 kV Bitola-Meliti | XFL_BI11_GMELIT11_1:line | -1243 |  | 1600 | -357 | 78 | []
BG_CO_00016 | N-1 400kV Kozloduy - Sofia Zapad ck.2 | [MK-GR] 400 kV Bitola-Meliti | XFL_BI11_GMELIT11_1:line | -1226 |  | 1600 | -374 | 77 | []
KS_ME_CO_00001 | N-1 400 kV Pec 3-Ribarevina | [MK-GR] 400 kV Bitola-Meliti | XFL_BI11_GMELIT11_1:line | -1225 |  | 1600 | -375 | 77 | []
RS_CO_00004 | N-1 400 kV Nis 2 âLeskovac 2 | [MK-GR] 400 kV Bitola-Meliti | XFL_BI11_GMELIT11_1:line | -1223 |  | 1600 | -377 | 76 | []
BG_CO_00009 | N-1 400kV Maritsa Iztok 2Â - Maritsa Iztok 3 | [MK-GR] 400 kV Bitola-Meliti | XFL_BI11_GMELIT11_1:line | -1222 |  | 1600 | -378 | 76 | []
BG_CO_00013 | N-1 400kV Burgas â Maritsa Iztok 2 | [MK-GR] 400 kV Bitola-Meliti | XFL_BI11_GMELIT11_1:line | -1222 |  | 1600 | -378 | 76 | []
BG_TR_CO_00002 | N-1 400kV Maritsa 3 - Hamitabat 2 | [MK-GR] 400 kV Bitola-Meliti | XFL_BI11_GMELIT11_1:line | -1218 |  | 1600 | -382 | 76 | []
BG_TR_CO_00001 | N-1 400kV Maritsa 3 - Hamitabat 1 | [MK-GR] 400 kV Bitola-Meliti | XFL_BI11_GMELIT11_1:line | -1218 |  | 1600 | -382 | 76 | []
BG_CO_00012 | Â N-1 400kV Varna - Burgas | [MK-GR] 400 kV Bitola-Meliti | XFL_BI11_GMELIT11_1:line | -1217 |  | 1600 | -383 | 76 | []
TR_CO_00001 | N-1 400 kV Habitabat NGCC -Babaeski | [MK-GR] 400 kV Bitola-Meliti | XFL_BI11_GMELIT11_1:line | -1216 |  | 1600 | -384 | 76 | []
BC | Base Case | [MK-GR] 400 kV Bitola-Meliti | XFL_BI11_GMELIT11_1:line | -1216 |  | 1600 | -384 | 76 | []
BG_CO_00002 | N-1 400kV Sofia Zapad - Chervena Mogila ck. 2 | [MK-GR] 400 kV Bitola-Meliti | XFL_BI11_GMELIT11_1:line | -1216 |  | 1600 | -384 | 76 | []
BG_CO_00010 | N-1 400kV Maritsa Iztok â Maritsa Iztok 3 | [MK-GR] 400 kV Bitola-Meliti | XFL_BI11_GMELIT11_1:line | -1216 |  | 1600 | -384 | 76 | []
BG_RS_CO_00001 | N-1 400kV Sofia Zapad - Nis Â | [MK-GR] 400 kV Bitola-Meliti | XFL_BI11_GMELIT11_1:line | -1216 |  | 1600 | -384 | 76 | []
BG_CO_00004, BG_CO_00011 | N-1 400kV Maritsa Iztok - Plovdiv ck. 1, N-1 400kV Maritsa Iztok - Plovdiv | [MK-GR] 400 kV Bitola-Meliti | XFL_BI11_GMELIT11_1:line | -1214 |  | 1600 | -386 | 76 | []
RS_KS_CO_00002 | N-1 400 kV Kosovo B-Nis 2 | [MK-GR] 400 kV Bitola-Meliti | XFL_BI11_GMELIT11_1:line | -1213 |  | 1600 | -387 | 76 | []
RS_CO_00003 | N-1 400 kV Vranje 4 âLeskovac 2 | [MK-GR] 400 kV Bitola-Meliti | XFL_BI11_GMELIT11_1:line | -1212 |  | 1600 | -388 | 76 | []
RS_MK_00001 | N-1 400 kV Vranje 4 -Stip | [MK-GR] 400 kV Bitola-Meliti | XFL_BI11_GMELIT11_1:line | -1203 |  | 1600 | -397 | 75 | []
BG_CO_00005, BG_CO_00007 | N-1 400kV Vetren - Chervena Mogila , N-1 400kV Vetren - Chervena Mogila | [MK-GR] 400 kV Bitola-Meliti | XFL_BI11_GMELIT11_1:line | -1193 |  | 1600 | -407 | 75 | []
BG_CO_00006, BG_CO_00008 | N-1 400kV Plovdiv - Vetren , N-1 400kV Plovdiv - Vetren | [MK-GR] 400 kV Bitola-Meliti | XFL_BI11_GMELIT11_1:line | -1192 |  | 1600 | -408 | 75 | []
BG_MK_CO_00001 | N-1 400kV Chervena Mogila - Stip Â | [MK-GR] 400 kV Bitola-Meliti | XFL_BI11_GMELIT11_1:line | -1185 |  | 1600 | -415 | 74 | []
MK_KS_CO_00001 | N-1 400 kV Skopje 5 âUrosevac | [MK-GR] 400 kV Bitola-Meliti | XFL_BI11_GMELIT11_1:line | -1180 |  | 1600 | -420 | 74 | []
GR_CO_00003 | N-1 400 kV Meliti-Amideo ck.2 | [MK-GR] 400 kV Dubrovo-Thessaloniki | XTH_DU11_GTHESS11_1:line | -1166 |  | 1600 | -434 | 73 | []
GR_CO_00005 | N-1 400 kV Thessaloniki-Lagadas ck.2 | [MK-GR] 400 kV Bitola-Meliti | XFL_BI11_GMELIT11_1:line | -1162 |  | 1600 | -438 | 73 | []
MK_GR_CO_00001 | N-1 400 kV Bitola-Meliti | [MK-GR] 400 kV Dubrovo-Thessaloniki | XTH_DU11_GTHESS11_1:line | -1159 |  | 1600 | -441 | 72 | []
MK_CO_00003 | N-1 400 kV Skopje 4 âSkopje 5 | [MK-GR] 400 kV Bitola-Meliti | XFL_BI11_GMELIT11_1:line | -1146 |  | 1600 | -454 | 72 | []
IT_GR_CO_00001 | N-1 400 kV Galatina-Arachthos | [MK-GR] 400 kV Bitola-Meliti | XFL_BI11_GMELIT11_1:line | -1142 |  | 1600 | -458 | 71 | []
MK_CO_00002 | N-1 400 kV Dubrovo âStip | [MK-GR] 400 kV Bitola-Meliti | XFL_BI11_GMELIT11_1:line | -1122 |  | 1600 | -478 | 70 | []

## 1630Preventive
Detailed results
Generated at: | 2023-12-20 21:22
Business day: | 22.12.2023
Timestamp: | 16:30
Border & direction: | North-Greece Exporting
Horizon: | 2D
Remedial actions: | true
Evaluation type: | PREVENTIVE
TTC [MW]: | 2396
Fallback applied | false
Loading threshold | 0.7
Applied RAs
CO ID | RA ID | Name of the RA | Usage | Type | Location | Status
Limiting CNECs
CO ID | Name of the CO | Name of the CNE | CNE UCTE branch | Calculated I (A) | I max (PRE) | I max (CUR) | Margin (A) | Loading (%) | Applicable curative RAs
AL_GR_CO_00001 | N-1 400 kV Zemplak-Kardia | [MK-GR] 400 kV Bitola-Meliti | XFL_BI11_GMELIT11_1:line | -1591 | 1600 | 1600 | -9 | 99 | []
MK_GR_CO_00002 | N-1 400 kV Dubrovo-Thessaloniki | [MK-GR] 400 kV Bitola-Meliti | XFL_BI11_GMELIT11_1:line | -1483 | 1600 | 1600 | -117 | 93 | []
AL_CO_00002 | N-1 400 kV Elbasan 2-Zemlak | [MK-GR] 400 kV Bitola-Meliti | XFL_BI11_GMELIT11_1:line | -1453 | 1600 | 1600 | -147 | 91 | []
GR_CO_00004 | N-1 400 kV Amideo-Lagadas ck.2 | [MK-GR] 400 kV Bitola-Meliti | XFL_BI11_GMELIT11_1:line | -1334 | 1600 | 1600 | -266 | 83 | []
BG_GR_CO_00001 | N-1 400 kV Blagoevgrad-Thessaloniki | [MK-GR] 400 kV Bitola-Meliti | XFL_BI11_GMELIT11_1:line | -1315 | 1600 | 1600 | -285 | 82 | []
GR_CO_00001 | N-1 400 kV Filippoi-Nea Santa ck.2 | [MK-GR] 400 kV Bitola-Meliti | XFL_BI11_GMELIT11_1:line | -1309 | 1600 | 1600 | -291 | 82 | []
AL_CO_00001 | N-1 400 kV Elbasan 2-Tirana 2 | [MK-GR] 400 kV Bitola-Meliti | XFL_BI11_GMELIT11_1:line | -1307 | 1600 | 1600 | -293 | 82 | []
GR_CO_00002 | N-1 400 kV Filippoi-Lagadas ck.2 | [MK-GR] 400 kV Bitola-Meliti | XFL_BI11_GMELIT11_1:line | -1305 | 1600 | 1600 | -295 | 82 | []
BG_CO_00001 | N-1 400kV Chervena Mogila - Blagoevgrad ck. 2 | [MK-GR] 400 kV Bitola-Meliti | XFL_BI11_GMELIT11_1:line | -1287 | 1600 | 1600 | -313 | 80 | []
IT_GR_CO_00001 | N-1 400 kV Galatina-Arachthos | [MK-GR] 400 kV Bitola-Meliti | XFL_BI11_GMELIT11_1:line | -1266 | 1600 | 1600 | -334 | 79 | []
KS_CO_00001 | N-1 400 kV Kosovo B-Urosevac | [MK-GR] 400 kV Bitola-Meliti | XFL_BI11_GMELIT11_1:line | -1258 | 1600 | 1600 | -342 | 79 | []
BG_GR_CO_00002 | N-1 400 kV Maritsa Iztok-Nea Santa | [MK-GR] 400 kV Bitola-Meliti | XFL_BI11_GMELIT11_1:line | -1246 | 1600 | 1600 | -354 | 78 | []
AL_ME_CO_00001 | N-1 400 kV Tirana 2âPodgorica 2 | [MK-GR] 400 kV Bitola-Meliti | XFL_BI11_GMELIT11_1:line | -1242 | 1600 | 1600 | -358 | 78 | []
TR_GR_CO_00001 | N-1 400 kV Babaeski-N Santa | [MK-GR] 400 kV Bitola-Meliti | XFL_BI11_GMELIT11_1:line | -1240 | 1600 | 1600 | -360 | 78 | []
KS_ME_CO_00001 | N-1 400 kV Pec 3-Ribarevina | [MK-GR] 400 kV Bitola-Meliti | XFL_BI11_GMELIT11_1:line | -1228 | 1600 | 1600 | -372 | 77 | []
BG_CO_00016 | N-1 400kV Kozloduy - Sofia Zapad ck.2 | [MK-GR] 400 kV Bitola-Meliti | XFL_BI11_GMELIT11_1:line | -1221 | 1600 | 1600 | -379 | 76 | []
RS_CO_00004 | N-1 400 kV Nis 2 âLeskovac 2 | [MK-GR] 400 kV Bitola-Meliti | XFL_BI11_GMELIT11_1:line | -1221 | 1600 | 1600 | -379 | 76 | []
BG_CO_00009 | N-1 400kV Maritsa Iztok 2Â - Maritsa Iztok 3 | [MK-GR] 400 kV Bitola-Meliti | XFL_BI11_GMELIT11_1:line | -1219 | 1600 | 1600 | -381 | 76 | []
BG_CO_00013 | N-1 400kV Burgas â Maritsa Iztok 2 | [MK-GR] 400 kV Bitola-Meliti | XFL_BI11_GMELIT11_1:line | -1219 | 1600 | 1600 | -381 | 76 | []
BG_TR_CO_00002 | N-1 400kV Maritsa 3 - Hamitabat 2 | [MK-GR] 400 kV Bitola-Meliti | XFL_BI11_GMELIT11_1:line | -1216 | 1600 | 1600 | -384 | 76 | []
BG_CO_00002 | N-1 400kV Sofia Zapad - Chervena Mogila ck. 2 | [MK-GR] 400 kV Bitola-Meliti | XFL_BI11_GMELIT11_1:line | -1216 | 1600 | 1600 | -384 | 76 | []
BG_TR_CO_00001 | N-1 400kV Maritsa 3 - Hamitabat 1 | [MK-GR] 400 kV Bitola-Meliti | XFL_BI11_GMELIT11_1:line | -1216 | 1600 | 1600 | -384 | 76 | []
BG_CO_00012 | Â N-1 400kV Varna - Burgas | [MK-GR] 400 kV Bitola-Meliti | XFL_BI11_GMELIT11_1:line | -1215 | 1600 | 1600 | -385 | 76 | []
BC | Base Case | [MK-GR] 400 kV Bitola-Meliti | XFL_BI11_GMELIT11_1:line | -1214 | 1600 | 1600 | -386 | 76 | []
BG_CO_00007 | N-1 400kV Vetren - Chervena Mogila | [MK-GR] 400 kV Bitola-Meliti | XFL_BI11_GMELIT11_1:line | -1214 | 1600 | 1600 | -386 | 76 | []
BG_CO_00010 | N-1 400kV Maritsa Iztok â Maritsa Iztok 3 | [MK-GR] 400 kV Bitola-Meliti | XFL_BI11_GMELIT11_1:line | -1214 | 1600 | 1600 | -386 | 76 | []
BG_RS_CO_00001 | N-1 400kV Sofia Zapad - Nis Â | [MK-GR] 400 kV Bitola-Meliti | XFL_BI11_GMELIT11_1:line | -1214 | 1600 | 1600 | -386 | 76 | []
TR_CO_00001 | N-1 400 kV Habitabat NGCC -Babaeski | [MK-GR] 400 kV Bitola-Meliti | XFL_BI11_GMELIT11_1:line | -1214 | 1600 | 1600 | -386 | 76 | []
RS_KS_CO_00002 | N-1 400 kV Kosovo B-Nis 2 | [MK-GR] 400 kV Bitola-Meliti | XFL_BI11_GMELIT11_1:line | -1213 | 1600 | 1600 | -387 | 76 | []
RS_CO_00003 | N-1 400 kV Vranje 4 âLeskovac 2 | [MK-GR] 400 kV Bitola-Meliti | XFL_BI11_GMELIT11_1:line | -1210 | 1600 | 1600 | -390 | 76 | []
BG_CO_00011 | N-1 400kV Maritsa Iztok - Plovdiv | [MK-GR] 400 kV Bitola-Meliti | XFL_BI11_GMELIT11_1:line | -1204 | 1600 | 1600 | -396 | 75 | []
RS_MK_00001 | N-1 400 kV Vranje 4 -Stip | [MK-GR] 400 kV Bitola-Meliti | XFL_BI11_GMELIT11_1:line | -1202 | 1600 | 1600 | -398 | 75 | []
BG_CO_00006, BG_CO_00008 | N-1 400kV Plovdiv - Vetren , N-1 400kV Plovdiv - Vetren | [MK-GR] 400 kV Bitola-Meliti | XFL_BI11_GMELIT11_1:line | -1200 | 1600 | 1600 | -400 | 75 | []
BG_MK_CO_00001 | N-1 400kV Chervena Mogila - Stip Â | [MK-GR] 400 kV Bitola-Meliti | XFL_BI11_GMELIT11_1:line | -1185 | 1600 | 1600 | -415 | 74 | []
MK_KS_CO_00001 | N-1 400 kV Skopje 5 âUrosevac | [MK-GR] 400 kV Bitola-Meliti | XFL_BI11_GMELIT11_1:line | -1176 | 1600 | 1600 | -424 | 73 | []
GR_CO_00003 | N-1 400 kV Meliti-Amideo ck.2 | [MK-GR] 400 kV Dubrovo-Thessaloniki | XTH_DU11_GTHESS11_1:line | -1170 | 1600 | 1600 | -430 | 73 | []
MK_GR_CO_00001 | N-1 400 kV Bitola-Meliti | [MK-GR] 400 kV Dubrovo-Thessaloniki | XTH_DU11_GTHESS11_1:line | -1163 | 1600 | 1600 | -437 | 73 | []
GR_CO_00005 | N-1 400 kV Thessaloniki-Lagadas ck.2 | [MK-GR] 400 kV Bitola-Meliti | XFL_BI11_GMELIT11_1:line | -1161 | 1600 | 1600 | -439 | 73 | []
MK_CO_00003 | N-1 400 kV Skopje 4 âSkopje 5 | [MK-GR] 400 kV Bitola-Meliti | XFL_BI11_GMELIT11_1:line | -1141 | 1600 | 1600 | -459 | 71 | []
MK_CO_00002 | N-1 400 kV Dubrovo âStip | [MK-GR] 400 kV Bitola-Meliti | XFL_BI11_GMELIT11_1:line | -1123 | 1600 | 1600 | -477 | 70 | []

## 1630Curative
Detailed results
Generated at: | 2023-12-20 21:22
Business day: | 22.12.2023
Timestamp: | 16:30
Border & direction: | North-Greece Exporting
Horizon: | 2D
Remedial actions: | true
Evaluation type: | CURATIVE
TTC [MW]: | 2396
Fallback applied | false
Loading threshold | 0.7
Applied RAs
CO ID | RA ID | Name of the RA | Usage | Type | Location | Status
Limiting CNECs
CO ID | Name of the CO | Name of the CNE | CNE UCTE branch | Calculated I (A) | I max (PRE) | I max (CUR) | Margin (A) | Loading (%) | Applicable curative RAs
AL_GR_CO_00001 | N-1 400 kV Zemplak-Kardia | [MK-GR] 400 kV Bitola-Meliti | XFL_BI11_GMELIT11_1:line | -1591 |  | 1600 | -9 | 99 | []
MK_GR_CO_00002 | N-1 400 kV Dubrovo-Thessaloniki | [MK-GR] 400 kV Bitola-Meliti | XFL_BI11_GMELIT11_1:line | -1483 |  | 1600 | -117 | 93 | []
AL_CO_00002 | N-1 400 kV Elbasan 2-Zemlak | [MK-GR] 400 kV Bitola-Meliti | XFL_BI11_GMELIT11_1:line | -1453 |  | 1600 | -147 | 91 | []
GR_CO_00004 | N-1 400 kV Amideo-Lagadas ck.2 | [MK-GR] 400 kV Bitola-Meliti | XFL_BI11_GMELIT11_1:line | -1334 |  | 1600 | -266 | 83 | []
BG_GR_CO_00001 | N-1 400 kV Blagoevgrad-Thessaloniki | [MK-GR] 400 kV Bitola-Meliti | XFL_BI11_GMELIT11_1:line | -1315 |  | 1600 | -285 | 82 | []
GR_CO_00001 | N-1 400 kV Filippoi-Nea Santa ck.2 | [MK-GR] 400 kV Bitola-Meliti | XFL_BI11_GMELIT11_1:line | -1309 |  | 1600 | -291 | 82 | []
AL_CO_00001 | N-1 400 kV Elbasan 2-Tirana 2 | [MK-GR] 400 kV Bitola-Meliti | XFL_BI11_GMELIT11_1:line | -1307 |  | 1600 | -293 | 82 | []
GR_CO_00002 | N-1 400 kV Filippoi-Lagadas ck.2 | [MK-GR] 400 kV Bitola-Meliti | XFL_BI11_GMELIT11_1:line | -1305 |  | 1600 | -295 | 82 | []
BG_CO_00001 | N-1 400kV Chervena Mogila - Blagoevgrad ck. 2 | [MK-GR] 400 kV Bitola-Meliti | XFL_BI11_GMELIT11_1:line | -1287 |  | 1600 | -313 | 80 | []
IT_GR_CO_00001 | N-1 400 kV Galatina-Arachthos | [MK-GR] 400 kV Bitola-Meliti | XFL_BI11_GMELIT11_1:line | -1266 |  | 1600 | -334 | 79 | []
KS_CO_00001 | N-1 400 kV Kosovo B-Urosevac | [MK-GR] 400 kV Bitola-Meliti | XFL_BI11_GMELIT11_1:line | -1258 |  | 1600 | -342 | 79 | []
BG_GR_CO_00002 | N-1 400 kV Maritsa Iztok-Nea Santa | [MK-GR] 400 kV Bitola-Meliti | XFL_BI11_GMELIT11_1:line | -1246 |  | 1600 | -354 | 78 | []
AL_ME_CO_00001 | N-1 400 kV Tirana 2âPodgorica 2 | [MK-GR] 400 kV Bitola-Meliti | XFL_BI11_GMELIT11_1:line | -1242 |  | 1600 | -358 | 78 | []
TR_GR_CO_00001 | N-1 400 kV Babaeski-N Santa | [MK-GR] 400 kV Bitola-Meliti | XFL_BI11_GMELIT11_1:line | -1240 |  | 1600 | -360 | 78 | []
KS_ME_CO_00001 | N-1 400 kV Pec 3-Ribarevina | [MK-GR] 400 kV Bitola-Meliti | XFL_BI11_GMELIT11_1:line | -1228 |  | 1600 | -372 | 77 | []
BG_CO_00016 | N-1 400kV Kozloduy - Sofia Zapad ck.2 | [MK-GR] 400 kV Bitola-Meliti | XFL_BI11_GMELIT11_1:line | -1221 |  | 1600 | -379 | 76 | []
RS_CO_00004 | N-1 400 kV Nis 2 âLeskovac 2 | [MK-GR] 400 kV Bitola-Meliti | XFL_BI11_GMELIT11_1:line | -1221 |  | 1600 | -379 | 76 | []
BG_CO_00009 | N-1 400kV Maritsa Iztok 2Â - Maritsa Iztok 3 | [MK-GR] 400 kV Bitola-Meliti | XFL_BI11_GMELIT11_1:line | -1219 |  | 1600 | -381 | 76 | []
BG_CO_00013 | N-1 400kV Burgas â Maritsa Iztok 2 | [MK-GR] 400 kV Bitola-Meliti | XFL_BI11_GMELIT11_1:line | -1219 |  | 1600 | -381 | 76 | []
BG_TR_CO_00002 | N-1 400kV Maritsa 3 - Hamitabat 2 | [MK-GR] 400 kV Bitola-Meliti | XFL_BI11_GMELIT11_1:line | -1216 |  | 1600 | -384 | 76 | []
BG_CO_00002 | N-1 400kV Sofia Zapad - Chervena Mogila ck. 2 | [MK-GR] 400 kV Bitola-Meliti | XFL_BI11_GMELIT11_1:line | -1216 |  | 1600 | -384 | 76 | []
BG_TR_CO_00001 | N-1 400kV Maritsa 3 - Hamitabat 1 | [MK-GR] 400 kV Bitola-Meliti | XFL_BI11_GMELIT11_1:line | -1216 |  | 1600 | -384 | 76 | []
BG_CO_00012 | Â N-1 400kV Varna - Burgas | [MK-GR] 400 kV Bitola-Meliti | XFL_BI11_GMELIT11_1:line | -1215 |  | 1600 | -385 | 76 | []
BC | Base Case | [MK-GR] 400 kV Bitola-Meliti | XFL_BI11_GMELIT11_1:line | -1214 |  | 1600 | -386 | 76 | []
BG_CO_00007 | N-1 400kV Vetren - Chervena Mogila | [MK-GR] 400 kV Bitola-Meliti | XFL_BI11_GMELIT11_1:line | -1214 |  | 1600 | -386 | 76 | []
BG_CO_00010 | N-1 400kV Maritsa Iztok â Maritsa Iztok 3 | [MK-GR] 400 kV Bitola-Meliti | XFL_BI11_GMELIT11_1:line | -1214 |  | 1600 | -386 | 76 | []
BG_RS_CO_00001 | N-1 400kV Sofia Zapad - Nis Â | [MK-GR] 400 kV Bitola-Meliti | XFL_BI11_GMELIT11_1:line | -1214 |  | 1600 | -386 | 76 | []
TR_CO_00001 | N-1 400 kV Habitabat NGCC -Babaeski | [MK-GR] 400 kV Bitola-Meliti | XFL_BI11_GMELIT11_1:line | -1214 |  | 1600 | -386 | 76 | []
RS_KS_CO_00002 | N-1 400 kV Kosovo B-Nis 2 | [MK-GR] 400 kV Bitola-Meliti | XFL_BI11_GMELIT11_1:line | -1213 |  | 1600 | -387 | 76 | []
RS_CO_00003 | N-1 400 kV Vranje 4 âLeskovac 2 | [MK-GR] 400 kV Bitola-Meliti | XFL_BI11_GMELIT11_1:line | -1210 |  | 1600 | -390 | 76 | []
BG_CO_00011 | N-1 400kV Maritsa Iztok - Plovdiv | [MK-GR] 400 kV Bitola-Meliti | XFL_BI11_GMELIT11_1:line | -1204 |  | 1600 | -396 | 75 | []
RS_MK_00001 | N-1 400 kV Vranje 4 -Stip | [MK-GR] 400 kV Bitola-Meliti | XFL_BI11_GMELIT11_1:line | -1202 |  | 1600 | -398 | 75 | []
BG_CO_00006, BG_CO_00008 | N-1 400kV Plovdiv - Vetren , N-1 400kV Plovdiv - Vetren | [MK-GR] 400 kV Bitola-Meliti | XFL_BI11_GMELIT11_1:line | -1200 |  | 1600 | -400 | 75 | []
BG_MK_CO_00001 | N-1 400kV Chervena Mogila - Stip Â | [MK-GR] 400 kV Bitola-Meliti | XFL_BI11_GMELIT11_1:line | -1185 |  | 1600 | -415 | 74 | []
MK_KS_CO_00001 | N-1 400 kV Skopje 5 âUrosevac | [MK-GR] 400 kV Bitola-Meliti | XFL_BI11_GMELIT11_1:line | -1176 |  | 1600 | -424 | 73 | []
GR_CO_00003 | N-1 400 kV Meliti-Amideo ck.2 | [MK-GR] 400 kV Dubrovo-Thessaloniki | XTH_DU11_GTHESS11_1:line | -1170 |  | 1600 | -430 | 73 | []
MK_GR_CO_00001 | N-1 400 kV Bitola-Meliti | [MK-GR] 400 kV Dubrovo-Thessaloniki | XTH_DU11_GTHESS11_1:line | -1163 |  | 1600 | -437 | 73 | []
GR_CO_00005 | N-1 400 kV Thessaloniki-Lagadas ck.2 | [MK-GR] 400 kV Bitola-Meliti | XFL_BI11_GMELIT11_1:line | -1161 |  | 1600 | -439 | 73 | []
MK_CO_00003 | N-1 400 kV Skopje 4 âSkopje 5 | [MK-GR] 400 kV Bitola-Meliti | XFL_BI11_GMELIT11_1:line | -1141 |  | 1600 | -459 | 71 | []
MK_CO_00002 | N-1 400 kV Dubrovo âStip | [MK-GR] 400 kV Bitola-Meliti | XFL_BI11_GMELIT11_1:line | -1123 |  | 1600 | -477 | 70 | []

## 1730Preventive
Detailed results
Generated at: | 2023-12-20 21:22
Business day: | 22.12.2023
Timestamp: | 17:30
Border & direction: | North-Greece Exporting
Horizon: | 2D
Remedial actions: | true
Evaluation type: | PREVENTIVE
TTC [MW]: | 2399
Fallback applied | false
Loading threshold | 0.7
Applied RAs
CO ID | RA ID | Name of the RA | Usage | Type | Location | Status
Limiting CNECs
CO ID | Name of the CO | Name of the CNE | CNE UCTE branch | Calculated I (A) | I max (PRE) | I max (CUR) | Margin (A) | Loading (%) | Applicable curative RAs
AL_GR_CO_00001 | N-1 400 kV Zemplak-Kardia | [MK-GR] 400 kV Bitola-Meliti | XFL_BI11_GMELIT11_1:line | -1596 | 1600 | 1600 | -4 | 100 | []
MK_GR_CO_00002 | N-1 400 kV Dubrovo-Thessaloniki | [MK-GR] 400 kV Bitola-Meliti | XFL_BI11_GMELIT11_1:line | -1482 | 1600 | 1600 | -118 | 93 | []
AL_CO_00002 | N-1 400 kV Elbasan 2-Zemlak | [MK-GR] 400 kV Bitola-Meliti | XFL_BI11_GMELIT11_1:line | -1454 | 1600 | 1600 | -146 | 91 | []
GR_CO_00004 | N-1 400 kV Amideo-Lagadas ck.2 | [MK-GR] 400 kV Bitola-Meliti | XFL_BI11_GMELIT11_1:line | -1347 | 1600 | 1600 | -253 | 84 | []
BG_GR_CO_00001 | N-1 400 kV Blagoevgrad-Thessaloniki | [MK-GR] 400 kV Bitola-Meliti | XFL_BI11_GMELIT11_1:line | -1329 | 1600 | 1600 | -271 | 83 | []
GR_CO_00001 | N-1 400 kV Filippoi-Nea Santa ck.2 | [MK-GR] 400 kV Bitola-Meliti | XFL_BI11_GMELIT11_1:line | -1319 | 1600 | 1600 | -281 | 82 | []
GR_CO_00002 | N-1 400 kV Filippoi-Lagadas ck.2 | [MK-GR] 400 kV Bitola-Meliti | XFL_BI11_GMELIT11_1:line | -1314 | 1600 | 1600 | -286 | 82 | []
AL_CO_00001 | N-1 400 kV Elbasan 2-Tirana 2 | [MK-GR] 400 kV Bitola-Meliti | XFL_BI11_GMELIT11_1:line | -1312 | 1600 | 1600 | -288 | 82 | []
BG_CO_00001 | N-1 400kV Chervena Mogila - Blagoevgrad ck. 2 | [MK-GR] 400 kV Bitola-Meliti | XFL_BI11_GMELIT11_1:line | -1290 | 1600 | 1600 | -310 | 81 | []
KS_CO_00001 | N-1 400 kV Kosovo B-Urosevac | [MK-GR] 400 kV Bitola-Meliti | XFL_BI11_GMELIT11_1:line | -1268 | 1600 | 1600 | -332 | 79 | []
BG_GR_CO_00002 | N-1 400 kV Maritsa Iztok-Nea Santa | [MK-GR] 400 kV Bitola-Meliti | XFL_BI11_GMELIT11_1:line | -1257 | 1600 | 1600 | -343 | 79 | []
AL_ME_CO_00001 | N-1 400 kV Tirana 2âPodgorica 2 | [MK-GR] 400 kV Bitola-Meliti | XFL_BI11_GMELIT11_1:line | -1248 | 1600 | 1600 | -352 | 78 | []
TR_GR_CO_00001 | N-1 400 kV Babaeski-N Santa | [MK-GR] 400 kV Bitola-Meliti | XFL_BI11_GMELIT11_1:line | -1247 | 1600 | 1600 | -353 | 78 | []
KS_ME_CO_00001 | N-1 400 kV Pec 3-Ribarevina | [MK-GR] 400 kV Bitola-Meliti | XFL_BI11_GMELIT11_1:line | -1238 | 1600 | 1600 | -362 | 77 | []
RS_CO_00004 | N-1 400 kV Nis 2 âLeskovac 2 | [MK-GR] 400 kV Bitola-Meliti | XFL_BI11_GMELIT11_1:line | -1228 | 1600 | 1600 | -372 | 77 | []
BG_CO_00016 | N-1 400kV Kozloduy - Sofia Zapad ck.2 | [MK-GR] 400 kV Bitola-Meliti | XFL_BI11_GMELIT11_1:line | -1227 | 1600 | 1600 | -373 | 77 | []
BG_CO_00009 | N-1 400kV Maritsa Iztok 2Â - Maritsa Iztok 3 | [MK-GR] 400 kV Bitola-Meliti | XFL_BI11_GMELIT11_1:line | -1226 | 1600 | 1600 | -374 | 77 | []
BG_CO_00013 | N-1 400kV Burgas â Maritsa Iztok 2 | [MK-GR] 400 kV Bitola-Meliti | XFL_BI11_GMELIT11_1:line | -1226 | 1600 | 1600 | -374 | 77 | []
BG_TR_CO_00002 | N-1 400kV Maritsa 3 - Hamitabat 2 | [MK-GR] 400 kV Bitola-Meliti | XFL_BI11_GMELIT11_1:line | -1224 | 1600 | 1600 | -376 | 77 | []
BG_TR_CO_00001 | N-1 400kV Maritsa 3 - Hamitabat 1 | [MK-GR] 400 kV Bitola-Meliti | XFL_BI11_GMELIT11_1:line | -1223 | 1600 | 1600 | -377 | 76 | []
BG_CO_00002 | N-1 400kV Sofia Zapad - Chervena Mogila ck. 2 | [MK-GR] 400 kV Bitola-Meliti | XFL_BI11_GMELIT11_1:line | -1222 | 1600 | 1600 | -378 | 76 | []
BG_CO_00012 | Â N-1 400kV Varna - Burgas | [MK-GR] 400 kV Bitola-Meliti | XFL_BI11_GMELIT11_1:line | -1221 | 1600 | 1600 | -379 | 76 | []
BC | Base Case | [MK-GR] 400 kV Bitola-Meliti | XFL_BI11_GMELIT11_1:line | -1221 | 1600 | 1600 | -379 | 76 | []
BG_CO_00010 | N-1 400kV Maritsa Iztok â Maritsa Iztok 3 | [MK-GR] 400 kV Bitola-Meliti | XFL_BI11_GMELIT11_1:line | -1221 | 1600 | 1600 | -379 | 76 | []
TR_CO_00001 | N-1 400 kV Habitabat NGCC -Babaeski | [MK-GR] 400 kV Bitola-Meliti | XFL_BI11_GMELIT11_1:line | -1221 | 1600 | 1600 | -379 | 76 | []
RS_KS_CO_00002 | N-1 400 kV Kosovo B-Nis 2 | [MK-GR] 400 kV Bitola-Meliti | XFL_BI11_GMELIT11_1:line | -1220 | 1600 | 1600 | -380 | 76 | []
BG_RS_CO_00001 | N-1 400kV Sofia Zapad - Nis Â | [MK-GR] 400 kV Bitola-Meliti | XFL_BI11_GMELIT11_1:line | -1219 | 1600 | 1600 | -381 | 76 | []
RS_CO_00003 | N-1 400 kV Vranje 4 âLeskovac 2 | [MK-GR] 400 kV Bitola-Meliti | XFL_BI11_GMELIT11_1:line | -1218 | 1600 | 1600 | -382 | 76 | []
RS_MK_00001 | N-1 400 kV Vranje 4 -Stip | [MK-GR] 400 kV Bitola-Meliti | XFL_BI11_GMELIT11_1:line | -1210 | 1600 | 1600 | -390 | 76 | []
BG_CO_00011 | N-1 400kV Maritsa Iztok - Plovdiv | [MK-GR] 400 kV Bitola-Meliti | XFL_BI11_GMELIT11_1:line | -1208 | 1600 | 1600 | -392 | 76 | []
BG_CO_00005, BG_CO_00007 | N-1 400kV Vetren - Chervena Mogila , N-1 400kV Vetren - Chervena Mogila | [MK-GR] 400 kV Bitola-Meliti | XFL_BI11_GMELIT11_1:line | -1207 | 1600 | 1600 | -393 | 75 | []
BG_CO_00006, BG_CO_00008 | N-1 400kV Plovdiv - Vetren , N-1 400kV Plovdiv - Vetren | [MK-GR] 400 kV Bitola-Meliti | XFL_BI11_GMELIT11_1:line | -1206 | 1600 | 1600 | -394 | 75 | []
BG_MK_CO_00001 | N-1 400kV Chervena Mogila - Stip Â | [MK-GR] 400 kV Bitola-Meliti | XFL_BI11_GMELIT11_1:line | -1189 | 1600 | 1600 | -411 | 74 | []
MK_KS_CO_00001 | N-1 400 kV Skopje 5 âUrosevac | [MK-GR] 400 kV Bitola-Meliti | XFL_BI11_GMELIT11_1:line | -1186 | 1600 | 1600 | -414 | 74 | []
GR_CO_00005 | N-1 400 kV Thessaloniki-Lagadas ck.2 | [MK-GR] 400 kV Bitola-Meliti | XFL_BI11_GMELIT11_1:line | -1167 | 1600 | 1600 | -433 | 73 | []
GR_CO_00003 | N-1 400 kV Meliti-Amideo ck.2 | [MK-GR] 400 kV Dubrovo-Thessaloniki | XTH_DU11_GTHESS11_1:line | -1159 | 1600 | 1600 | -441 | 72 | []
MK_GR_CO_00001 | N-1 400 kV Bitola-Meliti | [MK-GR] 400 kV Dubrovo-Thessaloniki | XTH_DU11_GTHESS11_1:line | -1152 | 1600 | 1600 | -448 | 72 | []
MK_CO_00003 | N-1 400 kV Skopje 4 âSkopje 5 | [MK-GR] 400 kV Bitola-Meliti | XFL_BI11_GMELIT11_1:line | -1150 | 1600 | 1600 | -450 | 72 | []
MK_CO_00002 | N-1 400 kV Dubrovo âStip | [MK-GR] 400 kV Bitola-Meliti | XFL_BI11_GMELIT11_1:line | -1129 | 1600 | 1600 | -471 | 71 | []

## 1730Curative
Detailed results
Generated at: | 2023-12-20 21:22
Business day: | 22.12.2023
Timestamp: | 17:30
Border & direction: | North-Greece Exporting
Horizon: | 2D
Remedial actions: | true
Evaluation type: | CURATIVE
TTC [MW]: | 2399
Fallback applied | false
Loading threshold | 0.7
Applied RAs
CO ID | RA ID | Name of the RA | Usage | Type | Location | Status
Limiting CNECs
CO ID | Name of the CO | Name of the CNE | CNE UCTE branch | Calculated I (A) | I max (PRE) | I max (CUR) | Margin (A) | Loading (%) | Applicable curative RAs
AL_GR_CO_00001 | N-1 400 kV Zemplak-Kardia | [MK-GR] 400 kV Bitola-Meliti | XFL_BI11_GMELIT11_1:line | -1596 |  | 1600 | -4 | 100 | []
MK_GR_CO_00002 | N-1 400 kV Dubrovo-Thessaloniki | [MK-GR] 400 kV Bitola-Meliti | XFL_BI11_GMELIT11_1:line | -1482 |  | 1600 | -118 | 93 | []
AL_CO_00002 | N-1 400 kV Elbasan 2-Zemlak | [MK-GR] 400 kV Bitola-Meliti | XFL_BI11_GMELIT11_1:line | -1454 |  | 1600 | -146 | 91 | []
GR_CO_00004 | N-1 400 kV Amideo-Lagadas ck.2 | [MK-GR] 400 kV Bitola-Meliti | XFL_BI11_GMELIT11_1:line | -1347 |  | 1600 | -253 | 84 | []
BG_GR_CO_00001 | N-1 400 kV Blagoevgrad-Thessaloniki | [MK-GR] 400 kV Bitola-Meliti | XFL_BI11_GMELIT11_1:line | -1329 |  | 1600 | -271 | 83 | []
GR_CO_00001 | N-1 400 kV Filippoi-Nea Santa ck.2 | [MK-GR] 400 kV Bitola-Meliti | XFL_BI11_GMELIT11_1:line | -1319 |  | 1600 | -281 | 82 | []
GR_CO_00002 | N-1 400 kV Filippoi-Lagadas ck.2 | [MK-GR] 400 kV Bitola-Meliti | XFL_BI11_GMELIT11_1:line | -1314 |  | 1600 | -286 | 82 | []
AL_CO_00001 | N-1 400 kV Elbasan 2-Tirana 2 | [MK-GR] 400 kV Bitola-Meliti | XFL_BI11_GMELIT11_1:line | -1312 |  | 1600 | -288 | 82 | []
BG_CO_00001 | N-1 400kV Chervena Mogila - Blagoevgrad ck. 2 | [MK-GR] 400 kV Bitola-Meliti | XFL_BI11_GMELIT11_1:line | -1290 |  | 1600 | -310 | 81 | []
KS_CO_00001 | N-1 400 kV Kosovo B-Urosevac | [MK-GR] 400 kV Bitola-Meliti | XFL_BI11_GMELIT11_1:line | -1268 |  | 1600 | -332 | 79 | []
BG_GR_CO_00002 | N-1 400 kV Maritsa Iztok-Nea Santa | [MK-GR] 400 kV Bitola-Meliti | XFL_BI11_GMELIT11_1:line | -1257 |  | 1600 | -343 | 79 | []
AL_ME_CO_00001 | N-1 400 kV Tirana 2âPodgorica 2 | [MK-GR] 400 kV Bitola-Meliti | XFL_BI11_GMELIT11_1:line | -1248 |  | 1600 | -352 | 78 | []
TR_GR_CO_00001 | N-1 400 kV Babaeski-N Santa | [MK-GR] 400 kV Bitola-Meliti | XFL_BI11_GMELIT11_1:line | -1247 |  | 1600 | -353 | 78 | []
KS_ME_CO_00001 | N-1 400 kV Pec 3-Ribarevina | [MK-GR] 400 kV Bitola-Meliti | XFL_BI11_GMELIT11_1:line | -1238 |  | 1600 | -362 | 77 | []
RS_CO_00004 | N-1 400 kV Nis 2 âLeskovac 2 | [MK-GR] 400 kV Bitola-Meliti | XFL_BI11_GMELIT11_1:line | -1228 |  | 1600 | -372 | 77 | []
BG_CO_00016 | N-1 400kV Kozloduy - Sofia Zapad ck.2 | [MK-GR] 400 kV Bitola-Meliti | XFL_BI11_GMELIT11_1:line | -1227 |  | 1600 | -373 | 77 | []
BG_CO_00009 | N-1 400kV Maritsa Iztok 2Â - Maritsa Iztok 3 | [MK-GR] 400 kV Bitola-Meliti | XFL_BI11_GMELIT11_1:line | -1226 |  | 1600 | -374 | 77 | []
BG_CO_00013 | N-1 400kV Burgas â Maritsa Iztok 2 | [MK-GR] 400 kV Bitola-Meliti | XFL_BI11_GMELIT11_1:line | -1226 |  | 1600 | -374 | 77 | []
BG_TR_CO_00002 | N-1 400kV Maritsa 3 - Hamitabat 2 | [MK-GR] 400 kV Bitola-Meliti | XFL_BI11_GMELIT11_1:line | -1224 |  | 1600 | -376 | 77 | []
BG_TR_CO_00001 | N-1 400kV Maritsa 3 - Hamitabat 1 | [MK-GR] 400 kV Bitola-Meliti | XFL_BI11_GMELIT11_1:line | -1223 |  | 1600 | -377 | 76 | []
BG_CO_00002 | N-1 400kV Sofia Zapad - Chervena Mogila ck. 2 | [MK-GR] 400 kV Bitola-Meliti | XFL_BI11_GMELIT11_1:line | -1222 |  | 1600 | -378 | 76 | []
BG_CO_00012 | Â N-1 400kV Varna - Burgas | [MK-GR] 400 kV Bitola-Meliti | XFL_BI11_GMELIT11_1:line | -1221 |  | 1600 | -379 | 76 | []
BC | Base Case | [MK-GR] 400 kV Bitola-Meliti | XFL_BI11_GMELIT11_1:line | -1221 |  | 1600 | -379 | 76 | []
BG_CO_00010 | N-1 400kV Maritsa Iztok â Maritsa Iztok 3 | [MK-GR] 400 kV Bitola-Meliti | XFL_BI11_GMELIT11_1:line | -1221 |  | 1600 | -379 | 76 | []
TR_CO_00001 | N-1 400 kV Habitabat NGCC -Babaeski | [MK-GR] 400 kV Bitola-Meliti | XFL_BI11_GMELIT11_1:line | -1221 |  | 1600 | -379 | 76 | []
RS_KS_CO_00002 | N-1 400 kV Kosovo B-Nis 2 | [MK-GR] 400 kV Bitola-Meliti | XFL_BI11_GMELIT11_1:line | -1220 |  | 1600 | -380 | 76 | []
BG_RS_CO_00001 | N-1 400kV Sofia Zapad - Nis Â | [MK-GR] 400 kV Bitola-Meliti | XFL_BI11_GMELIT11_1:line | -1219 |  | 1600 | -381 | 76 | []
RS_CO_00003 | N-1 400 kV Vranje 4 âLeskovac 2 | [MK-GR] 400 kV Bitola-Meliti | XFL_BI11_GMELIT11_1:line | -1218 |  | 1600 | -382 | 76 | []
RS_MK_00001 | N-1 400 kV Vranje 4 -Stip | [MK-GR] 400 kV Bitola-Meliti | XFL_BI11_GMELIT11_1:line | -1210 |  | 1600 | -390 | 76 | []
BG_CO_00011 | N-1 400kV Maritsa Iztok - Plovdiv | [MK-GR] 400 kV Bitola-Meliti | XFL_BI11_GMELIT11_1:line | -1208 |  | 1600 | -392 | 76 | []
BG_CO_00005, BG_CO_00007 | N-1 400kV Vetren - Chervena Mogila , N-1 400kV Vetren - Chervena Mogila | [MK-GR] 400 kV Bitola-Meliti | XFL_BI11_GMELIT11_1:line | -1207 |  | 1600 | -393 | 75 | []
BG_CO_00006, BG_CO_00008 | N-1 400kV Plovdiv - Vetren , N-1 400kV Plovdiv - Vetren | [MK-GR] 400 kV Bitola-Meliti | XFL_BI11_GMELIT11_1:line | -1206 |  | 1600 | -394 | 75 | []
BG_MK_CO_00001 | N-1 400kV Chervena Mogila - Stip Â | [MK-GR] 400 kV Bitola-Meliti | XFL_BI11_GMELIT11_1:line | -1189 |  | 1600 | -411 | 74 | []
MK_KS_CO_00001 | N-1 400 kV Skopje 5 âUrosevac | [MK-GR] 400 kV Bitola-Meliti | XFL_BI11_GMELIT11_1:line | -1186 |  | 1600 | -414 | 74 | []
GR_CO_00005 | N-1 400 kV Thessaloniki-Lagadas ck.2 | [MK-GR] 400 kV Bitola-Meliti | XFL_BI11_GMELIT11_1:line | -1167 |  | 1600 | -433 | 73 | []
GR_CO_00003 | N-1 400 kV Meliti-Amideo ck.2 | [MK-GR] 400 kV Dubrovo-Thessaloniki | XTH_DU11_GTHESS11_1:line | -1159 |  | 1600 | -441 | 72 | []
MK_GR_CO_00001 | N-1 400 kV Bitola-Meliti | [MK-GR] 400 kV Dubrovo-Thessaloniki | XTH_DU11_GTHESS11_1:line | -1152 |  | 1600 | -448 | 72 | []
MK_CO_00003 | N-1 400 kV Skopje 4 âSkopje 5 | [MK-GR] 400 kV Bitola-Meliti | XFL_BI11_GMELIT11_1:line | -1150 |  | 1600 | -450 | 72 | []
MK_CO_00002 | N-1 400 kV Dubrovo âStip | [MK-GR] 400 kV Bitola-Meliti | XFL_BI11_GMELIT11_1:line | -1129 |  | 1600 | -471 | 71 | []

## 1830Preventive
Detailed results
Generated at: | 2023-12-20 21:22
Business day: | 22.12.2023
Timestamp: | 18:30
Border & direction: | North-Greece Exporting
Horizon: | 2D
Remedial actions: | true
Evaluation type: | PREVENTIVE
TTC [MW]: | 2382
Fallback applied | false
Loading threshold | 0.7
Applied RAs
CO ID | RA ID | Name of the RA | Usage | Type | Location | Status
Limiting CNECs
CO ID | Name of the CO | Name of the CNE | CNE UCTE branch | Calculated I (A) | I max (PRE) | I max (CUR) | Margin (A) | Loading (%) | Applicable curative RAs
AL_GR_CO_00001 | N-1 400 kV Zemplak-Kardia | [MK-GR] 400 kV Bitola-Meliti | XFL_BI11_GMELIT11_1:line | -1597 | 1600 | 1600 | -3 | 100 | []
MK_GR_CO_00002 | N-1 400 kV Dubrovo-Thessaloniki | [MK-GR] 400 kV Bitola-Meliti | XFL_BI11_GMELIT11_1:line | -1486 | 1600 | 1600 | -114 | 93 | []
AL_CO_00002 | N-1 400 kV Elbasan 2-Zemlak | [MK-GR] 400 kV Bitola-Meliti | XFL_BI11_GMELIT11_1:line | -1469 | 1600 | 1600 | -131 | 92 | []
GR_CO_00004 | N-1 400 kV Amideo-Lagadas ck.2 | [MK-GR] 400 kV Bitola-Meliti | XFL_BI11_GMELIT11_1:line | -1350 | 1600 | 1600 | -250 | 84 | []
BG_GR_CO_00001 | N-1 400 kV Blagoevgrad-Thessaloniki | [MK-GR] 400 kV Bitola-Meliti | XFL_BI11_GMELIT11_1:line | -1325 | 1600 | 1600 | -275 | 83 | []
GR_CO_00001 | N-1 400 kV Filippoi-Nea Santa ck.2 | [MK-GR] 400 kV Bitola-Meliti | XFL_BI11_GMELIT11_1:line | -1325 | 1600 | 1600 | -275 | 83 | []
GR_CO_00002 | N-1 400 kV Filippoi-Lagadas ck.2 | [MK-GR] 400 kV Bitola-Meliti | XFL_BI11_GMELIT11_1:line | -1320 | 1600 | 1600 | -280 | 83 | []
AL_CO_00001 | N-1 400 kV Elbasan 2-Tirana 2 | [MK-GR] 400 kV Bitola-Meliti | XFL_BI11_GMELIT11_1:line | -1319 | 1600 | 1600 | -281 | 82 | []
BG_CO_00001 | N-1 400kV Chervena Mogila - Blagoevgrad ck. 2 | [MK-GR] 400 kV Bitola-Meliti | XFL_BI11_GMELIT11_1:line | -1295 | 1600 | 1600 | -305 | 81 | []
KS_CO_00001 | N-1 400 kV Kosovo B-Urosevac | [MK-GR] 400 kV Bitola-Meliti | XFL_BI11_GMELIT11_1:line | -1268 | 1600 | 1600 | -332 | 79 | []
BG_GR_CO_00002 | N-1 400 kV Maritsa Iztok-Nea Santa | [MK-GR] 400 kV Bitola-Meliti | XFL_BI11_GMELIT11_1:line | -1259 | 1600 | 1600 | -341 | 79 | []
AL_ME_CO_00001 | N-1 400 kV Tirana 2âPodgorica 2 | [MK-GR] 400 kV Bitola-Meliti | XFL_BI11_GMELIT11_1:line | -1253 | 1600 | 1600 | -347 | 78 | []
TR_GR_CO_00001 | N-1 400 kV Babaeski-N Santa | [MK-GR] 400 kV Bitola-Meliti | XFL_BI11_GMELIT11_1:line | -1253 | 1600 | 1600 | -347 | 78 | []
KS_ME_CO_00001 | N-1 400 kV Pec 3-Ribarevina | [MK-GR] 400 kV Bitola-Meliti | XFL_BI11_GMELIT11_1:line | -1240 | 1600 | 1600 | -360 | 77 | []
RS_CO_00004 | N-1 400 kV Nis 2 âLeskovac 2 | [MK-GR] 400 kV Bitola-Meliti | XFL_BI11_GMELIT11_1:line | -1234 | 1600 | 1600 | -366 | 77 | []
BG_CO_00016 | N-1 400kV Kozloduy - Sofia Zapad ck.2 | [MK-GR] 400 kV Bitola-Meliti | XFL_BI11_GMELIT11_1:line | -1231 | 1600 | 1600 | -369 | 77 | []
BG_CO_00009 | N-1 400kV Maritsa Iztok 2Â - Maritsa Iztok 3 | [MK-GR] 400 kV Bitola-Meliti | XFL_BI11_GMELIT11_1:line | -1229 | 1600 | 1600 | -371 | 77 | []
BG_CO_00013 | N-1 400kV Burgas â Maritsa Iztok 2 | [MK-GR] 400 kV Bitola-Meliti | XFL_BI11_GMELIT11_1:line | -1229 | 1600 | 1600 | -371 | 77 | []
BG_TR_CO_00002 | N-1 400kV Maritsa 3 - Hamitabat 2 | [MK-GR] 400 kV Bitola-Meliti | XFL_BI11_GMELIT11_1:line | -1228 | 1600 | 1600 | -372 | 77 | []
BG_TR_CO_00001 | N-1 400kV Maritsa 3 - Hamitabat 1 | [MK-GR] 400 kV Bitola-Meliti | XFL_BI11_GMELIT11_1:line | -1227 | 1600 | 1600 | -373 | 77 | []
BG_CO_00002 | N-1 400kV Sofia Zapad - Chervena Mogila ck. 2 | [MK-GR] 400 kV Bitola-Meliti | XFL_BI11_GMELIT11_1:line | -1226 | 1600 | 1600 | -374 | 77 | []
BG_RS_CO_00001 | N-1 400kV Sofia Zapad - Nis Â | [MK-GR] 400 kV Bitola-Meliti | XFL_BI11_GMELIT11_1:line | -1226 | 1600 | 1600 | -374 | 77 | []
BC | Base Case | [MK-GR] 400 kV Bitola-Meliti | XFL_BI11_GMELIT11_1:line | -1225 | 1600 | 1600 | -375 | 77 | []
BG_CO_00010 | N-1 400kV Maritsa Iztok â Maritsa Iztok 3 | [MK-GR] 400 kV Bitola-Meliti | XFL_BI11_GMELIT11_1:line | -1225 | 1600 | 1600 | -375 | 77 | []
RS_KS_CO_00002 | N-1 400 kV Kosovo B-Nis 2 | [MK-GR] 400 kV Bitola-Meliti | XFL_BI11_GMELIT11_1:line | -1225 | 1600 | 1600 | -375 | 77 | []
BG_CO_00012 | Â N-1 400kV Varna - Burgas | [MK-GR] 400 kV Bitola-Meliti | XFL_BI11_GMELIT11_1:line | -1225 | 1600 | 1600 | -375 | 77 | []
TR_CO_00001 | N-1 400 kV Habitabat NGCC -Babaeski | [MK-GR] 400 kV Bitola-Meliti | XFL_BI11_GMELIT11_1:line | -1224 | 1600 | 1600 | -376 | 77 | []
RS_CO_00003 | N-1 400 kV Vranje 4 âLeskovac 2 | [MK-GR] 400 kV Bitola-Meliti | XFL_BI11_GMELIT11_1:line | -1222 | 1600 | 1600 | -378 | 76 | []
RS_MK_00001 | N-1 400 kV Vranje 4 -Stip | [MK-GR] 400 kV Bitola-Meliti | XFL_BI11_GMELIT11_1:line | -1211 | 1600 | 1600 | -389 | 76 | []
BG_CO_00005, BG_CO_00007 | N-1 400kV Vetren - Chervena Mogila , N-1 400kV Vetren - Chervena Mogila | [MK-GR] 400 kV Bitola-Meliti | XFL_BI11_GMELIT11_1:line | -1210 | 1600 | 1600 | -390 | 76 | []
BG_CO_00006, BG_CO_00008 | N-1 400kV Plovdiv - Vetren , N-1 400kV Plovdiv - Vetren | [MK-GR] 400 kV Bitola-Meliti | XFL_BI11_GMELIT11_1:line | -1209 | 1600 | 1600 | -391 | 76 | []
BG_CO_00011 | N-1 400kV Maritsa Iztok - Plovdiv | [MK-GR] 400 kV Bitola-Meliti | XFL_BI11_GMELIT11_1:line | -1209 | 1600 | 1600 | -391 | 76 | []
BG_MK_CO_00001 | N-1 400kV Chervena Mogila - Stip Â | [MK-GR] 400 kV Bitola-Meliti | XFL_BI11_GMELIT11_1:line | -1203 | 1600 | 1600 | -397 | 75 | []
MK_KS_CO_00001 | N-1 400 kV Skopje 5 âUrosevac | [MK-GR] 400 kV Bitola-Meliti | XFL_BI11_GMELIT11_1:line | -1185 | 1600 | 1600 | -415 | 74 | []
GR_CO_00005 | N-1 400 kV Thessaloniki-Lagadas ck.2 | [MK-GR] 400 kV Bitola-Meliti | XFL_BI11_GMELIT11_1:line | -1169 | 1600 | 1600 | -431 | 73 | []
GR_CO_00003 | N-1 400 kV Meliti-Amideo ck.2 | [MK-GR] 400 kV Dubrovo-Thessaloniki | XTH_DU11_GTHESS11_1:line | -1162 | 1600 | 1600 | -438 | 73 | []
MK_GR_CO_00001 | N-1 400 kV Bitola-Meliti | [MK-GR] 400 kV Dubrovo-Thessaloniki | XTH_DU11_GTHESS11_1:line | -1155 | 1600 | 1600 | -445 | 72 | []
MK_CO_00003 | N-1 400 kV Skopje 4 âSkopje 5 | [MK-GR] 400 kV Bitola-Meliti | XFL_BI11_GMELIT11_1:line | -1151 | 1600 | 1600 | -449 | 72 | []
MK_CO_00002 | N-1 400 kV Dubrovo âStip | [MK-GR] 400 kV Bitola-Meliti | XFL_BI11_GMELIT11_1:line | -1138 | 1600 | 1600 | -462 | 71 | []

## 1830Curative
Detailed results
Generated at: | 2023-12-20 21:22
Business day: | 22.12.2023
Timestamp: | 18:30
Border & direction: | North-Greece Exporting
Horizon: | 2D
Remedial actions: | true
Evaluation type: | CURATIVE
TTC [MW]: | 2382
Fallback applied | false
Loading threshold | 0.7
Applied RAs
CO ID | RA ID | Name of the RA | Usage | Type | Location | Status
Limiting CNECs
CO ID | Name of the CO | Name of the CNE | CNE UCTE branch | Calculated I (A) | I max (PRE) | I max (CUR) | Margin (A) | Loading (%) | Applicable curative RAs
AL_GR_CO_00001 | N-1 400 kV Zemplak-Kardia | [MK-GR] 400 kV Bitola-Meliti | XFL_BI11_GMELIT11_1:line | -1597 |  | 1600 | -3 | 100 | []
MK_GR_CO_00002 | N-1 400 kV Dubrovo-Thessaloniki | [MK-GR] 400 kV Bitola-Meliti | XFL_BI11_GMELIT11_1:line | -1486 |  | 1600 | -114 | 93 | []
AL_CO_00002 | N-1 400 kV Elbasan 2-Zemlak | [MK-GR] 400 kV Bitola-Meliti | XFL_BI11_GMELIT11_1:line | -1469 |  | 1600 | -131 | 92 | []
GR_CO_00004 | N-1 400 kV Amideo-Lagadas ck.2 | [MK-GR] 400 kV Bitola-Meliti | XFL_BI11_GMELIT11_1:line | -1350 |  | 1600 | -250 | 84 | []
BG_GR_CO_00001 | N-1 400 kV Blagoevgrad-Thessaloniki | [MK-GR] 400 kV Bitola-Meliti | XFL_BI11_GMELIT11_1:line | -1325 |  | 1600 | -275 | 83 | []
GR_CO_00001 | N-1 400 kV Filippoi-Nea Santa ck.2 | [MK-GR] 400 kV Bitola-Meliti | XFL_BI11_GMELIT11_1:line | -1325 |  | 1600 | -275 | 83 | []
GR_CO_00002 | N-1 400 kV Filippoi-Lagadas ck.2 | [MK-GR] 400 kV Bitola-Meliti | XFL_BI11_GMELIT11_1:line | -1320 |  | 1600 | -280 | 83 | []
AL_CO_00001 | N-1 400 kV Elbasan 2-Tirana 2 | [MK-GR] 400 kV Bitola-Meliti | XFL_BI11_GMELIT11_1:line | -1319 |  | 1600 | -281 | 82 | []
BG_CO_00001 | N-1 400kV Chervena Mogila - Blagoevgrad ck. 2 | [MK-GR] 400 kV Bitola-Meliti | XFL_BI11_GMELIT11_1:line | -1295 |  | 1600 | -305 | 81 | []
KS_CO_00001 | N-1 400 kV Kosovo B-Urosevac | [MK-GR] 400 kV Bitola-Meliti | XFL_BI11_GMELIT11_1:line | -1268 |  | 1600 | -332 | 79 | []
BG_GR_CO_00002 | N-1 400 kV Maritsa Iztok-Nea Santa | [MK-GR] 400 kV Bitola-Meliti | XFL_BI11_GMELIT11_1:line | -1259 |  | 1600 | -341 | 79 | []
AL_ME_CO_00001 | N-1 400 kV Tirana 2âPodgorica 2 | [MK-GR] 400 kV Bitola-Meliti | XFL_BI11_GMELIT11_1:line | -1253 |  | 1600 | -347 | 78 | []
TR_GR_CO_00001 | N-1 400 kV Babaeski-N Santa | [MK-GR] 400 kV Bitola-Meliti | XFL_BI11_GMELIT11_1:line | -1253 |  | 1600 | -347 | 78 | []
KS_ME_CO_00001 | N-1 400 kV Pec 3-Ribarevina | [MK-GR] 400 kV Bitola-Meliti | XFL_BI11_GMELIT11_1:line | -1240 |  | 1600 | -360 | 77 | []
RS_CO_00004 | N-1 400 kV Nis 2 âLeskovac 2 | [MK-GR] 400 kV Bitola-Meliti | XFL_BI11_GMELIT11_1:line | -1234 |  | 1600 | -366 | 77 | []
BG_CO_00016 | N-1 400kV Kozloduy - Sofia Zapad ck.2 | [MK-GR] 400 kV Bitola-Meliti | XFL_BI11_GMELIT11_1:line | -1231 |  | 1600 | -369 | 77 | []
BG_CO_00009 | N-1 400kV Maritsa Iztok 2Â - Maritsa Iztok 3 | [MK-GR] 400 kV Bitola-Meliti | XFL_BI11_GMELIT11_1:line | -1229 |  | 1600 | -371 | 77 | []
BG_CO_00013 | N-1 400kV Burgas â Maritsa Iztok 2 | [MK-GR] 400 kV Bitola-Meliti | XFL_BI11_GMELIT11_1:line | -1229 |  | 1600 | -371 | 77 | []
BG_TR_CO_00002 | N-1 400kV Maritsa 3 - Hamitabat 2 | [MK-GR] 400 kV Bitola-Meliti | XFL_BI11_GMELIT11_1:line | -1228 |  | 1600 | -372 | 77 | []
BG_TR_CO_00001 | N-1 400kV Maritsa 3 - Hamitabat 1 | [MK-GR] 400 kV Bitola-Meliti | XFL_BI11_GMELIT11_1:line | -1227 |  | 1600 | -373 | 77 | []
BG_CO_00002 | N-1 400kV Sofia Zapad - Chervena Mogila ck. 2 | [MK-GR] 400 kV Bitola-Meliti | XFL_BI11_GMELIT11_1:line | -1226 |  | 1600 | -374 | 77 | []
BG_RS_CO_00001 | N-1 400kV Sofia Zapad - Nis Â | [MK-GR] 400 kV Bitola-Meliti | XFL_BI11_GMELIT11_1:line | -1226 |  | 1600 | -374 | 77 | []
BC | Base Case | [MK-GR] 400 kV Bitola-Meliti | XFL_BI11_GMELIT11_1:line | -1225 |  | 1600 | -375 | 77 | []
BG_CO_00010 | N-1 400kV Maritsa Iztok â Maritsa Iztok 3 | [MK-GR] 400 kV Bitola-Meliti | XFL_BI11_GMELIT11_1:line | -1225 |  | 1600 | -375 | 77 | []
RS_KS_CO_00002 | N-1 400 kV Kosovo B-Nis 2 | [MK-GR] 400 kV Bitola-Meliti | XFL_BI11_GMELIT11_1:line | -1225 |  | 1600 | -375 | 77 | []
BG_CO_00012 | Â N-1 400kV Varna - Burgas | [MK-GR] 400 kV Bitola-Meliti | XFL_BI11_GMELIT11_1:line | -1225 |  | 1600 | -375 | 77 | []
TR_CO_00001 | N-1 400 kV Habitabat NGCC -Babaeski | [MK-GR] 400 kV Bitola-Meliti | XFL_BI11_GMELIT11_1:line | -1224 |  | 1600 | -376 | 77 | []
RS_CO_00003 | N-1 400 kV Vranje 4 âLeskovac 2 | [MK-GR] 400 kV Bitola-Meliti | XFL_BI11_GMELIT11_1:line | -1222 |  | 1600 | -378 | 76 | []
RS_MK_00001 | N-1 400 kV Vranje 4 -Stip | [MK-GR] 400 kV Bitola-Meliti | XFL_BI11_GMELIT11_1:line | -1211 |  | 1600 | -389 | 76 | []
BG_CO_00005, BG_CO_00007 | N-1 400kV Vetren - Chervena Mogila , N-1 400kV Vetren - Chervena Mogila | [MK-GR] 400 kV Bitola-Meliti | XFL_BI11_GMELIT11_1:line | -1210 |  | 1600 | -390 | 76 | []
BG_CO_00006, BG_CO_00008 | N-1 400kV Plovdiv - Vetren , N-1 400kV Plovdiv - Vetren | [MK-GR] 400 kV Bitola-Meliti | XFL_BI11_GMELIT11_1:line | -1209 |  | 1600 | -391 | 76 | []
BG_CO_00011 | N-1 400kV Maritsa Iztok - Plovdiv | [MK-GR] 400 kV Bitola-Meliti | XFL_BI11_GMELIT11_1:line | -1209 |  | 1600 | -391 | 76 | []
BG_MK_CO_00001 | N-1 400kV Chervena Mogila - Stip Â | [MK-GR] 400 kV Bitola-Meliti | XFL_BI11_GMELIT11_1:line | -1203 |  | 1600 | -397 | 75 | []
MK_KS_CO_00001 | N-1 400 kV Skopje 5 âUrosevac | [MK-GR] 400 kV Bitola-Meliti | XFL_BI11_GMELIT11_1:line | -1185 |  | 1600 | -415 | 74 | []
GR_CO_00005 | N-1 400 kV Thessaloniki-Lagadas ck.2 | [MK-GR] 400 kV Bitola-Meliti | XFL_BI11_GMELIT11_1:line | -1169 |  | 1600 | -431 | 73 | []
GR_CO_00003 | N-1 400 kV Meliti-Amideo ck.2 | [MK-GR] 400 kV Dubrovo-Thessaloniki | XTH_DU11_GTHESS11_1:line | -1162 |  | 1600 | -438 | 73 | []
MK_GR_CO_00001 | N-1 400 kV Bitola-Meliti | [MK-GR] 400 kV Dubrovo-Thessaloniki | XTH_DU11_GTHESS11_1:line | -1155 |  | 1600 | -445 | 72 | []
MK_CO_00003 | N-1 400 kV Skopje 4 âSkopje 5 | [MK-GR] 400 kV Bitola-Meliti | XFL_BI11_GMELIT11_1:line | -1151 |  | 1600 | -449 | 72 | []
MK_CO_00002 | N-1 400 kV Dubrovo âStip | [MK-GR] 400 kV Bitola-Meliti | XFL_BI11_GMELIT11_1:line | -1138 |  | 1600 | -462 | 71 | []

## 1930Preventive
Detailed results
Generated at: | 2023-12-20 21:22
Business day: | 22.12.2023
Timestamp: | 19:30
Border & direction: | North-Greece Exporting
Horizon: | 2D
Remedial actions: | true
Evaluation type: | PREVENTIVE
TTC [MW]: | 2451
Fallback applied | false
Loading threshold | 0.7
Applied RAs
CO ID | RA ID | Name of the RA | Usage | Type | Location | Status
Limiting CNECs
CO ID | Name of the CO | Name of the CNE | CNE UCTE branch | Calculated I (A) | I max (PRE) | I max (CUR) | Margin (A) | Loading (%) | Applicable curative RAs
AL_GR_CO_00001 | N-1 400 kV Zemplak-Kardia | [MK-GR] 400 kV Bitola-Meliti | XFL_BI11_GMELIT11_1:line | -1597 | 1600 | 1600 | -3 | 100 | []
MK_GR_CO_00002 | N-1 400 kV Dubrovo-Thessaloniki | [MK-GR] 400 kV Bitola-Meliti | XFL_BI11_GMELIT11_1:line | -1480 | 1600 | 1600 | -120 | 93 | []
AL_CO_00002 | N-1 400 kV Elbasan 2-Zemlak | [MK-GR] 400 kV Bitola-Meliti | XFL_BI11_GMELIT11_1:line | -1459 | 1600 | 1600 | -141 | 91 | []
GR_CO_00004 | N-1 400 kV Amideo-Lagadas ck.2 | [MK-GR] 400 kV Bitola-Meliti | XFL_BI11_GMELIT11_1:line | -1333 | 1600 | 1600 | -267 | 83 | []
GR_CO_00001 | N-1 400 kV Filippoi-Nea Santa ck.2 | [MK-GR] 400 kV Bitola-Meliti | XFL_BI11_GMELIT11_1:line | -1322 | 1600 | 1600 | -278 | 83 | []
BG_GR_CO_00001 | N-1 400 kV Blagoevgrad-Thessaloniki | [MK-GR] 400 kV Bitola-Meliti | XFL_BI11_GMELIT11_1:line | -1314 | 1600 | 1600 | -286 | 82 | []
AL_CO_00001 | N-1 400 kV Elbasan 2-Tirana 2 | [MK-GR] 400 kV Bitola-Meliti | XFL_BI11_GMELIT11_1:line | -1310 | 1600 | 1600 | -290 | 82 | []
GR_CO_00002 | N-1 400 kV Filippoi-Lagadas ck.2 | [MK-GR] 400 kV Bitola-Meliti | XFL_BI11_GMELIT11_1:line | -1307 | 1600 | 1600 | -293 | 82 | []
BG_CO_00001 | N-1 400kV Chervena Mogila - Blagoevgrad ck. 2 | [MK-GR] 400 kV Bitola-Meliti | XFL_BI11_GMELIT11_1:line | -1286 | 1600 | 1600 | -314 | 80 | []
KS_CO_00001 | N-1 400 kV Kosovo B-Urosevac | [MK-GR] 400 kV Bitola-Meliti | XFL_BI11_GMELIT11_1:line | -1257 | 1600 | 1600 | -343 | 79 | []
BG_GR_CO_00002 | N-1 400 kV Maritsa Iztok-Nea Santa | [MK-GR] 400 kV Bitola-Meliti | XFL_BI11_GMELIT11_1:line | -1252 | 1600 | 1600 | -348 | 78 | []
TR_GR_CO_00001 | N-1 400 kV Babaeski-N Santa | [MK-GR] 400 kV Bitola-Meliti | XFL_BI11_GMELIT11_1:line | -1245 | 1600 | 1600 | -355 | 78 | []
AL_ME_CO_00001 | N-1 400 kV Tirana 2âPodgorica 2 | [MK-GR] 400 kV Bitola-Meliti | XFL_BI11_GMELIT11_1:line | -1245 | 1600 | 1600 | -355 | 78 | []
KS_ME_CO_00001 | N-1 400 kV Pec 3-Ribarevina | [MK-GR] 400 kV Bitola-Meliti | XFL_BI11_GMELIT11_1:line | -1228 | 1600 | 1600 | -372 | 77 | []
RS_CO_00004 | N-1 400 kV Nis 2 âLeskovac 2 | [MK-GR] 400 kV Bitola-Meliti | XFL_BI11_GMELIT11_1:line | -1224 | 1600 | 1600 | -376 | 77 | []
BG_CO_00016 | N-1 400kV Kozloduy - Sofia Zapad ck.2 | [MK-GR] 400 kV Bitola-Meliti | XFL_BI11_GMELIT11_1:line | -1221 | 1600 | 1600 | -379 | 76 | []
BG_CO_00009 | N-1 400kV Maritsa Iztok 2Â - Maritsa Iztok 3 | [MK-GR] 400 kV Bitola-Meliti | XFL_BI11_GMELIT11_1:line | -1218 | 1600 | 1600 | -382 | 76 | []
BG_CO_00013 | N-1 400kV Burgas â Maritsa Iztok 2 | [MK-GR] 400 kV Bitola-Meliti | XFL_BI11_GMELIT11_1:line | -1218 | 1600 | 1600 | -382 | 76 | []
BG_TR_CO_00002 | N-1 400kV Maritsa 3 - Hamitabat 2 | [MK-GR] 400 kV Bitola-Meliti | XFL_BI11_GMELIT11_1:line | -1217 | 1600 | 1600 | -383 | 76 | []
BG_TR_CO_00001 | N-1 400kV Maritsa 3 - Hamitabat 1 | [MK-GR] 400 kV Bitola-Meliti | XFL_BI11_GMELIT11_1:line | -1216 | 1600 | 1600 | -384 | 76 | []
BG_RS_CO_00001 | N-1 400kV Sofia Zapad - Nis Â | [MK-GR] 400 kV Bitola-Meliti | XFL_BI11_GMELIT11_1:line | -1216 | 1600 | 1600 | -384 | 76 | []
BG_CO_00002 | N-1 400kV Sofia Zapad - Chervena Mogila ck. 2 | [MK-GR] 400 kV Bitola-Meliti | XFL_BI11_GMELIT11_1:line | -1216 | 1600 | 1600 | -384 | 76 | []
RS_KS_CO_00002 | N-1 400 kV Kosovo B-Nis 2 | [MK-GR] 400 kV Bitola-Meliti | XFL_BI11_GMELIT11_1:line | -1215 | 1600 | 1600 | -385 | 76 | []
BC | Base Case | [MK-GR] 400 kV Bitola-Meliti | XFL_BI11_GMELIT11_1:line | -1215 | 1600 | 1600 | -385 | 76 | []
BG_CO_00010 | N-1 400kV Maritsa Iztok â Maritsa Iztok 3 | [MK-GR] 400 kV Bitola-Meliti | XFL_BI11_GMELIT11_1:line | -1215 | 1600 | 1600 | -385 | 76 | []
BG_CO_00012 | Â N-1 400kV Varna - Burgas | [MK-GR] 400 kV Bitola-Meliti | XFL_BI11_GMELIT11_1:line | -1214 | 1600 | 1600 | -386 | 76 | []
TR_CO_00001 | N-1 400 kV Habitabat NGCC -Babaeski | [MK-GR] 400 kV Bitola-Meliti | XFL_BI11_GMELIT11_1:line | -1214 | 1600 | 1600 | -386 | 76 | []
RS_CO_00003 | N-1 400 kV Vranje 4 âLeskovac 2 | [MK-GR] 400 kV Bitola-Meliti | XFL_BI11_GMELIT11_1:line | -1212 | 1600 | 1600 | -388 | 76 | []
RS_MK_00001 | N-1 400 kV Vranje 4 -Stip | [MK-GR] 400 kV Bitola-Meliti | XFL_BI11_GMELIT11_1:line | -1201 | 1600 | 1600 | -399 | 75 | []
BG_CO_00011 | N-1 400kV Maritsa Iztok - Plovdiv | [MK-GR] 400 kV Bitola-Meliti | XFL_BI11_GMELIT11_1:line | -1199 | 1600 | 1600 | -401 | 75 | []
BG_CO_00005, BG_CO_00007 | N-1 400kV Vetren - Chervena Mogila , N-1 400kV Vetren - Chervena Mogila | [MK-GR] 400 kV Bitola-Meliti | XFL_BI11_GMELIT11_1:line | -1199 | 1600 | 1600 | -401 | 75 | []
BG_CO_00006, BG_CO_00008 | N-1 400kV Plovdiv - Vetren , N-1 400kV Plovdiv - Vetren | [MK-GR] 400 kV Bitola-Meliti | XFL_BI11_GMELIT11_1:line | -1198 | 1600 | 1600 | -402 | 75 | []
BG_MK_CO_00001 | N-1 400kV Chervena Mogila - Stip Â | [MK-GR] 400 kV Bitola-Meliti | XFL_BI11_GMELIT11_1:line | -1195 | 1600 | 1600 | -405 | 75 | []
MK_KS_CO_00001 | N-1 400 kV Skopje 5 âUrosevac | [MK-GR] 400 kV Bitola-Meliti | XFL_BI11_GMELIT11_1:line | -1172 | 1600 | 1600 | -428 | 73 | []
GR_CO_00003 | N-1 400 kV Meliti-Amideo ck.2 | [MK-GR] 400 kV Dubrovo-Thessaloniki | XTH_DU11_GTHESS11_1:line | -1163 | 1600 | 1600 | -437 | 73 | []
GR_CO_00005 | N-1 400 kV Thessaloniki-Lagadas ck.2 | [MK-GR] 400 kV Bitola-Meliti | XFL_BI11_GMELIT11_1:line | -1161 | 1600 | 1600 | -439 | 73 | []
MK_GR_CO_00001 | N-1 400 kV Bitola-Meliti | [MK-GR] 400 kV Dubrovo-Thessaloniki | XTH_DU11_GTHESS11_1:line | -1156 | 1600 | 1600 | -444 | 72 | []
MK_CO_00003 | N-1 400 kV Skopje 4 âSkopje 5 | [MK-GR] 400 kV Bitola-Meliti | XFL_BI11_GMELIT11_1:line | -1140 | 1600 | 1600 | -460 | 71 | []
MK_CO_00002 | N-1 400 kV Dubrovo âStip | [MK-GR] 400 kV Bitola-Meliti | XFL_BI11_GMELIT11_1:line | -1130 | 1600 | 1600 | -470 | 71 | []

## 1930Curative
Detailed results
Generated at: | 2023-12-20 21:22
Business day: | 22.12.2023
Timestamp: | 19:30
Border & direction: | North-Greece Exporting
Horizon: | 2D
Remedial actions: | true
Evaluation type: | CURATIVE
TTC [MW]: | 2451
Fallback applied | false
Loading threshold | 0.7
Applied RAs
CO ID | RA ID | Name of the RA | Usage | Type | Location | Status
Limiting CNECs
CO ID | Name of the CO | Name of the CNE | CNE UCTE branch | Calculated I (A) | I max (PRE) | I max (CUR) | Margin (A) | Loading (%) | Applicable curative RAs
AL_GR_CO_00001 | N-1 400 kV Zemplak-Kardia | [MK-GR] 400 kV Bitola-Meliti | XFL_BI11_GMELIT11_1:line | -1597 |  | 1600 | -3 | 100 | []
MK_GR_CO_00002 | N-1 400 kV Dubrovo-Thessaloniki | [MK-GR] 400 kV Bitola-Meliti | XFL_BI11_GMELIT11_1:line | -1480 |  | 1600 | -120 | 93 | []
AL_CO_00002 | N-1 400 kV Elbasan 2-Zemlak | [MK-GR] 400 kV Bitola-Meliti | XFL_BI11_GMELIT11_1:line | -1459 |  | 1600 | -141 | 91 | []
GR_CO_00004 | N-1 400 kV Amideo-Lagadas ck.2 | [MK-GR] 400 kV Bitola-Meliti | XFL_BI11_GMELIT11_1:line | -1333 |  | 1600 | -267 | 83 | []
GR_CO_00001 | N-1 400 kV Filippoi-Nea Santa ck.2 | [MK-GR] 400 kV Bitola-Meliti | XFL_BI11_GMELIT11_1:line | -1322 |  | 1600 | -278 | 83 | []
BG_GR_CO_00001 | N-1 400 kV Blagoevgrad-Thessaloniki | [MK-GR] 400 kV Bitola-Meliti | XFL_BI11_GMELIT11_1:line | -1314 |  | 1600 | -286 | 82 | []
AL_CO_00001 | N-1 400 kV Elbasan 2-Tirana 2 | [MK-GR] 400 kV Bitola-Meliti | XFL_BI11_GMELIT11_1:line | -1310 |  | 1600 | -290 | 82 | []
GR_CO_00002 | N-1 400 kV Filippoi-Lagadas ck.2 | [MK-GR] 400 kV Bitola-Meliti | XFL_BI11_GMELIT11_1:line | -1307 |  | 1600 | -293 | 82 | []
BG_CO_00001 | N-1 400kV Chervena Mogila - Blagoevgrad ck. 2 | [MK-GR] 400 kV Bitola-Meliti | XFL_BI11_GMELIT11_1:line | -1286 |  | 1600 | -314 | 80 | []
KS_CO_00001 | N-1 400 kV Kosovo B-Urosevac | [MK-GR] 400 kV Bitola-Meliti | XFL_BI11_GMELIT11_1:line | -1257 |  | 1600 | -343 | 79 | []
BG_GR_CO_00002 | N-1 400 kV Maritsa Iztok-Nea Santa | [MK-GR] 400 kV Bitola-Meliti | XFL_BI11_GMELIT11_1:line | -1252 |  | 1600 | -348 | 78 | []
TR_GR_CO_00001 | N-1 400 kV Babaeski-N Santa | [MK-GR] 400 kV Bitola-Meliti | XFL_BI11_GMELIT11_1:line | -1245 |  | 1600 | -355 | 78 | []
AL_ME_CO_00001 | N-1 400 kV Tirana 2âPodgorica 2 | [MK-GR] 400 kV Bitola-Meliti | XFL_BI11_GMELIT11_1:line | -1245 |  | 1600 | -355 | 78 | []
KS_ME_CO_00001 | N-1 400 kV Pec 3-Ribarevina | [MK-GR] 400 kV Bitola-Meliti | XFL_BI11_GMELIT11_1:line | -1228 |  | 1600 | -372 | 77 | []
RS_CO_00004 | N-1 400 kV Nis 2 âLeskovac 2 | [MK-GR] 400 kV Bitola-Meliti | XFL_BI11_GMELIT11_1:line | -1224 |  | 1600 | -376 | 77 | []
BG_CO_00016 | N-1 400kV Kozloduy - Sofia Zapad ck.2 | [MK-GR] 400 kV Bitola-Meliti | XFL_BI11_GMELIT11_1:line | -1221 |  | 1600 | -379 | 76 | []
BG_CO_00009 | N-1 400kV Maritsa Iztok 2Â - Maritsa Iztok 3 | [MK-GR] 400 kV Bitola-Meliti | XFL_BI11_GMELIT11_1:line | -1218 |  | 1600 | -382 | 76 | []
BG_CO_00013 | N-1 400kV Burgas â Maritsa Iztok 2 | [MK-GR] 400 kV Bitola-Meliti | XFL_BI11_GMELIT11_1:line | -1218 |  | 1600 | -382 | 76 | []
BG_TR_CO_00002 | N-1 400kV Maritsa 3 - Hamitabat 2 | [MK-GR] 400 kV Bitola-Meliti | XFL_BI11_GMELIT11_1:line | -1217 |  | 1600 | -383 | 76 | []
BG_TR_CO_00001 | N-1 400kV Maritsa 3 - Hamitabat 1 | [MK-GR] 400 kV Bitola-Meliti | XFL_BI11_GMELIT11_1:line | -1216 |  | 1600 | -384 | 76 | []
BG_RS_CO_00001 | N-1 400kV Sofia Zapad - Nis Â | [MK-GR] 400 kV Bitola-Meliti | XFL_BI11_GMELIT11_1:line | -1216 |  | 1600 | -384 | 76 | []
BG_CO_00002 | N-1 400kV Sofia Zapad - Chervena Mogila ck. 2 | [MK-GR] 400 kV Bitola-Meliti | XFL_BI11_GMELIT11_1:line | -1216 |  | 1600 | -384 | 76 | []
RS_KS_CO_00002 | N-1 400 kV Kosovo B-Nis 2 | [MK-GR] 400 kV Bitola-Meliti | XFL_BI11_GMELIT11_1:line | -1215 |  | 1600 | -385 | 76 | []
BC | Base Case | [MK-GR] 400 kV Bitola-Meliti | XFL_BI11_GMELIT11_1:line | -1215 |  | 1600 | -385 | 76 | []
BG_CO_00010 | N-1 400kV Maritsa Iztok â Maritsa Iztok 3 | [MK-GR] 400 kV Bitola-Meliti | XFL_BI11_GMELIT11_1:line | -1215 |  | 1600 | -385 | 76 | []
BG_CO_00012 | Â N-1 400kV Varna - Burgas | [MK-GR] 400 kV Bitola-Meliti | XFL_BI11_GMELIT11_1:line | -1214 |  | 1600 | -386 | 76 | []
TR_CO_00001 | N-1 400 kV Habitabat NGCC -Babaeski | [MK-GR] 400 kV Bitola-Meliti | XFL_BI11_GMELIT11_1:line | -1214 |  | 1600 | -386 | 76 | []
RS_CO_00003 | N-1 400 kV Vranje 4 âLeskovac 2 | [MK-GR] 400 kV Bitola-Meliti | XFL_BI11_GMELIT11_1:line | -1212 |  | 1600 | -388 | 76 | []
RS_MK_00001 | N-1 400 kV Vranje 4 -Stip | [MK-GR] 400 kV Bitola-Meliti | XFL_BI11_GMELIT11_1:line | -1201 |  | 1600 | -399 | 75 | []
BG_CO_00011 | N-1 400kV Maritsa Iztok - Plovdiv | [MK-GR] 400 kV Bitola-Meliti | XFL_BI11_GMELIT11_1:line | -1199 |  | 1600 | -401 | 75 | []
BG_CO_00005, BG_CO_00007 | N-1 400kV Vetren - Chervena Mogila , N-1 400kV Vetren - Chervena Mogila | [MK-GR] 400 kV Bitola-Meliti | XFL_BI11_GMELIT11_1:line | -1199 |  | 1600 | -401 | 75 | []
BG_CO_00006, BG_CO_00008 | N-1 400kV Plovdiv - Vetren , N-1 400kV Plovdiv - Vetren | [MK-GR] 400 kV Bitola-Meliti | XFL_BI11_GMELIT11_1:line | -1198 |  | 1600 | -402 | 75 | []
BG_MK_CO_00001 | N-1 400kV Chervena Mogila - Stip Â | [MK-GR] 400 kV Bitola-Meliti | XFL_BI11_GMELIT11_1:line | -1195 |  | 1600 | -405 | 75 | []
MK_KS_CO_00001 | N-1 400 kV Skopje 5 âUrosevac | [MK-GR] 400 kV Bitola-Meliti | XFL_BI11_GMELIT11_1:line | -1172 |  | 1600 | -428 | 73 | []
GR_CO_00003 | N-1 400 kV Meliti-Amideo ck.2 | [MK-GR] 400 kV Dubrovo-Thessaloniki | XTH_DU11_GTHESS11_1:line | -1163 |  | 1600 | -437 | 73 | []
GR_CO_00005 | N-1 400 kV Thessaloniki-Lagadas ck.2 | [MK-GR] 400 kV Bitola-Meliti | XFL_BI11_GMELIT11_1:line | -1161 |  | 1600 | -439 | 73 | []
MK_GR_CO_00001 | N-1 400 kV Bitola-Meliti | [MK-GR] 400 kV Dubrovo-Thessaloniki | XTH_DU11_GTHESS11_1:line | -1156 |  | 1600 | -444 | 72 | []
MK_CO_00003 | N-1 400 kV Skopje 4 âSkopje 5 | [MK-GR] 400 kV Bitola-Meliti | XFL_BI11_GMELIT11_1:line | -1140 |  | 1600 | -460 | 71 | []
MK_CO_00002 | N-1 400 kV Dubrovo âStip | [MK-GR] 400 kV Bitola-Meliti | XFL_BI11_GMELIT11_1:line | -1130 |  | 1600 | -470 | 71 | []

## 2030Preventive
Detailed results
Generated at: | 2023-12-20 21:22
Business day: | 22.12.2023
Timestamp: | 20:30
Border & direction: | North-Greece Exporting
Horizon: | 2D
Remedial actions: | true
Evaluation type: | PREVENTIVE
TTC [MW]: | 2401
Fallback applied | false
Loading threshold | 0.7
Applied RAs
CO ID | RA ID | Name of the RA | Usage | Type | Location | Status
Limiting CNECs
CO ID | Name of the CO | Name of the CNE | CNE UCTE branch | Calculated I (A) | I max (PRE) | I max (CUR) | Margin (A) | Loading (%) | Applicable curative RAs
AL_GR_CO_00001 | N-1 400 kV Zemplak-Kardia | [MK-GR] 400 kV Bitola-Meliti | XFL_BI11_GMELIT11_1:line | -1593 | 1600 | 1600 | -7 | 100 | []
MK_GR_CO_00002 | N-1 400 kV Dubrovo-Thessaloniki | [MK-GR] 400 kV Bitola-Meliti | XFL_BI11_GMELIT11_1:line | -1449 | 1600 | 1600 | -151 | 91 | []
AL_CO_00002 | N-1 400 kV Elbasan 2-Zemlak | [MK-GR] 400 kV Bitola-Meliti | XFL_BI11_GMELIT11_1:line | -1447 | 1600 | 1600 | -153 | 90 | []
GR_CO_00001 | N-1 400 kV Filippoi-Nea Santa ck.2 | [MK-GR] 400 kV Bitola-Meliti | XFL_BI11_GMELIT11_1:line | -1295 | 1600 | 1600 | -305 | 81 | []
GR_CO_00004 | N-1 400 kV Amideo-Lagadas ck.2 | [MK-GR] 400 kV Bitola-Meliti | XFL_BI11_GMELIT11_1:line | -1293 | 1600 | 1600 | -307 | 81 | []
BG_GR_CO_00001 | N-1 400 kV Blagoevgrad-Thessaloniki | [MK-GR] 400 kV Bitola-Meliti | XFL_BI11_GMELIT11_1:line | -1281 | 1600 | 1600 | -319 | 80 | []
GR_CO_00002 | N-1 400 kV Filippoi-Lagadas ck.2 | [MK-GR] 400 kV Bitola-Meliti | XFL_BI11_GMELIT11_1:line | -1281 | 1600 | 1600 | -319 | 80 | []
AL_CO_00001 | N-1 400 kV Elbasan 2-Tirana 2 | [MK-GR] 400 kV Bitola-Meliti | XFL_BI11_GMELIT11_1:line | -1279 | 1600 | 1600 | -321 | 80 | []
BG_CO_00001 | N-1 400kV Chervena Mogila - Blagoevgrad ck. 2 | [MK-GR] 400 kV Bitola-Meliti | XFL_BI11_GMELIT11_1:line | -1250 | 1600 | 1600 | -350 | 78 | []
KS_CO_00001 | N-1 400 kV Kosovo B-Urosevac | [MK-GR] 400 kV Bitola-Meliti | XFL_BI11_GMELIT11_1:line | -1231 | 1600 | 1600 | -369 | 77 | []
BG_GR_CO_00002 | N-1 400 kV Maritsa Iztok-Nea Santa | [MK-GR] 400 kV Bitola-Meliti | XFL_BI11_GMELIT11_1:line | -1217 | 1600 | 1600 | -383 | 76 | []
TR_GR_CO_00001 | N-1 400 kV Babaeski-N Santa | [MK-GR] 400 kV Bitola-Meliti | XFL_BI11_GMELIT11_1:line | -1216 | 1600 | 1600 | -384 | 76 | []
AL_ME_CO_00001 | N-1 400 kV Tirana 2âPodgorica 2 | [MK-GR] 400 kV Bitola-Meliti | XFL_BI11_GMELIT11_1:line | -1216 | 1600 | 1600 | -384 | 76 | []
RS_CO_00004 | N-1 400 kV Nis 2 âLeskovac 2 | [MK-GR] 400 kV Bitola-Meliti | XFL_BI11_GMELIT11_1:line | -1194 | 1600 | 1600 | -406 | 75 | []
BG_CO_00016 | N-1 400kV Kozloduy - Sofia Zapad ck.2 | [MK-GR] 400 kV Bitola-Meliti | XFL_BI11_GMELIT11_1:line | -1191 | 1600 | 1600 | -409 | 74 | []
KS_ME_CO_00001 | N-1 400 kV Pec 3-Ribarevina | [MK-GR] 400 kV Bitola-Meliti | XFL_BI11_GMELIT11_1:line | -1191 | 1600 | 1600 | -409 | 74 | []
BG_CO_00002 | N-1 400kV Sofia Zapad - Chervena Mogila ck. 2 | [MK-GR] 400 kV Bitola-Meliti | XFL_BI11_GMELIT11_1:line | -1185 | 1600 | 1600 | -415 | 74 | []
BG_RS_CO_00001 | N-1 400kV Sofia Zapad - Nis Â | [MK-GR] 400 kV Bitola-Meliti | XFL_BI11_GMELIT11_1:line | -1185 | 1600 | 1600 | -415 | 74 | []
BG_CO_00009 | N-1 400kV Maritsa Iztok 2Â - Maritsa Iztok 3 | [MK-GR] 400 kV Bitola-Meliti | XFL_BI11_GMELIT11_1:line | -1185 | 1600 | 1600 | -415 | 74 | []
BG_CO_00013 | N-1 400kV Burgas â Maritsa Iztok 2 | [MK-GR] 400 kV Bitola-Meliti | XFL_BI11_GMELIT11_1:line | -1184 | 1600 | 1600 | -416 | 74 | []
RS_KS_CO_00002 | N-1 400 kV Kosovo B-Nis 2 | [MK-GR] 400 kV Bitola-Meliti | XFL_BI11_GMELIT11_1:line | -1184 | 1600 | 1600 | -416 | 74 | []
BG_TR_CO_00002 | N-1 400kV Maritsa 3 - Hamitabat 2 | [MK-GR] 400 kV Bitola-Meliti | XFL_BI11_GMELIT11_1:line | -1184 | 1600 | 1600 | -416 | 74 | []
BG_TR_CO_00001 | N-1 400kV Maritsa 3 - Hamitabat 1 | [MK-GR] 400 kV Bitola-Meliti | XFL_BI11_GMELIT11_1:line | -1184 | 1600 | 1600 | -416 | 74 | []
BG_CO_00007 | N-1 400kV Vetren - Chervena Mogila | [MK-GR] 400 kV Bitola-Meliti | XFL_BI11_GMELIT11_1:line | -1182 | 1600 | 1600 | -418 | 74 | []
BC | Base Case | [MK-GR] 400 kV Bitola-Meliti | XFL_BI11_GMELIT11_1:line | -1182 | 1600 | 1600 | -418 | 74 | []
BG_CO_00010 | N-1 400kV Maritsa Iztok â Maritsa Iztok 3 | [MK-GR] 400 kV Bitola-Meliti | XFL_BI11_GMELIT11_1:line | -1182 | 1600 | 1600 | -418 | 74 | []
RS_CO_00003 | N-1 400 kV Vranje 4 âLeskovac 2 | [MK-GR] 400 kV Bitola-Meliti | XFL_BI11_GMELIT11_1:line | -1182 | 1600 | 1600 | -418 | 74 | []
TR_CO_00001 | N-1 400 kV Habitabat NGCC -Babaeski | [MK-GR] 400 kV Bitola-Meliti | XFL_BI11_GMELIT11_1:line | -1182 | 1600 | 1600 | -418 | 74 | []
BG_CO_00012 | Â N-1 400kV Varna - Burgas | [MK-GR] 400 kV Bitola-Meliti | XFL_BI11_GMELIT11_1:line | -1181 | 1600 | 1600 | -419 | 74 | []
BG_MK_CO_00001 | N-1 400kV Chervena Mogila - Stip Â | [MK-GR] 400 kV Bitola-Meliti | XFL_BI11_GMELIT11_1:line | -1176 | 1600 | 1600 | -424 | 74 | []
RS_MK_00001 | N-1 400 kV Vranje 4 -Stip | [MK-GR] 400 kV Bitola-Meliti | XFL_BI11_GMELIT11_1:line | -1173 | 1600 | 1600 | -427 | 73 | []
BG_CO_00011 | N-1 400kV Maritsa Iztok - Plovdiv | [MK-GR] 400 kV Bitola-Meliti | XFL_BI11_GMELIT11_1:line | -1167 | 1600 | 1600 | -433 | 73 | []
BG_CO_00006, BG_CO_00008 | N-1 400kV Plovdiv - Vetren , N-1 400kV Plovdiv - Vetren | [MK-GR] 400 kV Bitola-Meliti | XFL_BI11_GMELIT11_1:line | -1165 | 1600 | 1600 | -435 | 73 | []
GR_CO_00003 | N-1 400 kV Meliti-Amideo ck.2 | [MK-GR] 400 kV Dubrovo-Thessaloniki | XTH_DU11_GTHESS11_1:line | -1152 | 1600 | 1600 | -448 | 72 | []
MK_KS_CO_00001 | N-1 400 kV Skopje 5 âUrosevac | [MK-GR] 400 kV Bitola-Meliti | XFL_BI11_GMELIT11_1:line | -1147 | 1600 | 1600 | -453 | 72 | []
MK_GR_CO_00001 | N-1 400 kV Bitola-Meliti | [MK-GR] 400 kV Dubrovo-Thessaloniki | XTH_DU11_GTHESS11_1:line | -1143 | 1600 | 1600 | -457 | 71 | []
GR_CO_00005 | N-1 400 kV Thessaloniki-Lagadas ck.2 | [MK-GR] 400 kV Bitola-Meliti | XFL_BI11_GMELIT11_1:line | -1136 | 1600 | 1600 | -464 | 71 | []

## 2030Curative
Detailed results
Generated at: | 2023-12-20 21:22
Business day: | 22.12.2023
Timestamp: | 20:30
Border & direction: | North-Greece Exporting
Horizon: | 2D
Remedial actions: | true
Evaluation type: | CURATIVE
TTC [MW]: | 2401
Fallback applied | false
Loading threshold | 0.7
Applied RAs
CO ID | RA ID | Name of the RA | Usage | Type | Location | Status
Limiting CNECs
CO ID | Name of the CO | Name of the CNE | CNE UCTE branch | Calculated I (A) | I max (PRE) | I max (CUR) | Margin (A) | Loading (%) | Applicable curative RAs
AL_GR_CO_00001 | N-1 400 kV Zemplak-Kardia | [MK-GR] 400 kV Bitola-Meliti | XFL_BI11_GMELIT11_1:line | -1593 |  | 1600 | -7 | 100 | []
MK_GR_CO_00002 | N-1 400 kV Dubrovo-Thessaloniki | [MK-GR] 400 kV Bitola-Meliti | XFL_BI11_GMELIT11_1:line | -1449 |  | 1600 | -151 | 91 | []
AL_CO_00002 | N-1 400 kV Elbasan 2-Zemlak | [MK-GR] 400 kV Bitola-Meliti | XFL_BI11_GMELIT11_1:line | -1447 |  | 1600 | -153 | 90 | []
GR_CO_00001 | N-1 400 kV Filippoi-Nea Santa ck.2 | [MK-GR] 400 kV Bitola-Meliti | XFL_BI11_GMELIT11_1:line | -1295 |  | 1600 | -305 | 81 | []
GR_CO_00004 | N-1 400 kV Amideo-Lagadas ck.2 | [MK-GR] 400 kV Bitola-Meliti | XFL_BI11_GMELIT11_1:line | -1293 |  | 1600 | -307 | 81 | []
BG_GR_CO_00001 | N-1 400 kV Blagoevgrad-Thessaloniki | [MK-GR] 400 kV Bitola-Meliti | XFL_BI11_GMELIT11_1:line | -1281 |  | 1600 | -319 | 80 | []
GR_CO_00002 | N-1 400 kV Filippoi-Lagadas ck.2 | [MK-GR] 400 kV Bitola-Meliti | XFL_BI11_GMELIT11_1:line | -1281 |  | 1600 | -319 | 80 | []
AL_CO_00001 | N-1 400 kV Elbasan 2-Tirana 2 | [MK-GR] 400 kV Bitola-Meliti | XFL_BI11_GMELIT11_1:line | -1279 |  | 1600 | -321 | 80 | []
BG_CO_00001 | N-1 400kV Chervena Mogila - Blagoevgrad ck. 2 | [MK-GR] 400 kV Bitola-Meliti | XFL_BI11_GMELIT11_1:line | -1250 |  | 1600 | -350 | 78 | []
KS_CO_00001 | N-1 400 kV Kosovo B-Urosevac | [MK-GR] 400 kV Bitola-Meliti | XFL_BI11_GMELIT11_1:line | -1231 |  | 1600 | -369 | 77 | []
BG_GR_CO_00002 | N-1 400 kV Maritsa Iztok-Nea Santa | [MK-GR] 400 kV Bitola-Meliti | XFL_BI11_GMELIT11_1:line | -1217 |  | 1600 | -383 | 76 | []
TR_GR_CO_00001 | N-1 400 kV Babaeski-N Santa | [MK-GR] 400 kV Bitola-Meliti | XFL_BI11_GMELIT11_1:line | -1216 |  | 1600 | -384 | 76 | []
AL_ME_CO_00001 | N-1 400 kV Tirana 2âPodgorica 2 | [MK-GR] 400 kV Bitola-Meliti | XFL_BI11_GMELIT11_1:line | -1216 |  | 1600 | -384 | 76 | []
RS_CO_00004 | N-1 400 kV Nis 2 âLeskovac 2 | [MK-GR] 400 kV Bitola-Meliti | XFL_BI11_GMELIT11_1:line | -1194 |  | 1600 | -406 | 75 | []
BG_CO_00016 | N-1 400kV Kozloduy - Sofia Zapad ck.2 | [MK-GR] 400 kV Bitola-Meliti | XFL_BI11_GMELIT11_1:line | -1191 |  | 1600 | -409 | 74 | []
KS_ME_CO_00001 | N-1 400 kV Pec 3-Ribarevina | [MK-GR] 400 kV Bitola-Meliti | XFL_BI11_GMELIT11_1:line | -1191 |  | 1600 | -409 | 74 | []
BG_CO_00002 | N-1 400kV Sofia Zapad - Chervena Mogila ck. 2 | [MK-GR] 400 kV Bitola-Meliti | XFL_BI11_GMELIT11_1:line | -1185 |  | 1600 | -415 | 74 | []
BG_RS_CO_00001 | N-1 400kV Sofia Zapad - Nis Â | [MK-GR] 400 kV Bitola-Meliti | XFL_BI11_GMELIT11_1:line | -1185 |  | 1600 | -415 | 74 | []
BG_CO_00009 | N-1 400kV Maritsa Iztok 2Â - Maritsa Iztok 3 | [MK-GR] 400 kV Bitola-Meliti | XFL_BI11_GMELIT11_1:line | -1185 |  | 1600 | -415 | 74 | []
BG_CO_00013 | N-1 400kV Burgas â Maritsa Iztok 2 | [MK-GR] 400 kV Bitola-Meliti | XFL_BI11_GMELIT11_1:line | -1184 |  | 1600 | -416 | 74 | []
RS_KS_CO_00002 | N-1 400 kV Kosovo B-Nis 2 | [MK-GR] 400 kV Bitola-Meliti | XFL_BI11_GMELIT11_1:line | -1184 |  | 1600 | -416 | 74 | []
BG_TR_CO_00002 | N-1 400kV Maritsa 3 - Hamitabat 2 | [MK-GR] 400 kV Bitola-Meliti | XFL_BI11_GMELIT11_1:line | -1184 |  | 1600 | -416 | 74 | []
BG_TR_CO_00001 | N-1 400kV Maritsa 3 - Hamitabat 1 | [MK-GR] 400 kV Bitola-Meliti | XFL_BI11_GMELIT11_1:line | -1184 |  | 1600 | -416 | 74 | []
BG_CO_00007 | N-1 400kV Vetren - Chervena Mogila | [MK-GR] 400 kV Bitola-Meliti | XFL_BI11_GMELIT11_1:line | -1182 |  | 1600 | -418 | 74 | []
BC | Base Case | [MK-GR] 400 kV Bitola-Meliti | XFL_BI11_GMELIT11_1:line | -1182 |  | 1600 | -418 | 74 | []
BG_CO_00010 | N-1 400kV Maritsa Iztok â Maritsa Iztok 3 | [MK-GR] 400 kV Bitola-Meliti | XFL_BI11_GMELIT11_1:line | -1182 |  | 1600 | -418 | 74 | []
RS_CO_00003 | N-1 400 kV Vranje 4 âLeskovac 2 | [MK-GR] 400 kV Bitola-Meliti | XFL_BI11_GMELIT11_1:line | -1182 |  | 1600 | -418 | 74 | []
TR_CO_00001 | N-1 400 kV Habitabat NGCC -Babaeski | [MK-GR] 400 kV Bitola-Meliti | XFL_BI11_GMELIT11_1:line | -1182 |  | 1600 | -418 | 74 | []
BG_CO_00012 | Â N-1 400kV Varna - Burgas | [MK-GR] 400 kV Bitola-Meliti | XFL_BI11_GMELIT11_1:line | -1181 |  | 1600 | -419 | 74 | []
BG_MK_CO_00001 | N-1 400kV Chervena Mogila - Stip Â | [MK-GR] 400 kV Bitola-Meliti | XFL_BI11_GMELIT11_1:line | -1176 |  | 1600 | -424 | 74 | []
RS_MK_00001 | N-1 400 kV Vranje 4 -Stip | [MK-GR] 400 kV Bitola-Meliti | XFL_BI11_GMELIT11_1:line | -1173 |  | 1600 | -427 | 73 | []
BG_CO_00011 | N-1 400kV Maritsa Iztok - Plovdiv | [MK-GR] 400 kV Bitola-Meliti | XFL_BI11_GMELIT11_1:line | -1167 |  | 1600 | -433 | 73 | []
BG_CO_00006, BG_CO_00008 | N-1 400kV Plovdiv - Vetren , N-1 400kV Plovdiv - Vetren | [MK-GR] 400 kV Bitola-Meliti | XFL_BI11_GMELIT11_1:line | -1165 |  | 1600 | -435 | 73 | []
GR_CO_00003 | N-1 400 kV Meliti-Amideo ck.2 | [MK-GR] 400 kV Dubrovo-Thessaloniki | XTH_DU11_GTHESS11_1:line | -1152 |  | 1600 | -448 | 72 | []
MK_KS_CO_00001 | N-1 400 kV Skopje 5 âUrosevac | [MK-GR] 400 kV Bitola-Meliti | XFL_BI11_GMELIT11_1:line | -1147 |  | 1600 | -453 | 72 | []
MK_GR_CO_00001 | N-1 400 kV Bitola-Meliti | [MK-GR] 400 kV Dubrovo-Thessaloniki | XTH_DU11_GTHESS11_1:line | -1143 |  | 1600 | -457 | 71 | []
GR_CO_00005 | N-1 400 kV Thessaloniki-Lagadas ck.2 | [MK-GR] 400 kV Bitola-Meliti | XFL_BI11_GMELIT11_1:line | -1136 |  | 1600 | -464 | 71 | []

## 2130Preventive
Detailed results
Generated at: | 2023-12-20 21:22
Business day: | 22.12.2023
Timestamp: | 21:30
Border & direction: | North-Greece Exporting
Horizon: | 2D
Remedial actions: | true
Evaluation type: | PREVENTIVE
TTC [MW]: | 2436
Fallback applied | false
Loading threshold | 0.7
Applied RAs
CO ID | RA ID | Name of the RA | Usage | Type | Location | Status
Limiting CNECs
CO ID | Name of the CO | Name of the CNE | CNE UCTE branch | Calculated I (A) | I max (PRE) | I max (CUR) | Margin (A) | Loading (%) | Applicable curative RAs
AL_GR_CO_00001 | N-1 400 kV Zemplak-Kardia | [MK-GR] 400 kV Bitola-Meliti | XFL_BI11_GMELIT11_1:line | -1599 | 1600 | 1600 | -1 | 100 | []
MK_GR_CO_00002 | N-1 400 kV Dubrovo-Thessaloniki | [MK-GR] 400 kV Bitola-Meliti | XFL_BI11_GMELIT11_1:line | -1524 | 1600 | 1600 | -76 | 95 | []
AL_CO_00002 | N-1 400 kV Elbasan 2-Zemlak | [MK-GR] 400 kV Bitola-Meliti | XFL_BI11_GMELIT11_1:line | -1480 | 1600 | 1600 | -120 | 92 | []
GR_CO_00001 | N-1 400 kV Filippoi-Nea Santa ck.2 | [MK-GR] 400 kV Bitola-Meliti | XFL_BI11_GMELIT11_1:line | -1327 | 1600 | 1600 | -273 | 83 | []
KS_CO_00001 | N-1 400 kV Kosovo B-Urosevac | [MK-GR] 400 kV Bitola-Meliti | XFL_BI11_GMELIT11_1:line | -1319 | 1600 | 1600 | -281 | 82 | []
AL_CO_00001 | N-1 400 kV Elbasan 2-Tirana 2 | [MK-GR] 400 kV Bitola-Meliti | XFL_BI11_GMELIT11_1:line | -1316 | 1600 | 1600 | -284 | 82 | []
GR_CO_00004 | N-1 400 kV Amideo-Lagadas ck.2 | [MK-GR] 400 kV Bitola-Meliti | XFL_BI11_GMELIT11_1:line | -1307 | 1600 | 1600 | -293 | 82 | []
GR_CO_00002 | N-1 400 kV Filippoi-Lagadas ck.2 | [MK-GR] 400 kV Bitola-Meliti | XFL_BI11_GMELIT11_1:line | -1301 | 1600 | 1600 | -299 | 81 | []
BG_GR_CO_00001 | N-1 400 kV Blagoevgrad-Thessaloniki | [MK-GR] 400 kV Bitola-Meliti | XFL_BI11_GMELIT11_1:line | -1298 | 1600 | 1600 | -302 | 81 | []
BG_CO_00001 | N-1 400kV Chervena Mogila - Blagoevgrad ck. 2 | [MK-GR] 400 kV Bitola-Meliti | XFL_BI11_GMELIT11_1:line | -1269 | 1600 | 1600 | -331 | 79 | []
TR_GR_CO_00001 | N-1 400 kV Babaeski-N Santa | [MK-GR] 400 kV Bitola-Meliti | XFL_BI11_GMELIT11_1:line | -1269 | 1600 | 1600 | -331 | 79 | []
BG_GR_CO_00002 | N-1 400 kV Maritsa Iztok-Nea Santa | [MK-GR] 400 kV Bitola-Meliti | XFL_BI11_GMELIT11_1:line | -1268 | 1600 | 1600 | -332 | 79 | []
MK_KS_CO_00001 | N-1 400 kV Skopje 5 âUrosevac | [MK-GR] 400 kV Bitola-Meliti | XFL_BI11_GMELIT11_1:line | -1267 | 1600 | 1600 | -333 | 79 | []
BG_MK_CO_00001 | N-1 400kV Chervena Mogila - Stip Â | [MK-GR] 400 kV Bitola-Meliti | XFL_BI11_GMELIT11_1:line | -1261 | 1600 | 1600 | -339 | 79 | []
AL_ME_CO_00001 | N-1 400 kV Tirana 2âPodgorica 2 | [MK-GR] 400 kV Bitola-Meliti | XFL_BI11_GMELIT11_1:line | -1253 | 1600 | 1600 | -347 | 78 | []
RS_CO_00004 | N-1 400 kV Nis 2 âLeskovac 2 | [MK-GR] 400 kV Bitola-Meliti | XFL_BI11_GMELIT11_1:line | -1252 | 1600 | 1600 | -348 | 78 | []
KS_ME_CO_00001 | N-1 400 kV Pec 3-Ribarevina | [MK-GR] 400 kV Bitola-Meliti | XFL_BI11_GMELIT11_1:line | -1247 | 1600 | 1600 | -353 | 78 | []
IT_GR_CO_00001 | N-1 400 kV Galatina-Arachthos | [MK-GR] 400 kV Bitola-Meliti | XFL_BI11_GMELIT11_1:line | -1243 | 1600 | 1600 | -357 | 78 | []
BG_CO_00016 | N-1 400kV Kozloduy - Sofia Zapad ck.2 | [MK-GR] 400 kV Bitola-Meliti | XFL_BI11_GMELIT11_1:line | -1242 | 1600 | 1600 | -358 | 78 | []
RS_CO_00003 | N-1 400 kV Vranje 4 âLeskovac 2 | [MK-GR] 400 kV Bitola-Meliti | XFL_BI11_GMELIT11_1:line | -1241 | 1600 | 1600 | -359 | 78 | []
RS_KS_CO_00002 | N-1 400 kV Kosovo B-Nis 2 | [MK-GR] 400 kV Bitola-Meliti | XFL_BI11_GMELIT11_1:line | -1240 | 1600 | 1600 | -360 | 78 | []
RS_MK_00001 | N-1 400 kV Vranje 4 -Stip | [MK-GR] 400 kV Bitola-Meliti | XFL_BI11_GMELIT11_1:line | -1236 | 1600 | 1600 | -364 | 77 | []
BG_RS_CO_00001 | N-1 400kV Sofia Zapad - Nis Â | [MK-GR] 400 kV Bitola-Meliti | XFL_BI11_GMELIT11_1:line | -1233 | 1600 | 1600 | -367 | 77 | []
BC | Base Case | [MK-GR] 400 kV Bitola-Meliti | XFL_BI11_GMELIT11_1:line | -1232 | 1600 | 1600 | -368 | 77 | []
BG_CO_00009 | N-1 400kV Maritsa Iztok 2Â - Maritsa Iztok 3 | [MK-GR] 400 kV Bitola-Meliti | XFL_BI11_GMELIT11_1:line | -1232 | 1600 | 1600 | -368 | 77 | []
BG_CO_00010 | N-1 400kV Maritsa Iztok â Maritsa Iztok 3 | [MK-GR] 400 kV Bitola-Meliti | XFL_BI11_GMELIT11_1:line | -1232 | 1600 | 1600 | -368 | 77 | []
BG_TR_CO_00001 | N-1 400kV Maritsa 3 - Hamitabat 1 | [MK-GR] 400 kV Bitola-Meliti | XFL_BI11_GMELIT11_1:line | -1232 | 1600 | 1600 | -368 | 77 | []
BG_CO_00013 | N-1 400kV Burgas â Maritsa Iztok 2 | [MK-GR] 400 kV Bitola-Meliti | XFL_BI11_GMELIT11_1:line | -1231 | 1600 | 1600 | -369 | 77 | []
TR_CO_00001 | N-1 400 kV Habitabat NGCC -Babaeski | [MK-GR] 400 kV Bitola-Meliti | XFL_BI11_GMELIT11_1:line | -1231 | 1600 | 1600 | -369 | 77 | []
BG_TR_CO_00002 | N-1 400kV Maritsa 3 - Hamitabat 2 | [MK-GR] 400 kV Bitola-Meliti | XFL_BI11_GMELIT11_1:line | -1231 | 1600 | 1600 | -369 | 77 | []
BG_CO_00012 | Â N-1 400kV Varna - Burgas | [MK-GR] 400 kV Bitola-Meliti | XFL_BI11_GMELIT11_1:line | -1228 | 1600 | 1600 | -372 | 77 | []
BG_CO_00002 | N-1 400kV Sofia Zapad - Chervena Mogila ck. 2 | [MK-GR] 400 kV Bitola-Meliti | XFL_BI11_GMELIT11_1:line | -1227 | 1600 | 1600 | -373 | 77 | []
BG_CO_00011 | N-1 400kV Maritsa Iztok - Plovdiv | [MK-GR] 400 kV Bitola-Meliti | XFL_BI11_GMELIT11_1:line | -1226 | 1600 | 1600 | -374 | 77 | []
GR_CO_00003 | N-1 400 kV Meliti-Amideo ck.2 | [MK-GR] 400 kV Dubrovo-Thessaloniki | XTH_DU11_GTHESS11_1:line | -1212 | 1600 | 1600 | -388 | 76 | []
MK_CO_00002 | N-1 400 kV Dubrovo âStip | [MK-GR] 400 kV Bitola-Meliti | XFL_BI11_GMELIT11_1:line | -1207 | 1600 | 1600 | -393 | 75 | []
MK_GR_CO_00001 | N-1 400 kV Bitola-Meliti | [MK-GR] 400 kV Dubrovo-Thessaloniki | XTH_DU11_GTHESS11_1:line | -1207 | 1600 | 1600 | -393 | 75 | []
BG_CO_00005, BG_CO_00007 | N-1 400kV Vetren - Chervena Mogila , N-1 400kV Vetren - Chervena Mogila | [MK-GR] 400 kV Bitola-Meliti | XFL_BI11_GMELIT11_1:line | -1195 | 1600 | 1600 | -405 | 75 | []
BG_CO_00006, BG_CO_00008 | N-1 400kV Plovdiv - Vetren , N-1 400kV Plovdiv - Vetren | [MK-GR] 400 kV Bitola-Meliti | XFL_BI11_GMELIT11_1:line | -1193 | 1600 | 1600 | -407 | 75 | []
GR_CO_00005 | N-1 400 kV Thessaloniki-Lagadas ck.2 | [MK-GR] 400 kV Bitola-Meliti | XFL_BI11_GMELIT11_1:line | -1192 | 1600 | 1600 | -408 | 74 | []
MK_CO_00003 | N-1 400 kV Skopje 4 âSkopje 5 | [MK-GR] 400 kV Bitola-Meliti | XFL_BI11_GMELIT11_1:line | -1159 | 1600 | 1600 | -441 | 72 | []

## 2130Curative
Detailed results
Generated at: | 2023-12-20 21:22
Business day: | 22.12.2023
Timestamp: | 21:30
Border & direction: | North-Greece Exporting
Horizon: | 2D
Remedial actions: | true
Evaluation type: | CURATIVE
TTC [MW]: | 2436
Fallback applied | false
Loading threshold | 0.7
Applied RAs
CO ID | RA ID | Name of the RA | Usage | Type | Location | Status
Limiting CNECs
CO ID | Name of the CO | Name of the CNE | CNE UCTE branch | Calculated I (A) | I max (PRE) | I max (CUR) | Margin (A) | Loading (%) | Applicable curative RAs
AL_GR_CO_00001 | N-1 400 kV Zemplak-Kardia | [MK-GR] 400 kV Bitola-Meliti | XFL_BI11_GMELIT11_1:line | -1599 |  | 1600 | -1 | 100 | []
MK_GR_CO_00002 | N-1 400 kV Dubrovo-Thessaloniki | [MK-GR] 400 kV Bitola-Meliti | XFL_BI11_GMELIT11_1:line | -1524 |  | 1600 | -76 | 95 | []
AL_CO_00002 | N-1 400 kV Elbasan 2-Zemlak | [MK-GR] 400 kV Bitola-Meliti | XFL_BI11_GMELIT11_1:line | -1480 |  | 1600 | -120 | 92 | []
GR_CO_00001 | N-1 400 kV Filippoi-Nea Santa ck.2 | [MK-GR] 400 kV Bitola-Meliti | XFL_BI11_GMELIT11_1:line | -1327 |  | 1600 | -273 | 83 | []
KS_CO_00001 | N-1 400 kV Kosovo B-Urosevac | [MK-GR] 400 kV Bitola-Meliti | XFL_BI11_GMELIT11_1:line | -1319 |  | 1600 | -281 | 82 | []
AL_CO_00001 | N-1 400 kV Elbasan 2-Tirana 2 | [MK-GR] 400 kV Bitola-Meliti | XFL_BI11_GMELIT11_1:line | -1316 |  | 1600 | -284 | 82 | []
GR_CO_00004 | N-1 400 kV Amideo-Lagadas ck.2 | [MK-GR] 400 kV Bitola-Meliti | XFL_BI11_GMELIT11_1:line | -1307 |  | 1600 | -293 | 82 | []
GR_CO_00002 | N-1 400 kV Filippoi-Lagadas ck.2 | [MK-GR] 400 kV Bitola-Meliti | XFL_BI11_GMELIT11_1:line | -1301 |  | 1600 | -299 | 81 | []
BG_GR_CO_00001 | N-1 400 kV Blagoevgrad-Thessaloniki | [MK-GR] 400 kV Bitola-Meliti | XFL_BI11_GMELIT11_1:line | -1298 |  | 1600 | -302 | 81 | []
BG_CO_00001 | N-1 400kV Chervena Mogila - Blagoevgrad ck. 2 | [MK-GR] 400 kV Bitola-Meliti | XFL_BI11_GMELIT11_1:line | -1269 |  | 1600 | -331 | 79 | []
TR_GR_CO_00001 | N-1 400 kV Babaeski-N Santa | [MK-GR] 400 kV Bitola-Meliti | XFL_BI11_GMELIT11_1:line | -1269 |  | 1600 | -331 | 79 | []
BG_GR_CO_00002 | N-1 400 kV Maritsa Iztok-Nea Santa | [MK-GR] 400 kV Bitola-Meliti | XFL_BI11_GMELIT11_1:line | -1268 |  | 1600 | -332 | 79 | []
MK_KS_CO_00001 | N-1 400 kV Skopje 5 âUrosevac | [MK-GR] 400 kV Bitola-Meliti | XFL_BI11_GMELIT11_1:line | -1267 |  | 1600 | -333 | 79 | []
BG_MK_CO_00001 | N-1 400kV Chervena Mogila - Stip Â | [MK-GR] 400 kV Bitola-Meliti | XFL_BI11_GMELIT11_1:line | -1261 |  | 1600 | -339 | 79 | []
AL_ME_CO_00001 | N-1 400 kV Tirana 2âPodgorica 2 | [MK-GR] 400 kV Bitola-Meliti | XFL_BI11_GMELIT11_1:line | -1253 |  | 1600 | -347 | 78 | []
RS_CO_00004 | N-1 400 kV Nis 2 âLeskovac 2 | [MK-GR] 400 kV Bitola-Meliti | XFL_BI11_GMELIT11_1:line | -1252 |  | 1600 | -348 | 78 | []
KS_ME_CO_00001 | N-1 400 kV Pec 3-Ribarevina | [MK-GR] 400 kV Bitola-Meliti | XFL_BI11_GMELIT11_1:line | -1247 |  | 1600 | -353 | 78 | []
IT_GR_CO_00001 | N-1 400 kV Galatina-Arachthos | [MK-GR] 400 kV Bitola-Meliti | XFL_BI11_GMELIT11_1:line | -1243 |  | 1600 | -357 | 78 | []
BG_CO_00016 | N-1 400kV Kozloduy - Sofia Zapad ck.2 | [MK-GR] 400 kV Bitola-Meliti | XFL_BI11_GMELIT11_1:line | -1242 |  | 1600 | -358 | 78 | []
RS_CO_00003 | N-1 400 kV Vranje 4 âLeskovac 2 | [MK-GR] 400 kV Bitola-Meliti | XFL_BI11_GMELIT11_1:line | -1241 |  | 1600 | -359 | 78 | []
RS_KS_CO_00002 | N-1 400 kV Kosovo B-Nis 2 | [MK-GR] 400 kV Bitola-Meliti | XFL_BI11_GMELIT11_1:line | -1240 |  | 1600 | -360 | 78 | []
RS_MK_00001 | N-1 400 kV Vranje 4 -Stip | [MK-GR] 400 kV Bitola-Meliti | XFL_BI11_GMELIT11_1:line | -1236 |  | 1600 | -364 | 77 | []
BG_RS_CO_00001 | N-1 400kV Sofia Zapad - Nis Â | [MK-GR] 400 kV Bitola-Meliti | XFL_BI11_GMELIT11_1:line | -1233 |  | 1600 | -367 | 77 | []
BC | Base Case | [MK-GR] 400 kV Bitola-Meliti | XFL_BI11_GMELIT11_1:line | -1232 |  | 1600 | -368 | 77 | []
BG_CO_00009 | N-1 400kV Maritsa Iztok 2Â - Maritsa Iztok 3 | [MK-GR] 400 kV Bitola-Meliti | XFL_BI11_GMELIT11_1:line | -1232 |  | 1600 | -368 | 77 | []
BG_CO_00010 | N-1 400kV Maritsa Iztok â Maritsa Iztok 3 | [MK-GR] 400 kV Bitola-Meliti | XFL_BI11_GMELIT11_1:line | -1232 |  | 1600 | -368 | 77 | []
BG_TR_CO_00001 | N-1 400kV Maritsa 3 - Hamitabat 1 | [MK-GR] 400 kV Bitola-Meliti | XFL_BI11_GMELIT11_1:line | -1232 |  | 1600 | -368 | 77 | []
BG_CO_00013 | N-1 400kV Burgas â Maritsa Iztok 2 | [MK-GR] 400 kV Bitola-Meliti | XFL_BI11_GMELIT11_1:line | -1231 |  | 1600 | -369 | 77 | []
TR_CO_00001 | N-1 400 kV Habitabat NGCC -Babaeski | [MK-GR] 400 kV Bitola-Meliti | XFL_BI11_GMELIT11_1:line | -1231 |  | 1600 | -369 | 77 | []
BG_TR_CO_00002 | N-1 400kV Maritsa 3 - Hamitabat 2 | [MK-GR] 400 kV Bitola-Meliti | XFL_BI11_GMELIT11_1:line | -1231 |  | 1600 | -369 | 77 | []
BG_CO_00012 | Â N-1 400kV Varna - Burgas | [MK-GR] 400 kV Bitola-Meliti | XFL_BI11_GMELIT11_1:line | -1228 |  | 1600 | -372 | 77 | []
BG_CO_00002 | N-1 400kV Sofia Zapad - Chervena Mogila ck. 2 | [MK-GR] 400 kV Bitola-Meliti | XFL_BI11_GMELIT11_1:line | -1227 |  | 1600 | -373 | 77 | []
BG_CO_00011 | N-1 400kV Maritsa Iztok - Plovdiv | [MK-GR] 400 kV Bitola-Meliti | XFL_BI11_GMELIT11_1:line | -1226 |  | 1600 | -374 | 77 | []
GR_CO_00003 | N-1 400 kV Meliti-Amideo ck.2 | [MK-GR] 400 kV Dubrovo-Thessaloniki | XTH_DU11_GTHESS11_1:line | -1212 |  | 1600 | -388 | 76 | []
MK_CO_00002 | N-1 400 kV Dubrovo âStip | [MK-GR] 400 kV Bitola-Meliti | XFL_BI11_GMELIT11_1:line | -1207 |  | 1600 | -393 | 75 | []
MK_GR_CO_00001 | N-1 400 kV Bitola-Meliti | [MK-GR] 400 kV Dubrovo-Thessaloniki | XTH_DU11_GTHESS11_1:line | -1207 |  | 1600 | -393 | 75 | []
BG_CO_00005, BG_CO_00007 | N-1 400kV Vetren - Chervena Mogila , N-1 400kV Vetren - Chervena Mogila | [MK-GR] 400 kV Bitola-Meliti | XFL_BI11_GMELIT11_1:line | -1195 |  | 1600 | -405 | 75 | []
BG_CO_00006, BG_CO_00008 | N-1 400kV Plovdiv - Vetren , N-1 400kV Plovdiv - Vetren | [MK-GR] 400 kV Bitola-Meliti | XFL_BI11_GMELIT11_1:line | -1193 |  | 1600 | -407 | 75 | []
GR_CO_00005 | N-1 400 kV Thessaloniki-Lagadas ck.2 | [MK-GR] 400 kV Bitola-Meliti | XFL_BI11_GMELIT11_1:line | -1192 |  | 1600 | -408 | 74 | []
MK_CO_00003 | N-1 400 kV Skopje 4 âSkopje 5 | [MK-GR] 400 kV Bitola-Meliti | XFL_BI11_GMELIT11_1:line | -1159 |  | 1600 | -441 | 72 | []

## 2230Preventive
Detailed results
Generated at: | 2023-12-20 21:22
Business day: | 22.12.2023
Timestamp: | 22:30
Border & direction: | North-Greece Exporting
Horizon: | 2D
Remedial actions: | true
Evaluation type: | PREVENTIVE
TTC [MW]: | 2133
Fallback applied | false
Loading threshold | 0.7
Applied RAs
CO ID | RA ID | Name of the RA | Usage | Type | Location | Status
Limiting CNECs
CO ID | Name of the CO | Name of the CNE | CNE UCTE branch | Calculated I (A) | I max (PRE) | I max (CUR) | Margin (A) | Loading (%) | Applicable curative RAs
AL_GR_CO_00001 | N-1 400 kV Zemplak-Kardia | [MK-GR] 400 kV Bitola-Meliti | XFL_BI11_GMELIT11_1:line | -1596 | 1600 | 1600 | -4 | 100 | []
AL_CO_00002 | N-1 400 kV Elbasan 2-Zemlak | [MK-GR] 400 kV Bitola-Meliti | XFL_BI11_GMELIT11_1:line | -1466 | 1600 | 1600 | -134 | 92 | []
MK_GR_CO_00002 | N-1 400 kV Dubrovo-Thessaloniki | [MK-GR] 400 kV Bitola-Meliti | XFL_BI11_GMELIT11_1:line | -1419 | 1600 | 1600 | -181 | 89 | []
KS_CO_00001 | N-1 400 kV Kosovo B-Urosevac | [MK-GR] 400 kV Bitola-Meliti | XFL_BI11_GMELIT11_1:line | -1317 | 1600 | 1600 | -283 | 82 | []
GR_CO_00004 | N-1 400 kV Amideo-Lagadas ck.2 | [MK-GR] 400 kV Bitola-Meliti | XFL_BI11_GMELIT11_1:line | -1307 | 1600 | 1600 | -293 | 82 | []
GR_CO_00001 | N-1 400 kV Filippoi-Nea Santa ck.2 | [MK-GR] 400 kV Bitola-Meliti | XFL_BI11_GMELIT11_1:line | -1281 | 1600 | 1600 | -319 | 80 | []
AL_CO_00001 | N-1 400 kV Elbasan 2-Tirana 2 | [MK-GR] 400 kV Bitola-Meliti | XFL_BI11_GMELIT11_1:line | -1280 | 1600 | 1600 | -320 | 80 | []
BG_MK_CO_00001 | N-1 400kV Chervena Mogila - Stip Â | [MK-GR] 400 kV Bitola-Meliti | XFL_BI11_GMELIT11_1:line | -1270 | 1600 | 1600 | -330 | 79 | []
MK_KS_CO_00001 | N-1 400 kV Skopje 5 âUrosevac | [MK-GR] 400 kV Bitola-Meliti | XFL_BI11_GMELIT11_1:line | -1268 | 1600 | 1600 | -332 | 79 | []
GR_CO_00002 | N-1 400 kV Filippoi-Lagadas ck.2 | [MK-GR] 400 kV Bitola-Meliti | XFL_BI11_GMELIT11_1:line | -1262 | 1600 | 1600 | -338 | 79 | []
TR_GR_CO_00001 | N-1 400 kV Babaeski-N Santa | [MK-GR] 400 kV Bitola-Meliti | XFL_BI11_GMELIT11_1:line | -1236 | 1600 | 1600 | -364 | 77 | []
BG_GR_CO_00002 | N-1 400 kV Maritsa Iztok-Nea Santa | [MK-GR] 400 kV Bitola-Meliti | XFL_BI11_GMELIT11_1:line | -1232 | 1600 | 1600 | -368 | 77 | []
BG_GR_CO_00001 | N-1 400 kV Blagoevgrad-Thessaloniki | [MK-GR] 400 kV Bitola-Meliti | XFL_BI11_GMELIT11_1:line | -1232 | 1600 | 1600 | -368 | 77 | []
RS_CO_00004 | N-1 400 kV Nis 2 âLeskovac 2 | [MK-GR] 400 kV Bitola-Meliti | XFL_BI11_GMELIT11_1:line | -1232 | 1600 | 1600 | -368 | 77 | []
MK_CO_00002 | N-1 400 kV Dubrovo âStip | [MK-GR] 400 kV Bitola-Meliti | XFL_BI11_GMELIT11_1:line | -1227 | 1600 | 1600 | -373 | 77 | []
KS_ME_CO_00001 | N-1 400 kV Pec 3-Ribarevina | [MK-GR] 400 kV Bitola-Meliti | XFL_BI11_GMELIT11_1:line | -1225 | 1600 | 1600 | -375 | 77 | []
RS_CO_00003 | N-1 400 kV Vranje 4 âLeskovac 2 | [MK-GR] 400 kV Bitola-Meliti | XFL_BI11_GMELIT11_1:line | -1222 | 1600 | 1600 | -378 | 76 | []
RS_KS_CO_00002 | N-1 400 kV Kosovo B-Nis 2 | [MK-GR] 400 kV Bitola-Meliti | XFL_BI11_GMELIT11_1:line | -1220 | 1600 | 1600 | -380 | 76 | []
RS_MK_00001 | N-1 400 kV Vranje 4 -Stip | [MK-GR] 400 kV Bitola-Meliti | XFL_BI11_GMELIT11_1:line | -1218 | 1600 | 1600 | -382 | 76 | []
BG_CO_00016 | N-1 400kV Kozloduy - Sofia Zapad ck.2 | [MK-GR] 400 kV Bitola-Meliti | XFL_BI11_GMELIT11_1:line | -1217 | 1600 | 1600 | -383 | 76 | []
AL_ME_CO_00001 | N-1 400 kV Tirana 2âPodgorica 2 | [MK-GR] 400 kV Bitola-Meliti | XFL_BI11_GMELIT11_1:line | -1214 | 1600 | 1600 | -386 | 76 | []
BG_RS_CO_00001 | N-1 400kV Sofia Zapad - Nis Â | [MK-GR] 400 kV Bitola-Meliti | XFL_BI11_GMELIT11_1:line | -1206 | 1600 | 1600 | -394 | 75 | []
TR_CO_00001 | N-1 400 kV Habitabat NGCC -Babaeski | [MK-GR] 400 kV Bitola-Meliti | XFL_BI11_GMELIT11_1:line | -1204 | 1600 | 1600 | -396 | 75 | []
BC | Base Case | [MK-GR] 400 kV Bitola-Meliti | XFL_BI11_GMELIT11_1:line | -1204 | 1600 | 1600 | -396 | 75 | []
BG_CO_00010 | N-1 400kV Maritsa Iztok â Maritsa Iztok 3 | [MK-GR] 400 kV Bitola-Meliti | XFL_BI11_GMELIT11_1:line | -1203 | 1600 | 1600 | -397 | 75 | []
BG_CO_00009 | N-1 400kV Maritsa Iztok 2Â - Maritsa Iztok 3 | [MK-GR] 400 kV Bitola-Meliti | XFL_BI11_GMELIT11_1:line | -1201 | 1600 | 1600 | -399 | 75 | []
BG_CO_00001 | N-1 400kV Chervena Mogila - Blagoevgrad ck. 2 | [MK-GR] 400 kV Bitola-Meliti | XFL_BI11_GMELIT11_1:line | -1201 | 1600 | 1600 | -399 | 75 | []
BG_CO_00013 | N-1 400kV Burgas â Maritsa Iztok 2 | [MK-GR] 400 kV Bitola-Meliti | XFL_BI11_GMELIT11_1:line | -1201 | 1600 | 1600 | -399 | 75 | []
BG_TR_CO_00001 | N-1 400kV Maritsa 3 - Hamitabat 1 | [MK-GR] 400 kV Bitola-Meliti | XFL_BI11_GMELIT11_1:line | -1200 | 1600 | 1600 | -400 | 75 | []
BG_CO_00012 | Â N-1 400kV Varna - Burgas | [MK-GR] 400 kV Bitola-Meliti | XFL_BI11_GMELIT11_1:line | -1199 | 1600 | 1600 | -401 | 75 | []
BG_TR_CO_00002 | N-1 400kV Maritsa 3 - Hamitabat 2 | [MK-GR] 400 kV Bitola-Meliti | XFL_BI11_GMELIT11_1:line | -1198 | 1600 | 1600 | -402 | 75 | []
BG_CO_00002 | N-1 400kV Sofia Zapad - Chervena Mogila ck. 2 | [MK-GR] 400 kV Bitola-Meliti | XFL_BI11_GMELIT11_1:line | -1196 | 1600 | 1600 | -404 | 75 | []
BG_CO_00011 | N-1 400kV Maritsa Iztok - Plovdiv | [MK-GR] 400 kV Bitola-Meliti | XFL_BI11_GMELIT11_1:line | -1194 | 1600 | 1600 | -406 | 75 | []
GR_CO_00005 | N-1 400 kV Thessaloniki-Lagadas ck.2 | [MK-GR] 400 kV Bitola-Meliti | XFL_BI11_GMELIT11_1:line | -1182 | 1600 | 1600 | -418 | 74 | []
BG_CO_00005, BG_CO_00007 | N-1 400kV Vetren - Chervena Mogila , N-1 400kV Vetren - Chervena Mogila | [MK-GR] 400 kV Bitola-Meliti | XFL_BI11_GMELIT11_1:line | -1167 | 1600 | 1600 | -433 | 73 | []
BG_CO_00006, BG_CO_00008 | N-1 400kV Plovdiv - Vetren , N-1 400kV Plovdiv - Vetren | [MK-GR] 400 kV Bitola-Meliti | XFL_BI11_GMELIT11_1:line | -1165 | 1600 | 1600 | -435 | 73 | []
MK_CO_00003 | N-1 400 kV Skopje 4 âSkopje 5 | [MK-GR] 400 kV Bitola-Meliti | XFL_BI11_GMELIT11_1:line | -1135 | 1600 | 1600 | -465 | 71 | []

## 2230Curative
Detailed results
Generated at: | 2023-12-20 21:22
Business day: | 22.12.2023
Timestamp: | 22:30
Border & direction: | North-Greece Exporting
Horizon: | 2D
Remedial actions: | true
Evaluation type: | CURATIVE
TTC [MW]: | 2133
Fallback applied | false
Loading threshold | 0.7
Applied RAs
CO ID | RA ID | Name of the RA | Usage | Type | Location | Status
Limiting CNECs
CO ID | Name of the CO | Name of the CNE | CNE UCTE branch | Calculated I (A) | I max (PRE) | I max (CUR) | Margin (A) | Loading (%) | Applicable curative RAs
AL_GR_CO_00001 | N-1 400 kV Zemplak-Kardia | [MK-GR] 400 kV Bitola-Meliti | XFL_BI11_GMELIT11_1:line | -1596 |  | 1600 | -4 | 100 | []
AL_CO_00002 | N-1 400 kV Elbasan 2-Zemlak | [MK-GR] 400 kV Bitola-Meliti | XFL_BI11_GMELIT11_1:line | -1466 |  | 1600 | -134 | 92 | []
MK_GR_CO_00002 | N-1 400 kV Dubrovo-Thessaloniki | [MK-GR] 400 kV Bitola-Meliti | XFL_BI11_GMELIT11_1:line | -1419 |  | 1600 | -181 | 89 | []
KS_CO_00001 | N-1 400 kV Kosovo B-Urosevac | [MK-GR] 400 kV Bitola-Meliti | XFL_BI11_GMELIT11_1:line | -1317 |  | 1600 | -283 | 82 | []
GR_CO_00004 | N-1 400 kV Amideo-Lagadas ck.2 | [MK-GR] 400 kV Bitola-Meliti | XFL_BI11_GMELIT11_1:line | -1307 |  | 1600 | -293 | 82 | []
GR_CO_00001 | N-1 400 kV Filippoi-Nea Santa ck.2 | [MK-GR] 400 kV Bitola-Meliti | XFL_BI11_GMELIT11_1:line | -1281 |  | 1600 | -319 | 80 | []
AL_CO_00001 | N-1 400 kV Elbasan 2-Tirana 2 | [MK-GR] 400 kV Bitola-Meliti | XFL_BI11_GMELIT11_1:line | -1280 |  | 1600 | -320 | 80 | []
BG_MK_CO_00001 | N-1 400kV Chervena Mogila - Stip Â | [MK-GR] 400 kV Bitola-Meliti | XFL_BI11_GMELIT11_1:line | -1270 |  | 1600 | -330 | 79 | []
MK_KS_CO_00001 | N-1 400 kV Skopje 5 âUrosevac | [MK-GR] 400 kV Bitola-Meliti | XFL_BI11_GMELIT11_1:line | -1268 |  | 1600 | -332 | 79 | []
GR_CO_00002 | N-1 400 kV Filippoi-Lagadas ck.2 | [MK-GR] 400 kV Bitola-Meliti | XFL_BI11_GMELIT11_1:line | -1262 |  | 1600 | -338 | 79 | []
TR_GR_CO_00001 | N-1 400 kV Babaeski-N Santa | [MK-GR] 400 kV Bitola-Meliti | XFL_BI11_GMELIT11_1:line | -1236 |  | 1600 | -364 | 77 | []
BG_GR_CO_00002 | N-1 400 kV Maritsa Iztok-Nea Santa | [MK-GR] 400 kV Bitola-Meliti | XFL_BI11_GMELIT11_1:line | -1232 |  | 1600 | -368 | 77 | []
BG_GR_CO_00001 | N-1 400 kV Blagoevgrad-Thessaloniki | [MK-GR] 400 kV Bitola-Meliti | XFL_BI11_GMELIT11_1:line | -1232 |  | 1600 | -368 | 77 | []
RS_CO_00004 | N-1 400 kV Nis 2 âLeskovac 2 | [MK-GR] 400 kV Bitola-Meliti | XFL_BI11_GMELIT11_1:line | -1232 |  | 1600 | -368 | 77 | []
MK_CO_00002 | N-1 400 kV Dubrovo âStip | [MK-GR] 400 kV Bitola-Meliti | XFL_BI11_GMELIT11_1:line | -1227 |  | 1600 | -373 | 77 | []
KS_ME_CO_00001 | N-1 400 kV Pec 3-Ribarevina | [MK-GR] 400 kV Bitola-Meliti | XFL_BI11_GMELIT11_1:line | -1225 |  | 1600 | -375 | 77 | []
RS_CO_00003 | N-1 400 kV Vranje 4 âLeskovac 2 | [MK-GR] 400 kV Bitola-Meliti | XFL_BI11_GMELIT11_1:line | -1222 |  | 1600 | -378 | 76 | []
RS_KS_CO_00002 | N-1 400 kV Kosovo B-Nis 2 | [MK-GR] 400 kV Bitola-Meliti | XFL_BI11_GMELIT11_1:line | -1220 |  | 1600 | -380 | 76 | []
RS_MK_00001 | N-1 400 kV Vranje 4 -Stip | [MK-GR] 400 kV Bitola-Meliti | XFL_BI11_GMELIT11_1:line | -1218 |  | 1600 | -382 | 76 | []
BG_CO_00016 | N-1 400kV Kozloduy - Sofia Zapad ck.2 | [MK-GR] 400 kV Bitola-Meliti | XFL_BI11_GMELIT11_1:line | -1217 |  | 1600 | -383 | 76 | []
AL_ME_CO_00001 | N-1 400 kV Tirana 2âPodgorica 2 | [MK-GR] 400 kV Bitola-Meliti | XFL_BI11_GMELIT11_1:line | -1214 |  | 1600 | -386 | 76 | []
BG_RS_CO_00001 | N-1 400kV Sofia Zapad - Nis Â | [MK-GR] 400 kV Bitola-Meliti | XFL_BI11_GMELIT11_1:line | -1206 |  | 1600 | -394 | 75 | []
TR_CO_00001 | N-1 400 kV Habitabat NGCC -Babaeski | [MK-GR] 400 kV Bitola-Meliti | XFL_BI11_GMELIT11_1:line | -1204 |  | 1600 | -396 | 75 | []
BC | Base Case | [MK-GR] 400 kV Bitola-Meliti | XFL_BI11_GMELIT11_1:line | -1204 |  | 1600 | -396 | 75 | []
BG_CO_00010 | N-1 400kV Maritsa Iztok â Maritsa Iztok 3 | [MK-GR] 400 kV Bitola-Meliti | XFL_BI11_GMELIT11_1:line | -1203 |  | 1600 | -397 | 75 | []
BG_CO_00009 | N-1 400kV Maritsa Iztok 2Â - Maritsa Iztok 3 | [MK-GR] 400 kV Bitola-Meliti | XFL_BI11_GMELIT11_1:line | -1201 |  | 1600 | -399 | 75 | []
BG_CO_00001 | N-1 400kV Chervena Mogila - Blagoevgrad ck. 2 | [MK-GR] 400 kV Bitola-Meliti | XFL_BI11_GMELIT11_1:line | -1201 |  | 1600 | -399 | 75 | []
BG_CO_00013 | N-1 400kV Burgas â Maritsa Iztok 2 | [MK-GR] 400 kV Bitola-Meliti | XFL_BI11_GMELIT11_1:line | -1201 |  | 1600 | -399 | 75 | []
BG_TR_CO_00001 | N-1 400kV Maritsa 3 - Hamitabat 1 | [MK-GR] 400 kV Bitola-Meliti | XFL_BI11_GMELIT11_1:line | -1200 |  | 1600 | -400 | 75 | []
BG_CO_00012 | Â N-1 400kV Varna - Burgas | [MK-GR] 400 kV Bitola-Meliti | XFL_BI11_GMELIT11_1:line | -1199 |  | 1600 | -401 | 75 | []
BG_TR_CO_00002 | N-1 400kV Maritsa 3 - Hamitabat 2 | [MK-GR] 400 kV Bitola-Meliti | XFL_BI11_GMELIT11_1:line | -1198 |  | 1600 | -402 | 75 | []
BG_CO_00002 | N-1 400kV Sofia Zapad - Chervena Mogila ck. 2 | [MK-GR] 400 kV Bitola-Meliti | XFL_BI11_GMELIT11_1:line | -1196 |  | 1600 | -404 | 75 | []
BG_CO_00011 | N-1 400kV Maritsa Iztok - Plovdiv | [MK-GR] 400 kV Bitola-Meliti | XFL_BI11_GMELIT11_1:line | -1194 |  | 1600 | -406 | 75 | []
GR_CO_00005 | N-1 400 kV Thessaloniki-Lagadas ck.2 | [MK-GR] 400 kV Bitola-Meliti | XFL_BI11_GMELIT11_1:line | -1182 |  | 1600 | -418 | 74 | []
BG_CO_00005, BG_CO_00007 | N-1 400kV Vetren - Chervena Mogila , N-1 400kV Vetren - Chervena Mogila | [MK-GR] 400 kV Bitola-Meliti | XFL_BI11_GMELIT11_1:line | -1167 |  | 1600 | -433 | 73 | []
BG_CO_00006, BG_CO_00008 | N-1 400kV Plovdiv - Vetren , N-1 400kV Plovdiv - Vetren | [MK-GR] 400 kV Bitola-Meliti | XFL_BI11_GMELIT11_1:line | -1165 |  | 1600 | -435 | 73 | []
MK_CO_00003 | N-1 400 kV Skopje 4 âSkopje 5 | [MK-GR] 400 kV Bitola-Meliti | XFL_BI11_GMELIT11_1:line | -1135 |  | 1600 | -465 | 71 | []

## 2330Preventive
Detailed results
Generated at: | 2023-12-20 21:22
Business day: | 22.12.2023
Timestamp: | 23:30
Border & direction: | North-Greece Exporting
Horizon: | 2D
Remedial actions: | true
Evaluation type: | PREVENTIVE
TTC [MW]: | 2272
Fallback applied | false
Loading threshold | 0.7
Applied RAs
CO ID | RA ID | Name of the RA | Usage | Type | Location | Status
Limiting CNECs
CO ID | Name of the CO | Name of the CNE | CNE UCTE branch | Calculated I (A) | I max (PRE) | I max (CUR) | Margin (A) | Loading (%) | Applicable curative RAs
AL_GR_CO_00001 | N-1 400 kV Zemplak-Kardia | [MK-GR] 400 kV Bitola-Meliti | XFL_BI11_GMELIT11_1:line | -1596 | 1600 | 1600 | -4 | 100 | []
AL_CO_00002 | N-1 400 kV Elbasan 2-Zemlak | [MK-GR] 400 kV Bitola-Meliti | XFL_BI11_GMELIT11_1:line | -1476 | 1600 | 1600 | -124 | 92 | []
MK_GR_CO_00002 | N-1 400 kV Dubrovo-Thessaloniki | [MK-GR] 400 kV Bitola-Meliti | XFL_BI11_GMELIT11_1:line | -1456 | 1600 | 1600 | -144 | 91 | []
KS_CO_00001 | N-1 400 kV Kosovo B-Urosevac | [MK-GR] 400 kV Bitola-Meliti | XFL_BI11_GMELIT11_1:line | -1382 | 1600 | 1600 | -218 | 86 | []
MK_KS_CO_00001 | N-1 400 kV Skopje 5 âUrosevac | [MK-GR] 400 kV Bitola-Meliti | XFL_BI11_GMELIT11_1:line | -1355 | 1600 | 1600 | -245 | 85 | []
GR_CO_00004 | N-1 400 kV Amideo-Lagadas ck.2 | [MK-GR] 400 kV Bitola-Meliti | XFL_BI11_GMELIT11_1:line | -1354 | 1600 | 1600 | -246 | 85 | []
GR_CO_00001 | N-1 400 kV Filippoi-Nea Santa ck.2 | [MK-GR] 400 kV Bitola-Meliti | XFL_BI11_GMELIT11_1:line | -1343 | 1600 | 1600 | -257 | 84 | []
IT_GR_CO_00001 | N-1 400 kV Galatina-Arachthos | [MK-GR] 400 kV Bitola-Meliti | XFL_BI11_GMELIT11_1:line | -1336 | 1600 | 1600 | -264 | 83 | []
GR_CO_00002 | N-1 400 kV Filippoi-Lagadas ck.2 | [MK-GR] 400 kV Bitola-Meliti | XFL_BI11_GMELIT11_1:line | -1316 | 1600 | 1600 | -284 | 82 | []
AL_CO_00001 | N-1 400 kV Elbasan 2-Tirana 2 | [MK-GR] 400 kV Bitola-Meliti | XFL_BI11_GMELIT11_1:line | -1300 | 1600 | 1600 | -300 | 81 | []
BG_MK_CO_00001 | N-1 400kV Chervena Mogila - Stip Â | [MK-GR] 400 kV Bitola-Meliti | XFL_BI11_GMELIT11_1:line | -1288 | 1600 | 1600 | -312 | 80 | []
TR_GR_CO_00001 | N-1 400 kV Babaeski-N Santa | [MK-GR] 400 kV Bitola-Meliti | XFL_BI11_GMELIT11_1:line | -1284 | 1600 | 1600 | -316 | 80 | []
BG_GR_CO_00001 | N-1 400 kV Blagoevgrad-Thessaloniki | [MK-GR] 400 kV Bitola-Meliti | XFL_BI11_GMELIT11_1:line | -1278 | 1600 | 1600 | -322 | 80 | []
BG_GR_CO_00002 | N-1 400 kV Maritsa Iztok-Nea Santa | [MK-GR] 400 kV Bitola-Meliti | XFL_BI11_GMELIT11_1:line | -1273 | 1600 | 1600 | -327 | 80 | []
RS_CO_00004 | N-1 400 kV Nis 2 âLeskovac 2 | [MK-GR] 400 kV Bitola-Meliti | XFL_BI11_GMELIT11_1:line | -1273 | 1600 | 1600 | -327 | 80 | []
KS_ME_CO_00001 | N-1 400 kV Pec 3-Ribarevina | [MK-GR] 400 kV Bitola-Meliti | XFL_BI11_GMELIT11_1:line | -1272 | 1600 | 1600 | -328 | 79 | []
RS_CO_00003 | N-1 400 kV Vranje 4 âLeskovac 2 | [MK-GR] 400 kV Bitola-Meliti | XFL_BI11_GMELIT11_1:line | -1264 | 1600 | 1600 | -336 | 79 | []
RS_MK_00001 | N-1 400 kV Vranje 4 -Stip | [MK-GR] 400 kV Bitola-Meliti | XFL_BI11_GMELIT11_1:line | -1261 | 1600 | 1600 | -339 | 79 | []
MK_CO_00002 | N-1 400 kV Dubrovo âStip | [MK-GR] 400 kV Bitola-Meliti | XFL_BI11_GMELIT11_1:line | -1256 | 1600 | 1600 | -344 | 78 | []
RS_KS_CO_00002 | N-1 400 kV Kosovo B-Nis 2 | [MK-GR] 400 kV Bitola-Meliti | XFL_BI11_GMELIT11_1:line | -1254 | 1600 | 1600 | -346 | 78 | []
BG_CO_00016 | N-1 400kV Kozloduy - Sofia Zapad ck.2 | [MK-GR] 400 kV Bitola-Meliti | XFL_BI11_GMELIT11_1:line | -1254 | 1600 | 1600 | -346 | 78 | []
AL_ME_CO_00001 | N-1 400 kV Tirana 2âPodgorica 2 | [MK-GR] 400 kV Bitola-Meliti | XFL_BI11_GMELIT11_1:line | -1240 | 1600 | 1600 | -360 | 78 | []
TR_CO_00001 | N-1 400 kV Habitabat NGCC -Babaeski | [MK-GR] 400 kV Bitola-Meliti | XFL_BI11_GMELIT11_1:line | -1240 | 1600 | 1600 | -360 | 77 | []
BC | Base Case | [MK-GR] 400 kV Bitola-Meliti | XFL_BI11_GMELIT11_1:line | -1238 | 1600 | 1600 | -362 | 77 | []
BG_CO_00010 | N-1 400kV Maritsa Iztok â Maritsa Iztok 3 | [MK-GR] 400 kV Bitola-Meliti | XFL_BI11_GMELIT11_1:line | -1238 | 1600 | 1600 | -362 | 77 | []
BG_CO_00001 | N-1 400kV Chervena Mogila - Blagoevgrad ck. 2 | [MK-GR] 400 kV Bitola-Meliti | XFL_BI11_GMELIT11_1:line | -1237 | 1600 | 1600 | -363 | 77 | []
BG_CO_00009 | N-1 400kV Maritsa Iztok 2Â - Maritsa Iztok 3 | [MK-GR] 400 kV Bitola-Meliti | XFL_BI11_GMELIT11_1:line | -1235 | 1600 | 1600 | -365 | 77 | []
BG_CO_00013 | N-1 400kV Burgas â Maritsa Iztok 2 | [MK-GR] 400 kV Bitola-Meliti | XFL_BI11_GMELIT11_1:line | -1234 | 1600 | 1600 | -366 | 77 | []
BG_TR_CO_00001 | N-1 400kV Maritsa 3 - Hamitabat 1 | [MK-GR] 400 kV Bitola-Meliti | XFL_BI11_GMELIT11_1:line | -1233 | 1600 | 1600 | -367 | 77 | []
BG_CO_00012 | Â N-1 400kV Varna - Burgas | [MK-GR] 400 kV Bitola-Meliti | XFL_BI11_GMELIT11_1:line | -1233 | 1600 | 1600 | -367 | 77 | []
BG_CO_00002 | N-1 400kV Sofia Zapad - Chervena Mogila ck. 2 | [MK-GR] 400 kV Bitola-Meliti | XFL_BI11_GMELIT11_1:line | -1233 | 1600 | 1600 | -367 | 77 | []
BG_RS_CO_00001 | N-1 400kV Sofia Zapad - Nis Â | [MK-GR] 400 kV Bitola-Meliti | XFL_BI11_GMELIT11_1:line | -1231 | 1600 | 1600 | -369 | 77 | []
BG_TR_CO_00002 | N-1 400kV Maritsa 3 - Hamitabat 2 | [MK-GR] 400 kV Bitola-Meliti | XFL_BI11_GMELIT11_1:line | -1231 | 1600 | 1600 | -369 | 77 | []
BG_CO_00011 | N-1 400kV Maritsa Iztok - Plovdiv | [MK-GR] 400 kV Bitola-Meliti | XFL_BI11_GMELIT11_1:line | -1226 | 1600 | 1600 | -374 | 77 | []
GR_CO_00005 | N-1 400 kV Thessaloniki-Lagadas ck.2 | [MK-GR] 400 kV Bitola-Meliti | XFL_BI11_GMELIT11_1:line | -1201 | 1600 | 1600 | -399 | 75 | []
BG_CO_00005, BG_CO_00007 | N-1 400kV Vetren - Chervena Mogila , N-1 400kV Vetren - Chervena Mogila | [MK-GR] 400 kV Bitola-Meliti | XFL_BI11_GMELIT11_1:line | -1195 | 1600 | 1600 | -405 | 75 | []
BG_CO_00006, BG_CO_00008 | N-1 400kV Plovdiv - Vetren , N-1 400kV Plovdiv - Vetren | [MK-GR] 400 kV Bitola-Meliti | XFL_BI11_GMELIT11_1:line | -1190 | 1600 | 1600 | -410 | 74 | []
MK_CO_00003 | N-1 400 kV Skopje 4 âSkopje 5 | [MK-GR] 400 kV Bitola-Meliti | XFL_BI11_GMELIT11_1:line | -1183 | 1600 | 1600 | -417 | 74 | []

## 2330Curative
Detailed results
Generated at: | 2023-12-20 21:22
Business day: | 22.12.2023
Timestamp: | 23:30
Border & direction: | North-Greece Exporting
Horizon: | 2D
Remedial actions: | true
Evaluation type: | CURATIVE
TTC [MW]: | 2272
Fallback applied | false
Loading threshold | 0.7
Applied RAs
CO ID | RA ID | Name of the RA | Usage | Type | Location | Status
Limiting CNECs
CO ID | Name of the CO | Name of the CNE | CNE UCTE branch | Calculated I (A) | I max (PRE) | I max (CUR) | Margin (A) | Loading (%) | Applicable curative RAs
AL_GR_CO_00001 | N-1 400 kV Zemplak-Kardia | [MK-GR] 400 kV Bitola-Meliti | XFL_BI11_GMELIT11_1:line | -1596 |  | 1600 | -4 | 100 | []
AL_CO_00002 | N-1 400 kV Elbasan 2-Zemlak | [MK-GR] 400 kV Bitola-Meliti | XFL_BI11_GMELIT11_1:line | -1476 |  | 1600 | -124 | 92 | []
MK_GR_CO_00002 | N-1 400 kV Dubrovo-Thessaloniki | [MK-GR] 400 kV Bitola-Meliti | XFL_BI11_GMELIT11_1:line | -1456 |  | 1600 | -144 | 91 | []
KS_CO_00001 | N-1 400 kV Kosovo B-Urosevac | [MK-GR] 400 kV Bitola-Meliti | XFL_BI11_GMELIT11_1:line | -1382 |  | 1600 | -218 | 86 | []
MK_KS_CO_00001 | N-1 400 kV Skopje 5 âUrosevac | [MK-GR] 400 kV Bitola-Meliti | XFL_BI11_GMELIT11_1:line | -1355 |  | 1600 | -245 | 85 | []
GR_CO_00004 | N-1 400 kV Amideo-Lagadas ck.2 | [MK-GR] 400 kV Bitola-Meliti | XFL_BI11_GMELIT11_1:line | -1354 |  | 1600 | -246 | 85 | []
GR_CO_00001 | N-1 400 kV Filippoi-Nea Santa ck.2 | [MK-GR] 400 kV Bitola-Meliti | XFL_BI11_GMELIT11_1:line | -1343 |  | 1600 | -257 | 84 | []
IT_GR_CO_00001 | N-1 400 kV Galatina-Arachthos | [MK-GR] 400 kV Bitola-Meliti | XFL_BI11_GMELIT11_1:line | -1336 |  | 1600 | -264 | 83 | []
GR_CO_00002 | N-1 400 kV Filippoi-Lagadas ck.2 | [MK-GR] 400 kV Bitola-Meliti | XFL_BI11_GMELIT11_1:line | -1316 |  | 1600 | -284 | 82 | []
AL_CO_00001 | N-1 400 kV Elbasan 2-Tirana 2 | [MK-GR] 400 kV Bitola-Meliti | XFL_BI11_GMELIT11_1:line | -1300 |  | 1600 | -300 | 81 | []
BG_MK_CO_00001 | N-1 400kV Chervena Mogila - Stip Â | [MK-GR] 400 kV Bitola-Meliti | XFL_BI11_GMELIT11_1:line | -1288 |  | 1600 | -312 | 80 | []
TR_GR_CO_00001 | N-1 400 kV Babaeski-N Santa | [MK-GR] 400 kV Bitola-Meliti | XFL_BI11_GMELIT11_1:line | -1284 |  | 1600 | -316 | 80 | []
BG_GR_CO_00001 | N-1 400 kV Blagoevgrad-Thessaloniki | [MK-GR] 400 kV Bitola-Meliti | XFL_BI11_GMELIT11_1:line | -1278 |  | 1600 | -322 | 80 | []
BG_GR_CO_00002 | N-1 400 kV Maritsa Iztok-Nea Santa | [MK-GR] 400 kV Bitola-Meliti | XFL_BI11_GMELIT11_1:line | -1273 |  | 1600 | -327 | 80 | []
RS_CO_00004 | N-1 400 kV Nis 2 âLeskovac 2 | [MK-GR] 400 kV Bitola-Meliti | XFL_BI11_GMELIT11_1:line | -1273 |  | 1600 | -327 | 80 | []
KS_ME_CO_00001 | N-1 400 kV Pec 3-Ribarevina | [MK-GR] 400 kV Bitola-Meliti | XFL_BI11_GMELIT11_1:line | -1272 |  | 1600 | -328 | 79 | []
RS_CO_00003 | N-1 400 kV Vranje 4 âLeskovac 2 | [MK-GR] 400 kV Bitola-Meliti | XFL_BI11_GMELIT11_1:line | -1264 |  | 1600 | -336 | 79 | []
RS_MK_00001 | N-1 400 kV Vranje 4 -Stip | [MK-GR] 400 kV Bitola-Meliti | XFL_BI11_GMELIT11_1:line | -1261 |  | 1600 | -339 | 79 | []
MK_CO_00002 | N-1 400 kV Dubrovo âStip | [MK-GR] 400 kV Bitola-Meliti | XFL_BI11_GMELIT11_1:line | -1256 |  | 1600 | -344 | 78 | []
RS_KS_CO_00002 | N-1 400 kV Kosovo B-Nis 2 | [MK-GR] 400 kV Bitola-Meliti | XFL_BI11_GMELIT11_1:line | -1254 |  | 1600 | -346 | 78 | []
BG_CO_00016 | N-1 400kV Kozloduy - Sofia Zapad ck.2 | [MK-GR] 400 kV Bitola-Meliti | XFL_BI11_GMELIT11_1:line | -1254 |  | 1600 | -346 | 78 | []
AL_ME_CO_00001 | N-1 400 kV Tirana 2âPodgorica 2 | [MK-GR] 400 kV Bitola-Meliti | XFL_BI11_GMELIT11_1:line | -1240 |  | 1600 | -360 | 78 | []
TR_CO_00001 | N-1 400 kV Habitabat NGCC -Babaeski | [MK-GR] 400 kV Bitola-Meliti | XFL_BI11_GMELIT11_1:line | -1240 |  | 1600 | -360 | 77 | []
BC | Base Case | [MK-GR] 400 kV Bitola-Meliti | XFL_BI11_GMELIT11_1:line | -1238 |  | 1600 | -362 | 77 | []
BG_CO_00010 | N-1 400kV Maritsa Iztok â Maritsa Iztok 3 | [MK-GR] 400 kV Bitola-Meliti | XFL_BI11_GMELIT11_1:line | -1238 |  | 1600 | -362 | 77 | []
BG_CO_00001 | N-1 400kV Chervena Mogila - Blagoevgrad ck. 2 | [MK-GR] 400 kV Bitola-Meliti | XFL_BI11_GMELIT11_1:line | -1237 |  | 1600 | -363 | 77 | []
BG_CO_00009 | N-1 400kV Maritsa Iztok 2Â - Maritsa Iztok 3 | [MK-GR] 400 kV Bitola-Meliti | XFL_BI11_GMELIT11_1:line | -1235 |  | 1600 | -365 | 77 | []
BG_CO_00013 | N-1 400kV Burgas â Maritsa Iztok 2 | [MK-GR] 400 kV Bitola-Meliti | XFL_BI11_GMELIT11_1:line | -1234 |  | 1600 | -366 | 77 | []
BG_TR_CO_00001 | N-1 400kV Maritsa 3 - Hamitabat 1 | [MK-GR] 400 kV Bitola-Meliti | XFL_BI11_GMELIT11_1:line | -1233 |  | 1600 | -367 | 77 | []
BG_CO_00012 | Â N-1 400kV Varna - Burgas | [MK-GR] 400 kV Bitola-Meliti | XFL_BI11_GMELIT11_1:line | -1233 |  | 1600 | -367 | 77 | []
BG_CO_00002 | N-1 400kV Sofia Zapad - Chervena Mogila ck. 2 | [MK-GR] 400 kV Bitola-Meliti | XFL_BI11_GMELIT11_1:line | -1233 |  | 1600 | -367 | 77 | []
BG_RS_CO_00001 | N-1 400kV Sofia Zapad - Nis Â | [MK-GR] 400 kV Bitola-Meliti | XFL_BI11_GMELIT11_1:line | -1231 |  | 1600 | -369 | 77 | []
BG_TR_CO_00002 | N-1 400kV Maritsa 3 - Hamitabat 2 | [MK-GR] 400 kV Bitola-Meliti | XFL_BI11_GMELIT11_1:line | -1231 |  | 1600 | -369 | 77 | []
BG_CO_00011 | N-1 400kV Maritsa Iztok - Plovdiv | [MK-GR] 400 kV Bitola-Meliti | XFL_BI11_GMELIT11_1:line | -1226 |  | 1600 | -374 | 77 | []
GR_CO_00005 | N-1 400 kV Thessaloniki-Lagadas ck.2 | [MK-GR] 400 kV Bitola-Meliti | XFL_BI11_GMELIT11_1:line | -1201 |  | 1600 | -399 | 75 | []
BG_CO_00005, BG_CO_00007 | N-1 400kV Vetren - Chervena Mogila , N-1 400kV Vetren - Chervena Mogila | [MK-GR] 400 kV Bitola-Meliti | XFL_BI11_GMELIT11_1:line | -1195 |  | 1600 | -405 | 75 | []
BG_CO_00006, BG_CO_00008 | N-1 400kV Plovdiv - Vetren , N-1 400kV Plovdiv - Vetren | [MK-GR] 400 kV Bitola-Meliti | XFL_BI11_GMELIT11_1:line | -1190 |  | 1600 | -410 | 74 | []
MK_CO_00003 | N-1 400 kV Skopje 4 âSkopje 5 | [MK-GR] 400 kV Bitola-Meliti | XFL_BI11_GMELIT11_1:line | -1183 |  | 1600 | -417 | 74 | []