## 1230Preventive
Detailed results
Generated at: | 2023-12-31 07:54
Business day: | 31.12.2023
Timestamp: | 12:30
Border & direction: | North-Greece Importing
Horizon: | ID
Remedial actions: | true
Evaluation type: | PREVENTIVE
TTC [MW]: | 2761
Fallback applied | false
Loading threshold | 0.7
Applied RAs
CO ID | RA ID | Name of the RA | Usage | Type | Location | Status
Limiting CNECs
CO ID | Name of the CO | Name of the CNE | CNE UCTE branch | Calculated I (A) | I max (PRE) | I max (CUR) | Margin (A) | Loading (%) | Applicable curative RAs
AL_GR_CO_00001 | N-1 400 kV Zemplak-Kardia | [MK-GR] 400 kV Bitola-Meliti | XFL_BI11_GMELIT11_1:line | 1533 | 1600 | 1600 | -67 | 96 | []
AL_CO_00002 | N-1 400 kV Elbasan 2-Zemlak | [MK-GR] 400 kV Bitola-Meliti | XFL_BI11_GMELIT11_1:line | 1467 | 1600 | 1600 | -133 | 92 | []
MK_GR_CO_00002 | N-1 400 kV Dubrovo-Thessaloniki | [MK-GR] 400 kV Bitola-Meliti | XFL_BI11_GMELIT11_1:line | 1412 | 1600 | 1600 | -188 | 88 | []
BG_CO_00001 | N-1 400kV Chervena Mogila - Blagoevgrad ck. 1 | [MK-GR] 400 kV Bitola-Meliti | XFL_BI11_GMELIT11_1:line | 1404 | 1600 | 1600 | -196 | 88 | []
BG_GR_CO_00001 | N-1 400 kV Blagoevgrad - Thessaloniki | [MK-GR] 400 kV Bitola-Meliti | XFL_BI11_GMELIT11_1:line | 1364 | 1600 | 1600 | -236 | 85 | []
GR_CO_00001 | N-1 400 kV Filippoi-Nea Santa ck.2 | [MK-GR] 400 kV Bitola-Meliti | XFL_BI11_GMELIT11_1:line | 1358 | 1600 | 1600 | -242 | 85 | []
AL_CO_00001 | N-1 400 kV Elbasan 2-Tirana 2 | [MK-GR] 400 kV Bitola-Meliti | XFL_BI11_GMELIT11_1:line | 1299 | 1600 | 1600 | -301 | 81 | []
GR_CO_00004 | N-1 400 kV Amideo-Lagadas ck.2 | [MK-GR] 400 kV Bitola-Meliti | XFL_BI11_GMELIT11_1:line | 1296 | 1600 | 1600 | -304 | 81 | []
GR_CO_00002 | N-1 400 kV Filippoi-Lagadas ck.2 | [MK-GR] 400 kV Bitola-Meliti | XFL_BI11_GMELIT11_1:line | 1291 | 1600 | 1600 | -309 | 81 | []
BG_GR_CO_00002 | N-1 400kV MARITSA IZTOK-NEA SANTA-CK-1 | [MK-GR] 400 kV Bitola-Meliti | XFL_BI11_GMELIT11_1:line | 1238 | 1600 | 1600 | -362 | 77 | []
AL_ME_CO_00001 | N-1 400 kV Tirana 2âPodgorica 2 | [MK-GR] 400 kV Bitola-Meliti | XFL_BI11_GMELIT11_1:line | 1223 | 1600 | 1600 | -377 | 76 | []
TR_GR_CO_00001 | N-1 400 kV Babaeski-N Santa | [MK-GR] 400 kV Bitola-Meliti | XFL_BI11_GMELIT11_1:line | 1203 | 1600 | 1600 | -397 | 75 | []
BG_TR_CO_00002 | N-1 400kV Maritsa 3 - Hamitabat 2 | [MK-GR] 400 kV Bitola-Meliti | XFL_BI11_GMELIT11_1:line | 1186 | 1600 | 1600 | -414 | 74 | []
BG_CO_00009 | N-1 400kV Maritsa Iztok 2Â - Maritsa Iztok 3 | [MK-GR] 400 kV Bitola-Meliti | XFL_BI11_GMELIT11_1:line | 1182 | 1600 | 1600 | -418 | 74 | []
BG_TR_CO_00001 | N-1 400kV Maritsa 3 - Hamitabat 1 | [MK-GR] 400 kV Bitola-Meliti | XFL_BI11_GMELIT11_1:line | 1182 | 1600 | 1600 | -418 | 74 | []
TR_CO_00001 | N-1 400 kV Habitabat NGCC -Babaeski | [MK-GR] 400 kV Bitola-Meliti | XFL_BI11_GMELIT11_1:line | 1182 | 1600 | 1600 | -418 | 74 | []
BG_CO_00002 | N-1 400kV Sofia Zapad - Chervena Mogila ck. 1 | [MK-GR] 400 kV Bitola-Meliti | XFL_BI11_GMELIT11_1:line | 1178 | 1600 | 1600 | -422 | 74 | []
BG_CO_00012 | Â N-1 400kV Varna - Burgas | [MK-GR] 400 kV Bitola-Meliti | XFL_BI11_GMELIT11_1:line | 1176 | 1600 | 1600 | -424 | 73 | []
BC | Base Case | [MK-GR] 400 kV Bitola-Meliti | XFL_BI11_GMELIT11_1:line | 1175 | 1600 | 1600 | -425 | 73 | []
BG_CO_00010 | N-1 400kV Maritsa Iztok â Maritsa Iztok 3 | [MK-GR] 400 kV Bitola-Meliti | XFL_BI11_GMELIT11_1:line | 1175 | 1600 | 1600 | -425 | 73 | []
BG_RS_CO_00001 | N-1 400kV Sofia Zapad - Nis Â | [MK-GR] 400 kV Bitola-Meliti | XFL_BI11_GMELIT11_1:line | 1174 | 1600 | 1600 | -426 | 73 | []
BG_CO_00013 | N-1 400kV Burgas â Maritsa Iztok 2 | [MK-GR] 400 kV Bitola-Meliti | XFL_BI11_GMELIT11_1:line | 1172 | 1600 | 1600 | -428 | 73 | []
BG_CO_00005, BG_CO_00007 | N-1 400kV Vetren - Chervena Mogila , N-1 400kV Maritsa Iztok - Plovdiv ck. 2 | [MK-GR] 400 kV Bitola-Meliti | XFL_BI11_GMELIT11_1:line | 1172 | 1600 | 1600 | -428 | 73 | []
BG_CO_00016 | N-1 400kV Kozloduy - Sofia Zapad ck.2 | [MK-GR] 400 kV Bitola-Meliti | XFL_BI11_GMELIT11_1:line | 1172 | 1600 | 1600 | -428 | 73 | []
BG_CO_00011 | N-1 400kV Maritsa Iztok - Plovdiv | [MK-GR] 400 kV Bitola-Meliti | XFL_BI11_GMELIT11_1:line | 1170 | 1600 | 1600 | -430 | 73 | []
BG_CO_00006, BG_CO_00008 | N-1 400kV Plovdiv - Vetren , N-1 400kV Plovdiv - Vetren | [MK-GR] 400 kV Bitola-Meliti | XFL_BI11_GMELIT11_1:line | 1169 | 1600 | 1600 | -431 | 73 | []
RS_KS_CO_00002 | N-1 400 kV Kosovo B-Nis 2 | [MK-GR] 400 kV Bitola-Meliti | XFL_BI11_GMELIT11_1:line | 1157 | 1600 | 1600 | -443 | 72 | []
KS_ME_CO_00001 | N-1 400 kV Pec 3-Ribarevina | [MK-GR] 400 kV Bitola-Meliti | XFL_BI11_GMELIT11_1:line | 1151 | 1600 | 1600 | -449 | 72 | []
GR_CO_00005 | N-1 400 kV Thessaloniki-Lagadas ck.2 | [MK-GR] 400 kV Bitola-Meliti | XFL_BI11_GMELIT11_1:line | 1139 | 1600 | 1600 | -461 | 71 | []
RS_CO_00003 | N-1 400 kV Vranje 4 âLeskovac 2 | [MK-GR] 400 kV Bitola-Meliti | XFL_BI11_GMELIT11_1:line | 1134 | 1600 | 1600 | -466 | 71 | []
RS_MK_00001 | N-1 400 kV Vranje 4 -Stip | [MK-GR] 400 kV Bitola-Meliti | XFL_BI11_GMELIT11_1:line | 1131 | 1600 | 1600 | -469 | 71 | []
BG_CO_00001 | N-1 400kV Chervena Mogila - Blagoevgrad ck. 1 | [BG-MK] 400kV Chervena Mogila - Stip [DIR] [BG] | VCMOGL11_XCM_ST11_1:line | -1243 | 1760 | 1760 | -517 | 71 | []
RS_CO_00004 | N-1 400 kV Nis 2 âLeskovac 2 | [MK-GR] 400 kV Bitola-Meliti | XFL_BI11_GMELIT11_1:line | 1128 | 1600 | 1600 | -472 | 71 | []

## 1230Curative
Detailed results
Generated at: | 2023-12-31 07:54
Business day: | 31.12.2023
Timestamp: | 12:30
Border & direction: | North-Greece Importing
Horizon: | ID
Remedial actions: | true
Evaluation type: | CURATIVE
TTC [MW]: | 2761
Fallback applied | false
Loading threshold | 0.7
Applied RAs
CO ID | RA ID | Name of the RA | Usage | Type | Location | Status
Limiting CNECs
CO ID | Name of the CO | Name of the CNE | CNE UCTE branch | Calculated I (A) | I max (PRE) | I max (CUR) | Margin (A) | Loading (%) | Applicable curative RAs
AL_GR_CO_00001 | N-1 400 kV Zemplak-Kardia | [MK-GR] 400 kV Bitola-Meliti | XFL_BI11_GMELIT11_1:line | 1533 |  | 1600 | -67 | 96 | []
AL_CO_00002 | N-1 400 kV Elbasan 2-Zemlak | [MK-GR] 400 kV Bitola-Meliti | XFL_BI11_GMELIT11_1:line | 1467 |  | 1600 | -133 | 92 | []
MK_GR_CO_00002 | N-1 400 kV Dubrovo-Thessaloniki | [MK-GR] 400 kV Bitola-Meliti | XFL_BI11_GMELIT11_1:line | 1412 |  | 1600 | -188 | 88 | []
BG_CO_00001 | N-1 400kV Chervena Mogila - Blagoevgrad ck. 1 | [MK-GR] 400 kV Bitola-Meliti | XFL_BI11_GMELIT11_1:line | 1404 |  | 1600 | -196 | 88 | []
BG_GR_CO_00001 | N-1 400 kV Blagoevgrad - Thessaloniki | [MK-GR] 400 kV Bitola-Meliti | XFL_BI11_GMELIT11_1:line | 1364 |  | 1600 | -236 | 85 | []
GR_CO_00001 | N-1 400 kV Filippoi-Nea Santa ck.2 | [MK-GR] 400 kV Bitola-Meliti | XFL_BI11_GMELIT11_1:line | 1358 |  | 1600 | -242 | 85 | []
AL_CO_00001 | N-1 400 kV Elbasan 2-Tirana 2 | [MK-GR] 400 kV Bitola-Meliti | XFL_BI11_GMELIT11_1:line | 1299 |  | 1600 | -301 | 81 | []
GR_CO_00004 | N-1 400 kV Amideo-Lagadas ck.2 | [MK-GR] 400 kV Bitola-Meliti | XFL_BI11_GMELIT11_1:line | 1296 |  | 1600 | -304 | 81 | []
GR_CO_00002 | N-1 400 kV Filippoi-Lagadas ck.2 | [MK-GR] 400 kV Bitola-Meliti | XFL_BI11_GMELIT11_1:line | 1291 |  | 1600 | -309 | 81 | []
BG_GR_CO_00002 | N-1 400kV MARITSA IZTOK-NEA SANTA-CK-1 | [MK-GR] 400 kV Bitola-Meliti | XFL_BI11_GMELIT11_1:line | 1238 |  | 1600 | -362 | 77 | []
AL_ME_CO_00001 | N-1 400 kV Tirana 2âPodgorica 2 | [MK-GR] 400 kV Bitola-Meliti | XFL_BI11_GMELIT11_1:line | 1223 |  | 1600 | -377 | 76 | []
TR_GR_CO_00001 | N-1 400 kV Babaeski-N Santa | [MK-GR] 400 kV Bitola-Meliti | XFL_BI11_GMELIT11_1:line | 1203 |  | 1600 | -397 | 75 | []
BG_TR_CO_00002 | N-1 400kV Maritsa 3 - Hamitabat 2 | [MK-GR] 400 kV Bitola-Meliti | XFL_BI11_GMELIT11_1:line | 1186 |  | 1600 | -414 | 74 | []
BG_CO_00009 | N-1 400kV Maritsa Iztok 2Â - Maritsa Iztok 3 | [MK-GR] 400 kV Bitola-Meliti | XFL_BI11_GMELIT11_1:line | 1182 |  | 1600 | -418 | 74 | []
BG_TR_CO_00001 | N-1 400kV Maritsa 3 - Hamitabat 1 | [MK-GR] 400 kV Bitola-Meliti | XFL_BI11_GMELIT11_1:line | 1182 |  | 1600 | -418 | 74 | []
TR_CO_00001 | N-1 400 kV Habitabat NGCC -Babaeski | [MK-GR] 400 kV Bitola-Meliti | XFL_BI11_GMELIT11_1:line | 1182 |  | 1600 | -418 | 74 | []
BG_CO_00002 | N-1 400kV Sofia Zapad - Chervena Mogila ck. 1 | [MK-GR] 400 kV Bitola-Meliti | XFL_BI11_GMELIT11_1:line | 1178 |  | 1600 | -422 | 74 | []
BG_CO_00012 | Â N-1 400kV Varna - Burgas | [MK-GR] 400 kV Bitola-Meliti | XFL_BI11_GMELIT11_1:line | 1176 |  | 1600 | -424 | 73 | []
BC | Base Case | [MK-GR] 400 kV Bitola-Meliti | XFL_BI11_GMELIT11_1:line | 1175 |  | 1600 | -425 | 73 | []
BG_CO_00010 | N-1 400kV Maritsa Iztok â Maritsa Iztok 3 | [MK-GR] 400 kV Bitola-Meliti | XFL_BI11_GMELIT11_1:line | 1175 |  | 1600 | -425 | 73 | []
BG_RS_CO_00001 | N-1 400kV Sofia Zapad - Nis Â | [MK-GR] 400 kV Bitola-Meliti | XFL_BI11_GMELIT11_1:line | 1174 |  | 1600 | -426 | 73 | []
BG_CO_00013 | N-1 400kV Burgas â Maritsa Iztok 2 | [MK-GR] 400 kV Bitola-Meliti | XFL_BI11_GMELIT11_1:line | 1172 |  | 1600 | -428 | 73 | []
BG_CO_00005, BG_CO_00007 | N-1 400kV Vetren - Chervena Mogila , N-1 400kV Maritsa Iztok - Plovdiv ck. 2 | [MK-GR] 400 kV Bitola-Meliti | XFL_BI11_GMELIT11_1:line | 1172 |  | 1600 | -428 | 73 | []
BG_CO_00016 | N-1 400kV Kozloduy - Sofia Zapad ck.2 | [MK-GR] 400 kV Bitola-Meliti | XFL_BI11_GMELIT11_1:line | 1172 |  | 1600 | -428 | 73 | []
BG_CO_00011 | N-1 400kV Maritsa Iztok - Plovdiv | [MK-GR] 400 kV Bitola-Meliti | XFL_BI11_GMELIT11_1:line | 1170 |  | 1600 | -430 | 73 | []
BG_CO_00006, BG_CO_00008 | N-1 400kV Plovdiv - Vetren , N-1 400kV Plovdiv - Vetren | [MK-GR] 400 kV Bitola-Meliti | XFL_BI11_GMELIT11_1:line | 1169 |  | 1600 | -431 | 73 | []
RS_KS_CO_00002 | N-1 400 kV Kosovo B-Nis 2 | [MK-GR] 400 kV Bitola-Meliti | XFL_BI11_GMELIT11_1:line | 1157 |  | 1600 | -443 | 72 | []
KS_ME_CO_00001 | N-1 400 kV Pec 3-Ribarevina | [MK-GR] 400 kV Bitola-Meliti | XFL_BI11_GMELIT11_1:line | 1151 |  | 1600 | -449 | 72 | []
GR_CO_00005 | N-1 400 kV Thessaloniki-Lagadas ck.2 | [MK-GR] 400 kV Bitola-Meliti | XFL_BI11_GMELIT11_1:line | 1139 |  | 1600 | -461 | 71 | []
RS_CO_00003 | N-1 400 kV Vranje 4 âLeskovac 2 | [MK-GR] 400 kV Bitola-Meliti | XFL_BI11_GMELIT11_1:line | 1134 |  | 1600 | -466 | 71 | []
RS_MK_00001 | N-1 400 kV Vranje 4 -Stip | [MK-GR] 400 kV Bitola-Meliti | XFL_BI11_GMELIT11_1:line | 1131 |  | 1600 | -469 | 71 | []
BG_CO_00001 | N-1 400kV Chervena Mogila - Blagoevgrad ck. 1 | [BG-MK] 400kV Chervena Mogila - Stip [DIR] [BG] | VCMOGL11_XCM_ST11_1:line | -1243 |  | 1760 | -517 | 71 | []
RS_CO_00004 | N-1 400 kV Nis 2 âLeskovac 2 | [MK-GR] 400 kV Bitola-Meliti | XFL_BI11_GMELIT11_1:line | 1128 |  | 1600 | -472 | 71 | []

## 1330Preventive
Detailed results
Generated at: | 2023-12-31 07:54
Business day: | 31.12.2023
Timestamp: | 13:30
Border & direction: | North-Greece Importing
Horizon: | ID
Remedial actions: | true
Evaluation type: | PREVENTIVE
TTC [MW]: | 2761
Fallback applied | false
Loading threshold | 0.7
Applied RAs
CO ID | RA ID | Name of the RA | Usage | Type | Location | Status
Limiting CNECs
CO ID | Name of the CO | Name of the CNE | CNE UCTE branch | Calculated I (A) | I max (PRE) | I max (CUR) | Margin (A) | Loading (%) | Applicable curative RAs
AL_GR_CO_00001 | N-1 400 kV Zemplak-Kardia | [MK-GR] 400 kV Bitola-Meliti | XFL_BI11_GMELIT11_1:line | 1575 | 1600 | 1600 | -25 | 98 | []
AL_CO_00002 | N-1 400 kV Elbasan 2-Zemlak | [MK-GR] 400 kV Bitola-Meliti | XFL_BI11_GMELIT11_1:line | 1504 | 1600 | 1600 | -96 | 94 | []
MK_GR_CO_00002 | N-1 400 kV Dubrovo-Thessaloniki | [MK-GR] 400 kV Bitola-Meliti | XFL_BI11_GMELIT11_1:line | 1431 | 1600 | 1600 | -169 | 89 | []
BG_CO_00001 | N-1 400kV Chervena Mogila - Blagoevgrad ck. 1 | [MK-GR] 400 kV Bitola-Meliti | XFL_BI11_GMELIT11_1:line | 1419 | 1600 | 1600 | -181 | 89 | []
BG_GR_CO_00001 | N-1 400 kV Blagoevgrad - Thessaloniki | [MK-GR] 400 kV Bitola-Meliti | XFL_BI11_GMELIT11_1:line | 1369 | 1600 | 1600 | -231 | 86 | []
GR_CO_00001 | N-1 400 kV Filippoi-Nea Santa ck.2 | [MK-GR] 400 kV Bitola-Meliti | XFL_BI11_GMELIT11_1:line | 1364 | 1600 | 1600 | -236 | 85 | []
AL_CO_00001 | N-1 400 kV Elbasan 2-Tirana 2 | [MK-GR] 400 kV Bitola-Meliti | XFL_BI11_GMELIT11_1:line | 1319 | 1600 | 1600 | -281 | 82 | []
GR_CO_00004 | N-1 400 kV Amideo-Lagadas ck.2 | [MK-GR] 400 kV Bitola-Meliti | XFL_BI11_GMELIT11_1:line | 1299 | 1600 | 1600 | -301 | 81 | []
GR_CO_00002 | N-1 400 kV Filippoi-Lagadas ck.2 | [MK-GR] 400 kV Bitola-Meliti | XFL_BI11_GMELIT11_1:line | 1296 | 1600 | 1600 | -304 | 81 | []
BG_GR_CO_00002 | N-1 400kV MARITSA IZTOK-NEA SANTA-CK-1 | [MK-GR] 400 kV Bitola-Meliti | XFL_BI11_GMELIT11_1:line | 1241 | 1600 | 1600 | -359 | 78 | []
AL_ME_CO_00001 | N-1 400 kV Tirana 2âPodgorica 2 | [MK-GR] 400 kV Bitola-Meliti | XFL_BI11_GMELIT11_1:line | 1238 | 1600 | 1600 | -362 | 77 | []
TR_GR_CO_00001 | N-1 400 kV Babaeski-N Santa | [MK-GR] 400 kV Bitola-Meliti | XFL_BI11_GMELIT11_1:line | 1212 | 1600 | 1600 | -388 | 76 | []
BG_TR_CO_00002 | N-1 400kV Maritsa 3 - Hamitabat 2 | [MK-GR] 400 kV Bitola-Meliti | XFL_BI11_GMELIT11_1:line | 1194 | 1600 | 1600 | -406 | 75 | []
BG_CO_00009 | N-1 400kV Maritsa Iztok 2Â - Maritsa Iztok 3 | [MK-GR] 400 kV Bitola-Meliti | XFL_BI11_GMELIT11_1:line | 1191 | 1600 | 1600 | -409 | 74 | []
BG_TR_CO_00001 | N-1 400kV Maritsa 3 - Hamitabat 1 | [MK-GR] 400 kV Bitola-Meliti | XFL_BI11_GMELIT11_1:line | 1191 | 1600 | 1600 | -409 | 74 | []
TR_CO_00001 | N-1 400 kV Habitabat NGCC -Babaeski | [MK-GR] 400 kV Bitola-Meliti | XFL_BI11_GMELIT11_1:line | 1190 | 1600 | 1600 | -410 | 74 | []
BG_CO_00002 | N-1 400kV Sofia Zapad - Chervena Mogila ck. 1 | [MK-GR] 400 kV Bitola-Meliti | XFL_BI11_GMELIT11_1:line | 1189 | 1600 | 1600 | -411 | 74 | []
BG_RS_CO_00001 | N-1 400kV Sofia Zapad - Nis Â | [MK-GR] 400 kV Bitola-Meliti | XFL_BI11_GMELIT11_1:line | 1187 | 1600 | 1600 | -413 | 74 | []
BG_CO_00012 | Â N-1 400kV Varna - Burgas | [MK-GR] 400 kV Bitola-Meliti | XFL_BI11_GMELIT11_1:line | 1185 | 1600 | 1600 | -415 | 74 | []
BC | Base Case | [MK-GR] 400 kV Bitola-Meliti | XFL_BI11_GMELIT11_1:line | 1184 | 1600 | 1600 | -416 | 74 | []
BG_CO_00010 | N-1 400kV Maritsa Iztok â Maritsa Iztok 3 | [MK-GR] 400 kV Bitola-Meliti | XFL_BI11_GMELIT11_1:line | 1184 | 1600 | 1600 | -416 | 74 | []
BG_CO_00005, BG_CO_00007 | N-1 400kV Vetren - Chervena Mogila , N-1 400kV Maritsa Iztok - Plovdiv ck. 2 | [MK-GR] 400 kV Bitola-Meliti | XFL_BI11_GMELIT11_1:line | 1183 | 1600 | 1600 | -417 | 74 | []
BG_CO_00016 | N-1 400kV Kozloduy - Sofia Zapad ck.2 | [MK-GR] 400 kV Bitola-Meliti | XFL_BI11_GMELIT11_1:line | 1181 | 1600 | 1600 | -419 | 74 | []
BG_CO_00013 | N-1 400kV Burgas â Maritsa Iztok 2 | [MK-GR] 400 kV Bitola-Meliti | XFL_BI11_GMELIT11_1:line | 1181 | 1600 | 1600 | -419 | 74 | []
BG_CO_00006, BG_CO_00008 | N-1 400kV Plovdiv - Vetren , N-1 400kV Plovdiv - Vetren | [MK-GR] 400 kV Bitola-Meliti | XFL_BI11_GMELIT11_1:line | 1180 | 1600 | 1600 | -420 | 74 | []
BG_CO_00011 | N-1 400kV Maritsa Iztok - Plovdiv | [MK-GR] 400 kV Bitola-Meliti | XFL_BI11_GMELIT11_1:line | 1180 | 1600 | 1600 | -420 | 74 | []
RS_KS_CO_00002 | N-1 400 kV Kosovo B-Nis 2 | [MK-GR] 400 kV Bitola-Meliti | XFL_BI11_GMELIT11_1:line | 1167 | 1600 | 1600 | -433 | 73 | []
KS_ME_CO_00001 | N-1 400 kV Pec 3-Ribarevina | [MK-GR] 400 kV Bitola-Meliti | XFL_BI11_GMELIT11_1:line | 1156 | 1600 | 1600 | -444 | 72 | []
GR_CO_00005 | N-1 400 kV Thessaloniki-Lagadas ck.2 | [MK-GR] 400 kV Bitola-Meliti | XFL_BI11_GMELIT11_1:line | 1152 | 1600 | 1600 | -448 | 72 | []
RS_CO_00003 | N-1 400 kV Vranje 4 âLeskovac 2 | [MK-GR] 400 kV Bitola-Meliti | XFL_BI11_GMELIT11_1:line | 1141 | 1600 | 1600 | -459 | 71 | []
RS_MK_00001 | N-1 400 kV Vranje 4 -Stip | [MK-GR] 400 kV Bitola-Meliti | XFL_BI11_GMELIT11_1:line | 1136 | 1600 | 1600 | -464 | 71 | []
RS_CO_00004 | N-1 400 kV Nis 2 âLeskovac 2 | [MK-GR] 400 kV Bitola-Meliti | XFL_BI11_GMELIT11_1:line | 1136 | 1600 | 1600 | -464 | 71 | []

## 1330Curative
Detailed results
Generated at: | 2023-12-31 07:54
Business day: | 31.12.2023
Timestamp: | 13:30
Border & direction: | North-Greece Importing
Horizon: | ID
Remedial actions: | true
Evaluation type: | CURATIVE
TTC [MW]: | 2761
Fallback applied | false
Loading threshold | 0.7
Applied RAs
CO ID | RA ID | Name of the RA | Usage | Type | Location | Status
Limiting CNECs
CO ID | Name of the CO | Name of the CNE | CNE UCTE branch | Calculated I (A) | I max (PRE) | I max (CUR) | Margin (A) | Loading (%) | Applicable curative RAs
AL_GR_CO_00001 | N-1 400 kV Zemplak-Kardia | [MK-GR] 400 kV Bitola-Meliti | XFL_BI11_GMELIT11_1:line | 1575 |  | 1600 | -25 | 98 | []
AL_CO_00002 | N-1 400 kV Elbasan 2-Zemlak | [MK-GR] 400 kV Bitola-Meliti | XFL_BI11_GMELIT11_1:line | 1504 |  | 1600 | -96 | 94 | []
MK_GR_CO_00002 | N-1 400 kV Dubrovo-Thessaloniki | [MK-GR] 400 kV Bitola-Meliti | XFL_BI11_GMELIT11_1:line | 1431 |  | 1600 | -169 | 89 | []
BG_CO_00001 | N-1 400kV Chervena Mogila - Blagoevgrad ck. 1 | [MK-GR] 400 kV Bitola-Meliti | XFL_BI11_GMELIT11_1:line | 1419 |  | 1600 | -181 | 89 | []
BG_GR_CO_00001 | N-1 400 kV Blagoevgrad - Thessaloniki | [MK-GR] 400 kV Bitola-Meliti | XFL_BI11_GMELIT11_1:line | 1369 |  | 1600 | -231 | 86 | []
GR_CO_00001 | N-1 400 kV Filippoi-Nea Santa ck.2 | [MK-GR] 400 kV Bitola-Meliti | XFL_BI11_GMELIT11_1:line | 1364 |  | 1600 | -236 | 85 | []
AL_CO_00001 | N-1 400 kV Elbasan 2-Tirana 2 | [MK-GR] 400 kV Bitola-Meliti | XFL_BI11_GMELIT11_1:line | 1319 |  | 1600 | -281 | 82 | []
GR_CO_00004 | N-1 400 kV Amideo-Lagadas ck.2 | [MK-GR] 400 kV Bitola-Meliti | XFL_BI11_GMELIT11_1:line | 1299 |  | 1600 | -301 | 81 | []
GR_CO_00002 | N-1 400 kV Filippoi-Lagadas ck.2 | [MK-GR] 400 kV Bitola-Meliti | XFL_BI11_GMELIT11_1:line | 1296 |  | 1600 | -304 | 81 | []
BG_GR_CO_00002 | N-1 400kV MARITSA IZTOK-NEA SANTA-CK-1 | [MK-GR] 400 kV Bitola-Meliti | XFL_BI11_GMELIT11_1:line | 1241 |  | 1600 | -359 | 78 | []
AL_ME_CO_00001 | N-1 400 kV Tirana 2âPodgorica 2 | [MK-GR] 400 kV Bitola-Meliti | XFL_BI11_GMELIT11_1:line | 1238 |  | 1600 | -362 | 77 | []
TR_GR_CO_00001 | N-1 400 kV Babaeski-N Santa | [MK-GR] 400 kV Bitola-Meliti | XFL_BI11_GMELIT11_1:line | 1212 |  | 1600 | -388 | 76 | []
BG_TR_CO_00002 | N-1 400kV Maritsa 3 - Hamitabat 2 | [MK-GR] 400 kV Bitola-Meliti | XFL_BI11_GMELIT11_1:line | 1194 |  | 1600 | -406 | 75 | []
BG_CO_00009 | N-1 400kV Maritsa Iztok 2Â - Maritsa Iztok 3 | [MK-GR] 400 kV Bitola-Meliti | XFL_BI11_GMELIT11_1:line | 1191 |  | 1600 | -409 | 74 | []
BG_TR_CO_00001 | N-1 400kV Maritsa 3 - Hamitabat 1 | [MK-GR] 400 kV Bitola-Meliti | XFL_BI11_GMELIT11_1:line | 1191 |  | 1600 | -409 | 74 | []
TR_CO_00001 | N-1 400 kV Habitabat NGCC -Babaeski | [MK-GR] 400 kV Bitola-Meliti | XFL_BI11_GMELIT11_1:line | 1190 |  | 1600 | -410 | 74 | []
BG_CO_00002 | N-1 400kV Sofia Zapad - Chervena Mogila ck. 1 | [MK-GR] 400 kV Bitola-Meliti | XFL_BI11_GMELIT11_1:line | 1189 |  | 1600 | -411 | 74 | []
BG_RS_CO_00001 | N-1 400kV Sofia Zapad - Nis Â | [MK-GR] 400 kV Bitola-Meliti | XFL_BI11_GMELIT11_1:line | 1187 |  | 1600 | -413 | 74 | []
BG_CO_00012 | Â N-1 400kV Varna - Burgas | [MK-GR] 400 kV Bitola-Meliti | XFL_BI11_GMELIT11_1:line | 1185 |  | 1600 | -415 | 74 | []
BC | Base Case | [MK-GR] 400 kV Bitola-Meliti | XFL_BI11_GMELIT11_1:line | 1184 |  | 1600 | -416 | 74 | []
BG_CO_00010 | N-1 400kV Maritsa Iztok â Maritsa Iztok 3 | [MK-GR] 400 kV Bitola-Meliti | XFL_BI11_GMELIT11_1:line | 1184 |  | 1600 | -416 | 74 | []
BG_CO_00005, BG_CO_00007 | N-1 400kV Vetren - Chervena Mogila , N-1 400kV Maritsa Iztok - Plovdiv ck. 2 | [MK-GR] 400 kV Bitola-Meliti | XFL_BI11_GMELIT11_1:line | 1183 |  | 1600 | -417 | 74 | []
BG_CO_00016 | N-1 400kV Kozloduy - Sofia Zapad ck.2 | [MK-GR] 400 kV Bitola-Meliti | XFL_BI11_GMELIT11_1:line | 1181 |  | 1600 | -419 | 74 | []
BG_CO_00013 | N-1 400kV Burgas â Maritsa Iztok 2 | [MK-GR] 400 kV Bitola-Meliti | XFL_BI11_GMELIT11_1:line | 1181 |  | 1600 | -419 | 74 | []
BG_CO_00006, BG_CO_00008 | N-1 400kV Plovdiv - Vetren , N-1 400kV Plovdiv - Vetren | [MK-GR] 400 kV Bitola-Meliti | XFL_BI11_GMELIT11_1:line | 1180 |  | 1600 | -420 | 74 | []
BG_CO_00011 | N-1 400kV Maritsa Iztok - Plovdiv | [MK-GR] 400 kV Bitola-Meliti | XFL_BI11_GMELIT11_1:line | 1180 |  | 1600 | -420 | 74 | []
RS_KS_CO_00002 | N-1 400 kV Kosovo B-Nis 2 | [MK-GR] 400 kV Bitola-Meliti | XFL_BI11_GMELIT11_1:line | 1167 |  | 1600 | -433 | 73 | []
KS_ME_CO_00001 | N-1 400 kV Pec 3-Ribarevina | [MK-GR] 400 kV Bitola-Meliti | XFL_BI11_GMELIT11_1:line | 1156 |  | 1600 | -444 | 72 | []
GR_CO_00005 | N-1 400 kV Thessaloniki-Lagadas ck.2 | [MK-GR] 400 kV Bitola-Meliti | XFL_BI11_GMELIT11_1:line | 1152 |  | 1600 | -448 | 72 | []
RS_CO_00003 | N-1 400 kV Vranje 4 âLeskovac 2 | [MK-GR] 400 kV Bitola-Meliti | XFL_BI11_GMELIT11_1:line | 1141 |  | 1600 | -459 | 71 | []
RS_MK_00001 | N-1 400 kV Vranje 4 -Stip | [MK-GR] 400 kV Bitola-Meliti | XFL_BI11_GMELIT11_1:line | 1136 |  | 1600 | -464 | 71 | []
RS_CO_00004 | N-1 400 kV Nis 2 âLeskovac 2 | [MK-GR] 400 kV Bitola-Meliti | XFL_BI11_GMELIT11_1:line | 1136 |  | 1600 | -464 | 71 | []

## 1430Preventive
Detailed results
Generated at: | 2023-12-31 07:54
Business day: | 31.12.2023
Timestamp: | 14:30
Border & direction: | North-Greece Importing
Horizon: | ID
Remedial actions: | true
Evaluation type: | PREVENTIVE
TTC [MW]: | 2760
Fallback applied | false
Loading threshold | 0.7
Applied RAs
CO ID | RA ID | Name of the RA | Usage | Type | Location | Status
Limiting CNECs
CO ID | Name of the CO | Name of the CNE | CNE UCTE branch | Calculated I (A) | I max (PRE) | I max (CUR) | Margin (A) | Loading (%) | Applicable curative RAs
AL_GR_CO_00001 | N-1 400 kV Zemplak-Kardia | [MK-GR] 400 kV Bitola-Meliti | XFL_BI11_GMELIT11_1:line | 1572 | 1600 | 1600 | -28 | 98 | []
AL_CO_00002 | N-1 400 kV Elbasan 2-Zemlak | [MK-GR] 400 kV Bitola-Meliti | XFL_BI11_GMELIT11_1:line | 1501 | 1600 | 1600 | -99 | 94 | []
MK_GR_CO_00002 | N-1 400 kV Dubrovo-Thessaloniki | [MK-GR] 400 kV Bitola-Meliti | XFL_BI11_GMELIT11_1:line | 1432 | 1600 | 1600 | -168 | 89 | []
BG_CO_00001 | N-1 400kV Chervena Mogila - Blagoevgrad ck. 1 | [MK-GR] 400 kV Bitola-Meliti | XFL_BI11_GMELIT11_1:line | 1389 | 1600 | 1600 | -211 | 87 | []
BG_GR_CO_00001 | N-1 400 kV Blagoevgrad - Thessaloniki | [MK-GR] 400 kV Bitola-Meliti | XFL_BI11_GMELIT11_1:line | 1352 | 1600 | 1600 | -248 | 84 | []
GR_CO_00001 | N-1 400 kV Filippoi-Nea Santa ck.2 | [MK-GR] 400 kV Bitola-Meliti | XFL_BI11_GMELIT11_1:line | 1330 | 1600 | 1600 | -270 | 83 | []
AL_CO_00001 | N-1 400 kV Elbasan 2-Tirana 2 | [MK-GR] 400 kV Bitola-Meliti | XFL_BI11_GMELIT11_1:line | 1313 | 1600 | 1600 | -287 | 82 | []
GR_CO_00004 | N-1 400 kV Amideo-Lagadas ck.2 | [MK-GR] 400 kV Bitola-Meliti | XFL_BI11_GMELIT11_1:line | 1268 | 1600 | 1600 | -332 | 79 | []
GR_CO_00002 | N-1 400 kV Filippoi-Lagadas ck.2 | [MK-GR] 400 kV Bitola-Meliti | XFL_BI11_GMELIT11_1:line | 1262 | 1600 | 1600 | -338 | 79 | []
AL_ME_CO_00001 | N-1 400 kV Tirana 2âPodgorica 2 | [MK-GR] 400 kV Bitola-Meliti | XFL_BI11_GMELIT11_1:line | 1230 | 1600 | 1600 | -370 | 77 | []
BG_GR_CO_00002 | N-1 400kV MARITSA IZTOK-NEA SANTA-CK-1 | [MK-GR] 400 kV Bitola-Meliti | XFL_BI11_GMELIT11_1:line | 1224 | 1600 | 1600 | -376 | 77 | []
TR_GR_CO_00001 | N-1 400 kV Babaeski-N Santa | [MK-GR] 400 kV Bitola-Meliti | XFL_BI11_GMELIT11_1:line | 1197 | 1600 | 1600 | -403 | 75 | []
BG_RS_CO_00001 | N-1 400kV Sofia Zapad - Nis Â | [MK-GR] 400 kV Bitola-Meliti | XFL_BI11_GMELIT11_1:line | 1182 | 1600 | 1600 | -418 | 74 | []
BG_TR_CO_00002 | N-1 400kV Maritsa 3 - Hamitabat 2 | [MK-GR] 400 kV Bitola-Meliti | XFL_BI11_GMELIT11_1:line | 1180 | 1600 | 1600 | -420 | 74 | []
BG_CO_00009 | N-1 400kV Maritsa Iztok 2Â - Maritsa Iztok 3 | [MK-GR] 400 kV Bitola-Meliti | XFL_BI11_GMELIT11_1:line | 1178 | 1600 | 1600 | -422 | 74 | []
BG_TR_CO_00001 | N-1 400kV Maritsa 3 - Hamitabat 1 | [MK-GR] 400 kV Bitola-Meliti | XFL_BI11_GMELIT11_1:line | 1177 | 1600 | 1600 | -423 | 74 | []
TR_CO_00001 | N-1 400 kV Habitabat NGCC -Babaeski | [MK-GR] 400 kV Bitola-Meliti | XFL_BI11_GMELIT11_1:line | 1177 | 1600 | 1600 | -423 | 74 | []
BG_CO_00002 | N-1 400kV Sofia Zapad - Chervena Mogila ck. 1 | [MK-GR] 400 kV Bitola-Meliti | XFL_BI11_GMELIT11_1:line | 1174 | 1600 | 1600 | -426 | 73 | []
BG_CO_00005, BG_CO_00007 | N-1 400kV Vetren - Chervena Mogila , N-1 400kV Maritsa Iztok - Plovdiv ck. 2 | [MK-GR] 400 kV Bitola-Meliti | XFL_BI11_GMELIT11_1:line | 1172 | 1600 | 1600 | -428 | 73 | []
BG_CO_00012 | Â N-1 400kV Varna - Burgas | [MK-GR] 400 kV Bitola-Meliti | XFL_BI11_GMELIT11_1:line | 1172 | 1600 | 1600 | -428 | 73 | []
BC | Base Case | [MK-GR] 400 kV Bitola-Meliti | XFL_BI11_GMELIT11_1:line | 1172 | 1600 | 1600 | -428 | 73 | []
BG_CO_00010 | N-1 400kV Maritsa Iztok â Maritsa Iztok 3 | [MK-GR] 400 kV Bitola-Meliti | XFL_BI11_GMELIT11_1:line | 1171 | 1600 | 1600 | -429 | 73 | []
BG_CO_00006, BG_CO_00008 | N-1 400kV Plovdiv - Vetren , N-1 400kV Plovdiv - Vetren | [MK-GR] 400 kV Bitola-Meliti | XFL_BI11_GMELIT11_1:line | 1170 | 1600 | 1600 | -430 | 73 | []
BG_CO_00013 | N-1 400kV Burgas â Maritsa Iztok 2 | [MK-GR] 400 kV Bitola-Meliti | XFL_BI11_GMELIT11_1:line | 1167 | 1600 | 1600 | -433 | 73 | []
BG_CO_00011 | N-1 400kV Maritsa Iztok - Plovdiv | [MK-GR] 400 kV Bitola-Meliti | XFL_BI11_GMELIT11_1:line | 1167 | 1600 | 1600 | -433 | 73 | []
BG_CO_00016 | N-1 400kV Kozloduy - Sofia Zapad ck.2 | [MK-GR] 400 kV Bitola-Meliti | XFL_BI11_GMELIT11_1:line | 1167 | 1600 | 1600 | -433 | 73 | []
RS_KS_CO_00002 | N-1 400 kV Kosovo B-Nis 2 | [MK-GR] 400 kV Bitola-Meliti | XFL_BI11_GMELIT11_1:line | 1154 | 1600 | 1600 | -446 | 72 | []
GR_CO_00005 | N-1 400 kV Thessaloniki-Lagadas ck.2 | [MK-GR] 400 kV Bitola-Meliti | XFL_BI11_GMELIT11_1:line | 1147 | 1600 | 1600 | -453 | 72 | []
KS_ME_CO_00001 | N-1 400 kV Pec 3-Ribarevina | [MK-GR] 400 kV Bitola-Meliti | XFL_BI11_GMELIT11_1:line | 1135 | 1600 | 1600 | -465 | 71 | []
GR_CO_00003 | N-1 400 kV Meliti-Amideo ck.2 | [MK-GR] 400 kV Dubrovo-Thessaloniki | XTH_DU11_GTHESS11_1:line | -1128 | 1600 | 1600 | -472 | 71 | []
MK_GR_CO_00001 | N-1 400 kV Bitola-Meliti | [MK-GR] 400 kV Dubrovo-Thessaloniki | XTH_DU11_GTHESS11_1:line | 1128 | 1600 | 1600 | -472 | 70 | []
RS_CO_00003 | N-1 400 kV Vranje 4 âLeskovac 2 | [MK-GR] 400 kV Bitola-Meliti | XFL_BI11_GMELIT11_1:line | 1125 | 1600 | 1600 | -475 | 70 | []
RS_CO_00004 | N-1 400 kV Nis 2 âLeskovac 2 | [MK-GR] 400 kV Bitola-Meliti | XFL_BI11_GMELIT11_1:line | 1120 | 1600 | 1600 | -480 | 70 | []

## 1430Curative
Detailed results
Generated at: | 2023-12-31 07:54
Business day: | 31.12.2023
Timestamp: | 14:30
Border & direction: | North-Greece Importing
Horizon: | ID
Remedial actions: | true
Evaluation type: | CURATIVE
TTC [MW]: | 2760
Fallback applied | false
Loading threshold | 0.7
Applied RAs
CO ID | RA ID | Name of the RA | Usage | Type | Location | Status
Limiting CNECs
CO ID | Name of the CO | Name of the CNE | CNE UCTE branch | Calculated I (A) | I max (PRE) | I max (CUR) | Margin (A) | Loading (%) | Applicable curative RAs
AL_GR_CO_00001 | N-1 400 kV Zemplak-Kardia | [MK-GR] 400 kV Bitola-Meliti | XFL_BI11_GMELIT11_1:line | 1572 |  | 1600 | -28 | 98 | []
AL_CO_00002 | N-1 400 kV Elbasan 2-Zemlak | [MK-GR] 400 kV Bitola-Meliti | XFL_BI11_GMELIT11_1:line | 1501 |  | 1600 | -99 | 94 | []
MK_GR_CO_00002 | N-1 400 kV Dubrovo-Thessaloniki | [MK-GR] 400 kV Bitola-Meliti | XFL_BI11_GMELIT11_1:line | 1432 |  | 1600 | -168 | 89 | []
BG_CO_00001 | N-1 400kV Chervena Mogila - Blagoevgrad ck. 1 | [MK-GR] 400 kV Bitola-Meliti | XFL_BI11_GMELIT11_1:line | 1389 |  | 1600 | -211 | 87 | []
BG_GR_CO_00001 | N-1 400 kV Blagoevgrad - Thessaloniki | [MK-GR] 400 kV Bitola-Meliti | XFL_BI11_GMELIT11_1:line | 1352 |  | 1600 | -248 | 84 | []
GR_CO_00001 | N-1 400 kV Filippoi-Nea Santa ck.2 | [MK-GR] 400 kV Bitola-Meliti | XFL_BI11_GMELIT11_1:line | 1330 |  | 1600 | -270 | 83 | []
AL_CO_00001 | N-1 400 kV Elbasan 2-Tirana 2 | [MK-GR] 400 kV Bitola-Meliti | XFL_BI11_GMELIT11_1:line | 1313 |  | 1600 | -287 | 82 | []
GR_CO_00004 | N-1 400 kV Amideo-Lagadas ck.2 | [MK-GR] 400 kV Bitola-Meliti | XFL_BI11_GMELIT11_1:line | 1268 |  | 1600 | -332 | 79 | []
GR_CO_00002 | N-1 400 kV Filippoi-Lagadas ck.2 | [MK-GR] 400 kV Bitola-Meliti | XFL_BI11_GMELIT11_1:line | 1262 |  | 1600 | -338 | 79 | []
AL_ME_CO_00001 | N-1 400 kV Tirana 2âPodgorica 2 | [MK-GR] 400 kV Bitola-Meliti | XFL_BI11_GMELIT11_1:line | 1230 |  | 1600 | -370 | 77 | []
BG_GR_CO_00002 | N-1 400kV MARITSA IZTOK-NEA SANTA-CK-1 | [MK-GR] 400 kV Bitola-Meliti | XFL_BI11_GMELIT11_1:line | 1224 |  | 1600 | -376 | 77 | []
TR_GR_CO_00001 | N-1 400 kV Babaeski-N Santa | [MK-GR] 400 kV Bitola-Meliti | XFL_BI11_GMELIT11_1:line | 1197 |  | 1600 | -403 | 75 | []
BG_RS_CO_00001 | N-1 400kV Sofia Zapad - Nis Â | [MK-GR] 400 kV Bitola-Meliti | XFL_BI11_GMELIT11_1:line | 1182 |  | 1600 | -418 | 74 | []
BG_TR_CO_00002 | N-1 400kV Maritsa 3 - Hamitabat 2 | [MK-GR] 400 kV Bitola-Meliti | XFL_BI11_GMELIT11_1:line | 1180 |  | 1600 | -420 | 74 | []
BG_CO_00009 | N-1 400kV Maritsa Iztok 2Â - Maritsa Iztok 3 | [MK-GR] 400 kV Bitola-Meliti | XFL_BI11_GMELIT11_1:line | 1178 |  | 1600 | -422 | 74 | []
BG_TR_CO_00001 | N-1 400kV Maritsa 3 - Hamitabat 1 | [MK-GR] 400 kV Bitola-Meliti | XFL_BI11_GMELIT11_1:line | 1177 |  | 1600 | -423 | 74 | []
TR_CO_00001 | N-1 400 kV Habitabat NGCC -Babaeski | [MK-GR] 400 kV Bitola-Meliti | XFL_BI11_GMELIT11_1:line | 1177 |  | 1600 | -423 | 74 | []
BG_CO_00002 | N-1 400kV Sofia Zapad - Chervena Mogila ck. 1 | [MK-GR] 400 kV Bitola-Meliti | XFL_BI11_GMELIT11_1:line | 1174 |  | 1600 | -426 | 73 | []
BG_CO_00005, BG_CO_00007 | N-1 400kV Vetren - Chervena Mogila , N-1 400kV Maritsa Iztok - Plovdiv ck. 2 | [MK-GR] 400 kV Bitola-Meliti | XFL_BI11_GMELIT11_1:line | 1172 |  | 1600 | -428 | 73 | []
BG_CO_00012 | Â N-1 400kV Varna - Burgas | [MK-GR] 400 kV Bitola-Meliti | XFL_BI11_GMELIT11_1:line | 1172 |  | 1600 | -428 | 73 | []
BC | Base Case | [MK-GR] 400 kV Bitola-Meliti | XFL_BI11_GMELIT11_1:line | 1172 |  | 1600 | -428 | 73 | []
BG_CO_00010 | N-1 400kV Maritsa Iztok â Maritsa Iztok 3 | [MK-GR] 400 kV Bitola-Meliti | XFL_BI11_GMELIT11_1:line | 1171 |  | 1600 | -429 | 73 | []
BG_CO_00006, BG_CO_00008 | N-1 400kV Plovdiv - Vetren , N-1 400kV Plovdiv - Vetren | [MK-GR] 400 kV Bitola-Meliti | XFL_BI11_GMELIT11_1:line | 1170 |  | 1600 | -430 | 73 | []
BG_CO_00013 | N-1 400kV Burgas â Maritsa Iztok 2 | [MK-GR] 400 kV Bitola-Meliti | XFL_BI11_GMELIT11_1:line | 1167 |  | 1600 | -433 | 73 | []
BG_CO_00011 | N-1 400kV Maritsa Iztok - Plovdiv | [MK-GR] 400 kV Bitola-Meliti | XFL_BI11_GMELIT11_1:line | 1167 |  | 1600 | -433 | 73 | []
BG_CO_00016 | N-1 400kV Kozloduy - Sofia Zapad ck.2 | [MK-GR] 400 kV Bitola-Meliti | XFL_BI11_GMELIT11_1:line | 1167 |  | 1600 | -433 | 73 | []
RS_KS_CO_00002 | N-1 400 kV Kosovo B-Nis 2 | [MK-GR] 400 kV Bitola-Meliti | XFL_BI11_GMELIT11_1:line | 1154 |  | 1600 | -446 | 72 | []
GR_CO_00005 | N-1 400 kV Thessaloniki-Lagadas ck.2 | [MK-GR] 400 kV Bitola-Meliti | XFL_BI11_GMELIT11_1:line | 1147 |  | 1600 | -453 | 72 | []
KS_ME_CO_00001 | N-1 400 kV Pec 3-Ribarevina | [MK-GR] 400 kV Bitola-Meliti | XFL_BI11_GMELIT11_1:line | 1135 |  | 1600 | -465 | 71 | []
GR_CO_00003 | N-1 400 kV Meliti-Amideo ck.2 | [MK-GR] 400 kV Dubrovo-Thessaloniki | XTH_DU11_GTHESS11_1:line | -1128 |  | 1600 | -472 | 71 | []
MK_GR_CO_00001 | N-1 400 kV Bitola-Meliti | [MK-GR] 400 kV Dubrovo-Thessaloniki | XTH_DU11_GTHESS11_1:line | 1128 |  | 1600 | -472 | 70 | []
RS_CO_00003 | N-1 400 kV Vranje 4 âLeskovac 2 | [MK-GR] 400 kV Bitola-Meliti | XFL_BI11_GMELIT11_1:line | 1125 |  | 1600 | -475 | 70 | []
RS_CO_00004 | N-1 400 kV Nis 2 âLeskovac 2 | [MK-GR] 400 kV Bitola-Meliti | XFL_BI11_GMELIT11_1:line | 1120 |  | 1600 | -480 | 70 | []

## 1530Preventive
Detailed results
Generated at: | 2023-12-31 07:54
Business day: | 31.12.2023
Timestamp: | 15:30
Border & direction: | North-Greece Importing
Horizon: | ID
Remedial actions: | true
Evaluation type: | PREVENTIVE
TTC [MW]: | 2754
Fallback applied | false
Loading threshold | 0.7
Applied RAs
CO ID | RA ID | Name of the RA | Usage | Type | Location | Status
Limiting CNECs
CO ID | Name of the CO | Name of the CNE | CNE UCTE branch | Calculated I (A) | I max (PRE) | I max (CUR) | Margin (A) | Loading (%) | Applicable curative RAs
AL_GR_CO_00001 | N-1 400 kV Zemplak-Kardia | [MK-GR] 400 kV Bitola-Meliti | XFL_BI11_GMELIT11_1:line | 1561 | 1600 | 1600 | -39 | 98 | []
AL_CO_00002 | N-1 400 kV Elbasan 2-Zemlak | [MK-GR] 400 kV Bitola-Meliti | XFL_BI11_GMELIT11_1:line | 1505 | 1600 | 1600 | -95 | 94 | []
MK_GR_CO_00002 | N-1 400 kV Dubrovo-Thessaloniki | [MK-GR] 400 kV Bitola-Meliti | XFL_BI11_GMELIT11_1:line | 1439 | 1600 | 1600 | -161 | 90 | []
BG_CO_00001 | N-1 400kV Chervena Mogila - Blagoevgrad ck. 1 | [MK-GR] 400 kV Bitola-Meliti | XFL_BI11_GMELIT11_1:line | 1375 | 1600 | 1600 | -225 | 86 | []
BG_GR_CO_00001 | N-1 400 kV Blagoevgrad - Thessaloniki | [MK-GR] 400 kV Bitola-Meliti | XFL_BI11_GMELIT11_1:line | 1334 | 1600 | 1600 | -266 | 83 | []
GR_CO_00001 | N-1 400 kV Filippoi-Nea Santa ck.2 | [MK-GR] 400 kV Bitola-Meliti | XFL_BI11_GMELIT11_1:line | 1310 | 1600 | 1600 | -290 | 82 | []
AL_CO_00001 | N-1 400 kV Elbasan 2-Tirana 2 | [MK-GR] 400 kV Bitola-Meliti | XFL_BI11_GMELIT11_1:line | 1305 | 1600 | 1600 | -295 | 82 | []
GR_CO_00004 | N-1 400 kV Amideo-Lagadas ck.2 | [MK-GR] 400 kV Bitola-Meliti | XFL_BI11_GMELIT11_1:line | 1248 | 1600 | 1600 | -352 | 78 | []
GR_CO_00002 | N-1 400 kV Filippoi-Lagadas ck.2 | [MK-GR] 400 kV Bitola-Meliti | XFL_BI11_GMELIT11_1:line | 1245 | 1600 | 1600 | -355 | 78 | []
AL_ME_CO_00001 | N-1 400 kV Tirana 2âPodgorica 2 | [MK-GR] 400 kV Bitola-Meliti | XFL_BI11_GMELIT11_1:line | 1222 | 1600 | 1600 | -378 | 76 | []
BG_GR_CO_00002 | N-1 400kV MARITSA IZTOK-NEA SANTA-CK-1 | [MK-GR] 400 kV Bitola-Meliti | XFL_BI11_GMELIT11_1:line | 1214 | 1600 | 1600 | -386 | 76 | []
TR_GR_CO_00001 | N-1 400 kV Babaeski-N Santa | [MK-GR] 400 kV Bitola-Meliti | XFL_BI11_GMELIT11_1:line | 1189 | 1600 | 1600 | -411 | 74 | []
BG_RS_CO_00001 | N-1 400kV Sofia Zapad - Nis Â | [MK-GR] 400 kV Bitola-Meliti | XFL_BI11_GMELIT11_1:line | 1175 | 1600 | 1600 | -425 | 73 | []
BG_TR_CO_00002 | N-1 400kV Maritsa 3 - Hamitabat 2 | [MK-GR] 400 kV Bitola-Meliti | XFL_BI11_GMELIT11_1:line | 1171 | 1600 | 1600 | -429 | 73 | []
BG_CO_00009 | N-1 400kV Maritsa Iztok 2Â - Maritsa Iztok 3 | [MK-GR] 400 kV Bitola-Meliti | XFL_BI11_GMELIT11_1:line | 1169 | 1600 | 1600 | -431 | 73 | []
TR_CO_00001 | N-1 400 kV Habitabat NGCC -Babaeski | [MK-GR] 400 kV Bitola-Meliti | XFL_BI11_GMELIT11_1:line | 1169 | 1600 | 1600 | -431 | 73 | []
BG_TR_CO_00001 | N-1 400kV Maritsa 3 - Hamitabat 1 | [MK-GR] 400 kV Bitola-Meliti | XFL_BI11_GMELIT11_1:line | 1169 | 1600 | 1600 | -431 | 73 | []
BG_CO_00002 | N-1 400kV Sofia Zapad - Chervena Mogila ck. 1 | [MK-GR] 400 kV Bitola-Meliti | XFL_BI11_GMELIT11_1:line | 1166 | 1600 | 1600 | -434 | 73 | []
BG_CO_00005, BG_CO_00007 | N-1 400kV Vetren - Chervena Mogila , N-1 400kV Maritsa Iztok - Plovdiv ck. 2 | [MK-GR] 400 kV Bitola-Meliti | XFL_BI11_GMELIT11_1:line | 1166 | 1600 | 1600 | -434 | 73 | []
BG_CO_00006, BG_CO_00008 | N-1 400kV Plovdiv - Vetren , N-1 400kV Plovdiv - Vetren | [MK-GR] 400 kV Bitola-Meliti | XFL_BI11_GMELIT11_1:line | 1164 | 1600 | 1600 | -436 | 73 | []
BG_CO_00012 | Â N-1 400kV Varna - Burgas | [MK-GR] 400 kV Bitola-Meliti | XFL_BI11_GMELIT11_1:line | 1164 | 1600 | 1600 | -436 | 73 | []
BC | Base Case | [MK-GR] 400 kV Bitola-Meliti | XFL_BI11_GMELIT11_1:line | 1163 | 1600 | 1600 | -437 | 73 | []
BG_CO_00010 | N-1 400kV Maritsa Iztok â Maritsa Iztok 3 | [MK-GR] 400 kV Bitola-Meliti | XFL_BI11_GMELIT11_1:line | 1163 | 1600 | 1600 | -437 | 73 | []
BG_CO_00011 | N-1 400kV Maritsa Iztok - Plovdiv | [MK-GR] 400 kV Bitola-Meliti | XFL_BI11_GMELIT11_1:line | 1160 | 1600 | 1600 | -440 | 72 | []
BG_CO_00016 | N-1 400kV Kozloduy - Sofia Zapad ck.2 | [MK-GR] 400 kV Bitola-Meliti | XFL_BI11_GMELIT11_1:line | 1158 | 1600 | 1600 | -442 | 72 | []
BG_CO_00013 | N-1 400kV Burgas â Maritsa Iztok 2 | [MK-GR] 400 kV Bitola-Meliti | XFL_BI11_GMELIT11_1:line | 1158 | 1600 | 1600 | -442 | 72 | []
GR_CO_00003 | N-1 400 kV Meliti-Amideo ck.2 | [MK-GR] 400 kV Dubrovo-Thessaloniki | XTH_DU11_GTHESS11_1:line | -1149 | 1600 | 1600 | -451 | 72 | []
MK_GR_CO_00001 | N-1 400 kV Bitola-Meliti | [MK-GR] 400 kV Dubrovo-Thessaloniki | XTH_DU11_GTHESS11_1:line | 1149 | 1600 | 1600 | -451 | 72 | []
RS_KS_CO_00002 | N-1 400 kV Kosovo B-Nis 2 | [MK-GR] 400 kV Bitola-Meliti | XFL_BI11_GMELIT11_1:line | 1147 | 1600 | 1600 | -453 | 72 | []
GR_CO_00005 | N-1 400 kV Thessaloniki-Lagadas ck.2 | [MK-GR] 400 kV Bitola-Meliti | XFL_BI11_GMELIT11_1:line | 1145 | 1600 | 1600 | -455 | 72 | []
KS_ME_CO_00001 | N-1 400 kV Pec 3-Ribarevina | [MK-GR] 400 kV Bitola-Meliti | XFL_BI11_GMELIT11_1:line | 1122 | 1600 | 1600 | -478 | 70 | []

## 1530Curative
Detailed results
Generated at: | 2023-12-31 07:54
Business day: | 31.12.2023
Timestamp: | 15:30
Border & direction: | North-Greece Importing
Horizon: | ID
Remedial actions: | true
Evaluation type: | CURATIVE
TTC [MW]: | 2754
Fallback applied | false
Loading threshold | 0.7
Applied RAs
CO ID | RA ID | Name of the RA | Usage | Type | Location | Status
Limiting CNECs
CO ID | Name of the CO | Name of the CNE | CNE UCTE branch | Calculated I (A) | I max (PRE) | I max (CUR) | Margin (A) | Loading (%) | Applicable curative RAs
AL_GR_CO_00001 | N-1 400 kV Zemplak-Kardia | [MK-GR] 400 kV Bitola-Meliti | XFL_BI11_GMELIT11_1:line | 1561 |  | 1600 | -39 | 98 | []
AL_CO_00002 | N-1 400 kV Elbasan 2-Zemlak | [MK-GR] 400 kV Bitola-Meliti | XFL_BI11_GMELIT11_1:line | 1505 |  | 1600 | -95 | 94 | []
MK_GR_CO_00002 | N-1 400 kV Dubrovo-Thessaloniki | [MK-GR] 400 kV Bitola-Meliti | XFL_BI11_GMELIT11_1:line | 1439 |  | 1600 | -161 | 90 | []
BG_CO_00001 | N-1 400kV Chervena Mogila - Blagoevgrad ck. 1 | [MK-GR] 400 kV Bitola-Meliti | XFL_BI11_GMELIT11_1:line | 1375 |  | 1600 | -225 | 86 | []
BG_GR_CO_00001 | N-1 400 kV Blagoevgrad - Thessaloniki | [MK-GR] 400 kV Bitola-Meliti | XFL_BI11_GMELIT11_1:line | 1334 |  | 1600 | -266 | 83 | []
GR_CO_00001 | N-1 400 kV Filippoi-Nea Santa ck.2 | [MK-GR] 400 kV Bitola-Meliti | XFL_BI11_GMELIT11_1:line | 1310 |  | 1600 | -290 | 82 | []
AL_CO_00001 | N-1 400 kV Elbasan 2-Tirana 2 | [MK-GR] 400 kV Bitola-Meliti | XFL_BI11_GMELIT11_1:line | 1305 |  | 1600 | -295 | 82 | []
GR_CO_00004 | N-1 400 kV Amideo-Lagadas ck.2 | [MK-GR] 400 kV Bitola-Meliti | XFL_BI11_GMELIT11_1:line | 1248 |  | 1600 | -352 | 78 | []
GR_CO_00002 | N-1 400 kV Filippoi-Lagadas ck.2 | [MK-GR] 400 kV Bitola-Meliti | XFL_BI11_GMELIT11_1:line | 1245 |  | 1600 | -355 | 78 | []
AL_ME_CO_00001 | N-1 400 kV Tirana 2âPodgorica 2 | [MK-GR] 400 kV Bitola-Meliti | XFL_BI11_GMELIT11_1:line | 1222 |  | 1600 | -378 | 76 | []
BG_GR_CO_00002 | N-1 400kV MARITSA IZTOK-NEA SANTA-CK-1 | [MK-GR] 400 kV Bitola-Meliti | XFL_BI11_GMELIT11_1:line | 1214 |  | 1600 | -386 | 76 | []
TR_GR_CO_00001 | N-1 400 kV Babaeski-N Santa | [MK-GR] 400 kV Bitola-Meliti | XFL_BI11_GMELIT11_1:line | 1189 |  | 1600 | -411 | 74 | []
BG_RS_CO_00001 | N-1 400kV Sofia Zapad - Nis Â | [MK-GR] 400 kV Bitola-Meliti | XFL_BI11_GMELIT11_1:line | 1175 |  | 1600 | -425 | 73 | []
BG_TR_CO_00002 | N-1 400kV Maritsa 3 - Hamitabat 2 | [MK-GR] 400 kV Bitola-Meliti | XFL_BI11_GMELIT11_1:line | 1171 |  | 1600 | -429 | 73 | []
BG_CO_00009 | N-1 400kV Maritsa Iztok 2Â - Maritsa Iztok 3 | [MK-GR] 400 kV Bitola-Meliti | XFL_BI11_GMELIT11_1:line | 1169 |  | 1600 | -431 | 73 | []
TR_CO_00001 | N-1 400 kV Habitabat NGCC -Babaeski | [MK-GR] 400 kV Bitola-Meliti | XFL_BI11_GMELIT11_1:line | 1169 |  | 1600 | -431 | 73 | []
BG_TR_CO_00001 | N-1 400kV Maritsa 3 - Hamitabat 1 | [MK-GR] 400 kV Bitola-Meliti | XFL_BI11_GMELIT11_1:line | 1169 |  | 1600 | -431 | 73 | []
BG_CO_00002 | N-1 400kV Sofia Zapad - Chervena Mogila ck. 1 | [MK-GR] 400 kV Bitola-Meliti | XFL_BI11_GMELIT11_1:line | 1166 |  | 1600 | -434 | 73 | []
BG_CO_00005, BG_CO_00007 | N-1 400kV Vetren - Chervena Mogila , N-1 400kV Maritsa Iztok - Plovdiv ck. 2 | [MK-GR] 400 kV Bitola-Meliti | XFL_BI11_GMELIT11_1:line | 1166 |  | 1600 | -434 | 73 | []
BG_CO_00006, BG_CO_00008 | N-1 400kV Plovdiv - Vetren , N-1 400kV Plovdiv - Vetren | [MK-GR] 400 kV Bitola-Meliti | XFL_BI11_GMELIT11_1:line | 1164 |  | 1600 | -436 | 73 | []
BG_CO_00012 | Â N-1 400kV Varna - Burgas | [MK-GR] 400 kV Bitola-Meliti | XFL_BI11_GMELIT11_1:line | 1164 |  | 1600 | -436 | 73 | []
BC | Base Case | [MK-GR] 400 kV Bitola-Meliti | XFL_BI11_GMELIT11_1:line | 1163 |  | 1600 | -437 | 73 | []
BG_CO_00010 | N-1 400kV Maritsa Iztok â Maritsa Iztok 3 | [MK-GR] 400 kV Bitola-Meliti | XFL_BI11_GMELIT11_1:line | 1163 |  | 1600 | -437 | 73 | []
BG_CO_00011 | N-1 400kV Maritsa Iztok - Plovdiv | [MK-GR] 400 kV Bitola-Meliti | XFL_BI11_GMELIT11_1:line | 1160 |  | 1600 | -440 | 72 | []
BG_CO_00016 | N-1 400kV Kozloduy - Sofia Zapad ck.2 | [MK-GR] 400 kV Bitola-Meliti | XFL_BI11_GMELIT11_1:line | 1158 |  | 1600 | -442 | 72 | []
BG_CO_00013 | N-1 400kV Burgas â Maritsa Iztok 2 | [MK-GR] 400 kV Bitola-Meliti | XFL_BI11_GMELIT11_1:line | 1158 |  | 1600 | -442 | 72 | []
GR_CO_00003 | N-1 400 kV Meliti-Amideo ck.2 | [MK-GR] 400 kV Dubrovo-Thessaloniki | XTH_DU11_GTHESS11_1:line | -1149 |  | 1600 | -451 | 72 | []
MK_GR_CO_00001 | N-1 400 kV Bitola-Meliti | [MK-GR] 400 kV Dubrovo-Thessaloniki | XTH_DU11_GTHESS11_1:line | 1149 |  | 1600 | -451 | 72 | []
RS_KS_CO_00002 | N-1 400 kV Kosovo B-Nis 2 | [MK-GR] 400 kV Bitola-Meliti | XFL_BI11_GMELIT11_1:line | 1147 |  | 1600 | -453 | 72 | []
GR_CO_00005 | N-1 400 kV Thessaloniki-Lagadas ck.2 | [MK-GR] 400 kV Bitola-Meliti | XFL_BI11_GMELIT11_1:line | 1145 |  | 1600 | -455 | 72 | []
KS_ME_CO_00001 | N-1 400 kV Pec 3-Ribarevina | [MK-GR] 400 kV Bitola-Meliti | XFL_BI11_GMELIT11_1:line | 1122 |  | 1600 | -478 | 70 | []

## 1630Preventive
Detailed results
Generated at: | 2023-12-31 07:54
Business day: | 31.12.2023
Timestamp: | 16:30
Border & direction: | North-Greece Importing
Horizon: | ID
Remedial actions: | true
Evaluation type: | PREVENTIVE
TTC [MW]: | 2769
Fallback applied | false
Loading threshold | 0.7
Applied RAs
CO ID | RA ID | Name of the RA | Usage | Type | Location | Status
Limiting CNECs
CO ID | Name of the CO | Name of the CNE | CNE UCTE branch | Calculated I (A) | I max (PRE) | I max (CUR) | Margin (A) | Loading (%) | Applicable curative RAs
AL_GR_CO_00001 | N-1 400 kV Zemplak-Kardia | [MK-GR] 400 kV Bitola-Meliti | XFL_BI11_GMELIT11_1:line | 1523 | 1600 | 1600 | -77 | 95 | []
AL_CO_00002 | N-1 400 kV Elbasan 2-Zemlak | [MK-GR] 400 kV Bitola-Meliti | XFL_BI11_GMELIT11_1:line | 1476 | 1600 | 1600 | -124 | 92 | []
MK_GR_CO_00002 | N-1 400 kV Dubrovo-Thessaloniki | [MK-GR] 400 kV Bitola-Meliti | XFL_BI11_GMELIT11_1:line | 1439 | 1600 | 1600 | -161 | 90 | []
BG_CO_00001 | N-1 400kV Chervena Mogila - Blagoevgrad ck. 1 | [MK-GR] 400 kV Bitola-Meliti | XFL_BI11_GMELIT11_1:line | 1386 | 1600 | 1600 | -214 | 87 | []
BG_GR_CO_00001 | N-1 400 kV Blagoevgrad - Thessaloniki | [MK-GR] 400 kV Bitola-Meliti | XFL_BI11_GMELIT11_1:line | 1336 | 1600 | 1600 | -264 | 84 | []
GR_CO_00001 | N-1 400 kV Filippoi-Nea Santa ck.2 | [MK-GR] 400 kV Bitola-Meliti | XFL_BI11_GMELIT11_1:line | 1328 | 1600 | 1600 | -272 | 83 | []
AL_CO_00001 | N-1 400 kV Elbasan 2-Tirana 2 | [MK-GR] 400 kV Bitola-Meliti | XFL_BI11_GMELIT11_1:line | 1297 | 1600 | 1600 | -303 | 81 | []
GR_CO_00002 | N-1 400 kV Filippoi-Lagadas ck.2 | [MK-GR] 400 kV Bitola-Meliti | XFL_BI11_GMELIT11_1:line | 1253 | 1600 | 1600 | -347 | 78 | []
GR_CO_00004 | N-1 400 kV Amideo-Lagadas ck.2 | [MK-GR] 400 kV Bitola-Meliti | XFL_BI11_GMELIT11_1:line | 1243 | 1600 | 1600 | -357 | 78 | []
AL_ME_CO_00001 | N-1 400 kV Tirana 2âPodgorica 2 | [MK-GR] 400 kV Bitola-Meliti | XFL_BI11_GMELIT11_1:line | 1224 | 1600 | 1600 | -376 | 77 | []
BG_GR_CO_00002 | N-1 400kV MARITSA IZTOK-NEA SANTA-CK-1 | [MK-GR] 400 kV Bitola-Meliti | XFL_BI11_GMELIT11_1:line | 1212 | 1600 | 1600 | -388 | 76 | []
TR_GR_CO_00001 | N-1 400 kV Babaeski-N Santa | [MK-GR] 400 kV Bitola-Meliti | XFL_BI11_GMELIT11_1:line | 1198 | 1600 | 1600 | -402 | 75 | []
IT_GR_CO_00001 | N-1 400 kV Galatina-Arachthos | [MK-GR] 400 kV Bitola-Meliti | XFL_BI11_GMELIT11_1:line | 1198 | 1600 | 1600 | -402 | 75 | []
BG_RS_CO_00001 | N-1 400kV Sofia Zapad - Nis Â | [MK-GR] 400 kV Bitola-Meliti | XFL_BI11_GMELIT11_1:line | 1170 | 1600 | 1600 | -430 | 73 | []
TR_CO_00001 | N-1 400 kV Habitabat NGCC -Babaeski | [MK-GR] 400 kV Bitola-Meliti | XFL_BI11_GMELIT11_1:line | 1169 | 1600 | 1600 | -431 | 73 | []
BG_CO_00009 | N-1 400kV Maritsa Iztok 2Â - Maritsa Iztok 3 | [MK-GR] 400 kV Bitola-Meliti | XFL_BI11_GMELIT11_1:line | 1168 | 1600 | 1600 | -432 | 73 | []
BG_TR_CO_00002 | N-1 400kV Maritsa 3 - Hamitabat 2 | [MK-GR] 400 kV Bitola-Meliti | XFL_BI11_GMELIT11_1:line | 1167 | 1600 | 1600 | -433 | 73 | []
BG_CO_00002 | N-1 400kV Sofia Zapad - Chervena Mogila ck. 1 | [MK-GR] 400 kV Bitola-Meliti | XFL_BI11_GMELIT11_1:line | 1166 | 1600 | 1600 | -434 | 73 | []
BG_TR_CO_00001 | N-1 400kV Maritsa 3 - Hamitabat 1 | [MK-GR] 400 kV Bitola-Meliti | XFL_BI11_GMELIT11_1:line | 1166 | 1600 | 1600 | -434 | 73 | []
BG_CO_00005, BG_CO_00007 | N-1 400kV Vetren - Chervena Mogila , N-1 400kV Maritsa Iztok - Plovdiv ck. 2 | [MK-GR] 400 kV Bitola-Meliti | XFL_BI11_GMELIT11_1:line | 1163 | 1600 | 1600 | -437 | 73 | []
BC | Base Case | [MK-GR] 400 kV Bitola-Meliti | XFL_BI11_GMELIT11_1:line | 1163 | 1600 | 1600 | -437 | 73 | []
BG_CO_00012 | Â N-1 400kV Varna - Burgas | [MK-GR] 400 kV Bitola-Meliti | XFL_BI11_GMELIT11_1:line | 1163 | 1600 | 1600 | -437 | 73 | []
BG_CO_00010 | N-1 400kV Maritsa Iztok â Maritsa Iztok 3 | [MK-GR] 400 kV Bitola-Meliti | XFL_BI11_GMELIT11_1:line | 1163 | 1600 | 1600 | -437 | 73 | []
BG_CO_00006, BG_CO_00008 | N-1 400kV Plovdiv - Vetren , N-1 400kV Plovdiv - Vetren | [MK-GR] 400 kV Bitola-Meliti | XFL_BI11_GMELIT11_1:line | 1161 | 1600 | 1600 | -439 | 73 | []
BG_CO_00016 | N-1 400kV Kozloduy - Sofia Zapad ck.2 | [MK-GR] 400 kV Bitola-Meliti | XFL_BI11_GMELIT11_1:line | 1158 | 1600 | 1600 | -442 | 72 | []
BG_CO_00011 | N-1 400kV Maritsa Iztok - Plovdiv | [MK-GR] 400 kV Bitola-Meliti | XFL_BI11_GMELIT11_1:line | 1158 | 1600 | 1600 | -442 | 72 | []
BG_CO_00013 | N-1 400kV Burgas â Maritsa Iztok 2 | [MK-GR] 400 kV Bitola-Meliti | XFL_BI11_GMELIT11_1:line | 1157 | 1600 | 1600 | -443 | 72 | []
GR_CO_00003 | N-1 400 kV Meliti-Amideo ck.2 | [MK-GR] 400 kV Dubrovo-Thessaloniki | XTH_DU11_GTHESS11_1:line | -1148 | 1600 | 1600 | -452 | 72 | []
RS_KS_CO_00002 | N-1 400 kV Kosovo B-Nis 2 | [MK-GR] 400 kV Bitola-Meliti | XFL_BI11_GMELIT11_1:line | 1147 | 1600 | 1600 | -453 | 72 | []
MK_GR_CO_00001 | N-1 400 kV Bitola-Meliti | [MK-GR] 400 kV Dubrovo-Thessaloniki | XTH_DU11_GTHESS11_1:line | 1147 | 1600 | 1600 | -453 | 72 | []
GR_CO_00005 | N-1 400 kV Thessaloniki-Lagadas ck.2 | [MK-GR] 400 kV Bitola-Meliti | XFL_BI11_GMELIT11_1:line | 1136 | 1600 | 1600 | -464 | 71 | []
RS_CO_00003 | N-1 400 kV Vranje 4 âLeskovac 2 | [MK-GR] 400 kV Bitola-Meliti | XFL_BI11_GMELIT11_1:line | 1121 | 1600 | 1600 | -479 | 70 | []

## 1630Curative
Detailed results
Generated at: | 2023-12-31 07:54
Business day: | 31.12.2023
Timestamp: | 16:30
Border & direction: | North-Greece Importing
Horizon: | ID
Remedial actions: | true
Evaluation type: | CURATIVE
TTC [MW]: | 2769
Fallback applied | false
Loading threshold | 0.7
Applied RAs
CO ID | RA ID | Name of the RA | Usage | Type | Location | Status
Limiting CNECs
CO ID | Name of the CO | Name of the CNE | CNE UCTE branch | Calculated I (A) | I max (PRE) | I max (CUR) | Margin (A) | Loading (%) | Applicable curative RAs
AL_GR_CO_00001 | N-1 400 kV Zemplak-Kardia | [MK-GR] 400 kV Bitola-Meliti | XFL_BI11_GMELIT11_1:line | 1523 |  | 1600 | -77 | 95 | []
AL_CO_00002 | N-1 400 kV Elbasan 2-Zemlak | [MK-GR] 400 kV Bitola-Meliti | XFL_BI11_GMELIT11_1:line | 1476 |  | 1600 | -124 | 92 | []
MK_GR_CO_00002 | N-1 400 kV Dubrovo-Thessaloniki | [MK-GR] 400 kV Bitola-Meliti | XFL_BI11_GMELIT11_1:line | 1439 |  | 1600 | -161 | 90 | []
BG_CO_00001 | N-1 400kV Chervena Mogila - Blagoevgrad ck. 1 | [MK-GR] 400 kV Bitola-Meliti | XFL_BI11_GMELIT11_1:line | 1386 |  | 1600 | -214 | 87 | []
BG_GR_CO_00001 | N-1 400 kV Blagoevgrad - Thessaloniki | [MK-GR] 400 kV Bitola-Meliti | XFL_BI11_GMELIT11_1:line | 1336 |  | 1600 | -264 | 84 | []
GR_CO_00001 | N-1 400 kV Filippoi-Nea Santa ck.2 | [MK-GR] 400 kV Bitola-Meliti | XFL_BI11_GMELIT11_1:line | 1328 |  | 1600 | -272 | 83 | []
AL_CO_00001 | N-1 400 kV Elbasan 2-Tirana 2 | [MK-GR] 400 kV Bitola-Meliti | XFL_BI11_GMELIT11_1:line | 1297 |  | 1600 | -303 | 81 | []
GR_CO_00002 | N-1 400 kV Filippoi-Lagadas ck.2 | [MK-GR] 400 kV Bitola-Meliti | XFL_BI11_GMELIT11_1:line | 1253 |  | 1600 | -347 | 78 | []
GR_CO_00004 | N-1 400 kV Amideo-Lagadas ck.2 | [MK-GR] 400 kV Bitola-Meliti | XFL_BI11_GMELIT11_1:line | 1243 |  | 1600 | -357 | 78 | []
AL_ME_CO_00001 | N-1 400 kV Tirana 2âPodgorica 2 | [MK-GR] 400 kV Bitola-Meliti | XFL_BI11_GMELIT11_1:line | 1224 |  | 1600 | -376 | 77 | []
BG_GR_CO_00002 | N-1 400kV MARITSA IZTOK-NEA SANTA-CK-1 | [MK-GR] 400 kV Bitola-Meliti | XFL_BI11_GMELIT11_1:line | 1212 |  | 1600 | -388 | 76 | []
TR_GR_CO_00001 | N-1 400 kV Babaeski-N Santa | [MK-GR] 400 kV Bitola-Meliti | XFL_BI11_GMELIT11_1:line | 1198 |  | 1600 | -402 | 75 | []
IT_GR_CO_00001 | N-1 400 kV Galatina-Arachthos | [MK-GR] 400 kV Bitola-Meliti | XFL_BI11_GMELIT11_1:line | 1198 |  | 1600 | -402 | 75 | []
BG_RS_CO_00001 | N-1 400kV Sofia Zapad - Nis Â | [MK-GR] 400 kV Bitola-Meliti | XFL_BI11_GMELIT11_1:line | 1170 |  | 1600 | -430 | 73 | []
TR_CO_00001 | N-1 400 kV Habitabat NGCC -Babaeski | [MK-GR] 400 kV Bitola-Meliti | XFL_BI11_GMELIT11_1:line | 1169 |  | 1600 | -431 | 73 | []
BG_CO_00009 | N-1 400kV Maritsa Iztok 2Â - Maritsa Iztok 3 | [MK-GR] 400 kV Bitola-Meliti | XFL_BI11_GMELIT11_1:line | 1168 |  | 1600 | -432 | 73 | []
BG_TR_CO_00002 | N-1 400kV Maritsa 3 - Hamitabat 2 | [MK-GR] 400 kV Bitola-Meliti | XFL_BI11_GMELIT11_1:line | 1167 |  | 1600 | -433 | 73 | []
BG_CO_00002 | N-1 400kV Sofia Zapad - Chervena Mogila ck. 1 | [MK-GR] 400 kV Bitola-Meliti | XFL_BI11_GMELIT11_1:line | 1166 |  | 1600 | -434 | 73 | []
BG_TR_CO_00001 | N-1 400kV Maritsa 3 - Hamitabat 1 | [MK-GR] 400 kV Bitola-Meliti | XFL_BI11_GMELIT11_1:line | 1166 |  | 1600 | -434 | 73 | []
BG_CO_00005, BG_CO_00007 | N-1 400kV Vetren - Chervena Mogila , N-1 400kV Maritsa Iztok - Plovdiv ck. 2 | [MK-GR] 400 kV Bitola-Meliti | XFL_BI11_GMELIT11_1:line | 1163 |  | 1600 | -437 | 73 | []
BC | Base Case | [MK-GR] 400 kV Bitola-Meliti | XFL_BI11_GMELIT11_1:line | 1163 |  | 1600 | -437 | 73 | []
BG_CO_00012 | Â N-1 400kV Varna - Burgas | [MK-GR] 400 kV Bitola-Meliti | XFL_BI11_GMELIT11_1:line | 1163 |  | 1600 | -437 | 73 | []
BG_CO_00010 | N-1 400kV Maritsa Iztok â Maritsa Iztok 3 | [MK-GR] 400 kV Bitola-Meliti | XFL_BI11_GMELIT11_1:line | 1163 |  | 1600 | -437 | 73 | []
BG_CO_00006, BG_CO_00008 | N-1 400kV Plovdiv - Vetren , N-1 400kV Plovdiv - Vetren | [MK-GR] 400 kV Bitola-Meliti | XFL_BI11_GMELIT11_1:line | 1161 |  | 1600 | -439 | 73 | []
BG_CO_00016 | N-1 400kV Kozloduy - Sofia Zapad ck.2 | [MK-GR] 400 kV Bitola-Meliti | XFL_BI11_GMELIT11_1:line | 1158 |  | 1600 | -442 | 72 | []
BG_CO_00011 | N-1 400kV Maritsa Iztok - Plovdiv | [MK-GR] 400 kV Bitola-Meliti | XFL_BI11_GMELIT11_1:line | 1158 |  | 1600 | -442 | 72 | []
BG_CO_00013 | N-1 400kV Burgas â Maritsa Iztok 2 | [MK-GR] 400 kV Bitola-Meliti | XFL_BI11_GMELIT11_1:line | 1157 |  | 1600 | -443 | 72 | []
GR_CO_00003 | N-1 400 kV Meliti-Amideo ck.2 | [MK-GR] 400 kV Dubrovo-Thessaloniki | XTH_DU11_GTHESS11_1:line | -1148 |  | 1600 | -452 | 72 | []
RS_KS_CO_00002 | N-1 400 kV Kosovo B-Nis 2 | [MK-GR] 400 kV Bitola-Meliti | XFL_BI11_GMELIT11_1:line | 1147 |  | 1600 | -453 | 72 | []
MK_GR_CO_00001 | N-1 400 kV Bitola-Meliti | [MK-GR] 400 kV Dubrovo-Thessaloniki | XTH_DU11_GTHESS11_1:line | 1147 |  | 1600 | -453 | 72 | []
GR_CO_00005 | N-1 400 kV Thessaloniki-Lagadas ck.2 | [MK-GR] 400 kV Bitola-Meliti | XFL_BI11_GMELIT11_1:line | 1136 |  | 1600 | -464 | 71 | []
RS_CO_00003 | N-1 400 kV Vranje 4 âLeskovac 2 | [MK-GR] 400 kV Bitola-Meliti | XFL_BI11_GMELIT11_1:line | 1121 |  | 1600 | -479 | 70 | []

## 1730Preventive
Detailed results
Generated at: | 2023-12-31 07:54
Business day: | 31.12.2023
Timestamp: | 17:30
Border & direction: | North-Greece Importing
Horizon: | ID
Remedial actions: | true
Evaluation type: | PREVENTIVE
TTC [MW]: | 2759
Fallback applied | false
Loading threshold | 0.7
Applied RAs
CO ID | RA ID | Name of the RA | Usage | Type | Location | Status
Limiting CNECs
CO ID | Name of the CO | Name of the CNE | CNE UCTE branch | Calculated I (A) | I max (PRE) | I max (CUR) | Margin (A) | Loading (%) | Applicable curative RAs
AL_GR_CO_00001 | N-1 400 kV Zemplak-Kardia | [MK-GR] 400 kV Bitola-Meliti | XFL_BI11_GMELIT11_1:line | 1564 | 1600 | 1600 | -36 | 98 | []
AL_CO_00002 | N-1 400 kV Elbasan 2-Zemlak | [MK-GR] 400 kV Bitola-Meliti | XFL_BI11_GMELIT11_1:line | 1521 | 1600 | 1600 | -79 | 95 | []
MK_GR_CO_00002 | N-1 400 kV Dubrovo-Thessaloniki | [MK-GR] 400 kV Bitola-Meliti | XFL_BI11_GMELIT11_1:line | 1460 | 1600 | 1600 | -140 | 91 | []
BG_CO_00001 | N-1 400kV Chervena Mogila - Blagoevgrad ck. 1 | [MK-GR] 400 kV Bitola-Meliti | XFL_BI11_GMELIT11_1:line | 1424 | 1600 | 1600 | -176 | 89 | []
BG_GR_CO_00001 | N-1 400 kV Blagoevgrad - Thessaloniki | [MK-GR] 400 kV Bitola-Meliti | XFL_BI11_GMELIT11_1:line | 1364 | 1600 | 1600 | -236 | 85 | []
GR_CO_00001 | N-1 400 kV Filippoi-Nea Santa ck.2 | [MK-GR] 400 kV Bitola-Meliti | XFL_BI11_GMELIT11_1:line | 1357 | 1600 | 1600 | -243 | 85 | []
AL_CO_00001 | N-1 400 kV Elbasan 2-Tirana 2 | [MK-GR] 400 kV Bitola-Meliti | XFL_BI11_GMELIT11_1:line | 1336 | 1600 | 1600 | -264 | 83 | []
GR_CO_00002 | N-1 400 kV Filippoi-Lagadas ck.2 | [MK-GR] 400 kV Bitola-Meliti | XFL_BI11_GMELIT11_1:line | 1298 | 1600 | 1600 | -302 | 81 | []
GR_CO_00004 | N-1 400 kV Amideo-Lagadas ck.2 | [MK-GR] 400 kV Bitola-Meliti | XFL_BI11_GMELIT11_1:line | 1286 | 1600 | 1600 | -314 | 80 | []
AL_ME_CO_00001 | N-1 400 kV Tirana 2âPodgorica 2 | [MK-GR] 400 kV Bitola-Meliti | XFL_BI11_GMELIT11_1:line | 1261 | 1600 | 1600 | -339 | 79 | []
BG_GR_CO_00002 | N-1 400kV MARITSA IZTOK-NEA SANTA-CK-1 | [MK-GR] 400 kV Bitola-Meliti | XFL_BI11_GMELIT11_1:line | 1240 | 1600 | 1600 | -360 | 77 | []
TR_GR_CO_00001 | N-1 400 kV Babaeski-N Santa | [MK-GR] 400 kV Bitola-Meliti | XFL_BI11_GMELIT11_1:line | 1225 | 1600 | 1600 | -375 | 77 | []
TR_CO_00001 | N-1 400 kV Habitabat NGCC -Babaeski | [MK-GR] 400 kV Bitola-Meliti | XFL_BI11_GMELIT11_1:line | 1197 | 1600 | 1600 | -403 | 75 | []
BG_CO_00009 | N-1 400kV Maritsa Iztok 2Â - Maritsa Iztok 3 | [MK-GR] 400 kV Bitola-Meliti | XFL_BI11_GMELIT11_1:line | 1197 | 1600 | 1600 | -403 | 75 | []
BG_RS_CO_00001 | N-1 400kV Sofia Zapad - Nis Â | [MK-GR] 400 kV Bitola-Meliti | XFL_BI11_GMELIT11_1:line | 1196 | 1600 | 1600 | -404 | 75 | []
BG_CO_00002 | N-1 400kV Sofia Zapad - Chervena Mogila ck. 1 | [MK-GR] 400 kV Bitola-Meliti | XFL_BI11_GMELIT11_1:line | 1196 | 1600 | 1600 | -404 | 75 | []
BG_TR_CO_00002 | N-1 400kV Maritsa 3 - Hamitabat 2 | [MK-GR] 400 kV Bitola-Meliti | XFL_BI11_GMELIT11_1:line | 1195 | 1600 | 1600 | -405 | 75 | []
BG_TR_CO_00001 | N-1 400kV Maritsa 3 - Hamitabat 1 | [MK-GR] 400 kV Bitola-Meliti | XFL_BI11_GMELIT11_1:line | 1194 | 1600 | 1600 | -406 | 75 | []
BG_CO_00012 | Â N-1 400kV Varna - Burgas | [MK-GR] 400 kV Bitola-Meliti | XFL_BI11_GMELIT11_1:line | 1191 | 1600 | 1600 | -409 | 74 | []
BC | Base Case | [MK-GR] 400 kV Bitola-Meliti | XFL_BI11_GMELIT11_1:line | 1191 | 1600 | 1600 | -409 | 74 | []
BG_CO_00010 | N-1 400kV Maritsa Iztok â Maritsa Iztok 3 | [MK-GR] 400 kV Bitola-Meliti | XFL_BI11_GMELIT11_1:line | 1191 | 1600 | 1600 | -409 | 74 | []
BG_CO_00006, BG_CO_00008 | N-1 400kV Plovdiv - Vetren , N-1 400kV Plovdiv - Vetren | [MK-GR] 400 kV Bitola-Meliti | XFL_BI11_GMELIT11_1:line | 1188 | 1600 | 1600 | -412 | 74 | []
BG_CO_00016 | N-1 400kV Kozloduy - Sofia Zapad ck.2 | [MK-GR] 400 kV Bitola-Meliti | XFL_BI11_GMELIT11_1:line | 1187 | 1600 | 1600 | -413 | 74 | []
BG_CO_00011 | N-1 400kV Maritsa Iztok - Plovdiv | [MK-GR] 400 kV Bitola-Meliti | XFL_BI11_GMELIT11_1:line | 1187 | 1600 | 1600 | -413 | 74 | []
BG_CO_00013 | N-1 400kV Burgas â Maritsa Iztok 2 | [MK-GR] 400 kV Bitola-Meliti | XFL_BI11_GMELIT11_1:line | 1186 | 1600 | 1600 | -414 | 74 | []
BG_CO_00007 | N-1 400kV Maritsa Iztok - Plovdiv ck. 2 | [MK-GR] 400 kV Bitola-Meliti | XFL_BI11_GMELIT11_1:line | 1185 | 1600 | 1600 | -415 | 74 | []
RS_KS_CO_00002 | N-1 400 kV Kosovo B-Nis 2 | [MK-GR] 400 kV Bitola-Meliti | XFL_BI11_GMELIT11_1:line | 1175 | 1600 | 1600 | -425 | 73 | []
GR_CO_00005 | N-1 400 kV Thessaloniki-Lagadas ck.2 | [MK-GR] 400 kV Bitola-Meliti | XFL_BI11_GMELIT11_1:line | 1157 | 1600 | 1600 | -443 | 72 | []
GR_CO_00003 | N-1 400 kV Meliti-Amideo ck.2 | [MK-GR] 400 kV Dubrovo-Thessaloniki | XTH_DU11_GTHESS11_1:line | -1155 | 1600 | 1600 | -445 | 72 | []
MK_GR_CO_00001 | N-1 400 kV Bitola-Meliti | [MK-GR] 400 kV Dubrovo-Thessaloniki | XTH_DU11_GTHESS11_1:line | -1154 | 1600 | 1600 | -446 | 72 | []
RS_CO_00003 | N-1 400 kV Vranje 4 âLeskovac 2 | [MK-GR] 400 kV Bitola-Meliti | XFL_BI11_GMELIT11_1:line | 1149 | 1600 | 1600 | -451 | 72 | []
RS_MK_00001 | N-1 400 kV Vranje 4 -Stip | [MK-GR] 400 kV Bitola-Meliti | XFL_BI11_GMELIT11_1:line | 1146 | 1600 | 1600 | -454 | 72 | []
RS_CO_00004 | N-1 400 kV Nis 2 âLeskovac 2 | [MK-GR] 400 kV Bitola-Meliti | XFL_BI11_GMELIT11_1:line | 1144 | 1600 | 1600 | -456 | 71 | []
KS_ME_CO_00001 | N-1 400 kV Pec 3-Ribarevina | [MK-GR] 400 kV Bitola-Meliti | XFL_BI11_GMELIT11_1:line | 1138 | 1600 | 1600 | -462 | 71 | []

## 1730Curative
Detailed results
Generated at: | 2023-12-31 07:54
Business day: | 31.12.2023
Timestamp: | 17:30
Border & direction: | North-Greece Importing
Horizon: | ID
Remedial actions: | true
Evaluation type: | CURATIVE
TTC [MW]: | 2759
Fallback applied | false
Loading threshold | 0.7
Applied RAs
CO ID | RA ID | Name of the RA | Usage | Type | Location | Status
Limiting CNECs
CO ID | Name of the CO | Name of the CNE | CNE UCTE branch | Calculated I (A) | I max (PRE) | I max (CUR) | Margin (A) | Loading (%) | Applicable curative RAs
AL_GR_CO_00001 | N-1 400 kV Zemplak-Kardia | [MK-GR] 400 kV Bitola-Meliti | XFL_BI11_GMELIT11_1:line | 1564 |  | 1600 | -36 | 98 | []
AL_CO_00002 | N-1 400 kV Elbasan 2-Zemlak | [MK-GR] 400 kV Bitola-Meliti | XFL_BI11_GMELIT11_1:line | 1521 |  | 1600 | -79 | 95 | []
MK_GR_CO_00002 | N-1 400 kV Dubrovo-Thessaloniki | [MK-GR] 400 kV Bitola-Meliti | XFL_BI11_GMELIT11_1:line | 1460 |  | 1600 | -140 | 91 | []
BG_CO_00001 | N-1 400kV Chervena Mogila - Blagoevgrad ck. 1 | [MK-GR] 400 kV Bitola-Meliti | XFL_BI11_GMELIT11_1:line | 1424 |  | 1600 | -176 | 89 | []
BG_GR_CO_00001 | N-1 400 kV Blagoevgrad - Thessaloniki | [MK-GR] 400 kV Bitola-Meliti | XFL_BI11_GMELIT11_1:line | 1364 |  | 1600 | -236 | 85 | []
GR_CO_00001 | N-1 400 kV Filippoi-Nea Santa ck.2 | [MK-GR] 400 kV Bitola-Meliti | XFL_BI11_GMELIT11_1:line | 1357 |  | 1600 | -243 | 85 | []
AL_CO_00001 | N-1 400 kV Elbasan 2-Tirana 2 | [MK-GR] 400 kV Bitola-Meliti | XFL_BI11_GMELIT11_1:line | 1336 |  | 1600 | -264 | 83 | []
GR_CO_00002 | N-1 400 kV Filippoi-Lagadas ck.2 | [MK-GR] 400 kV Bitola-Meliti | XFL_BI11_GMELIT11_1:line | 1298 |  | 1600 | -302 | 81 | []
GR_CO_00004 | N-1 400 kV Amideo-Lagadas ck.2 | [MK-GR] 400 kV Bitola-Meliti | XFL_BI11_GMELIT11_1:line | 1286 |  | 1600 | -314 | 80 | []
AL_ME_CO_00001 | N-1 400 kV Tirana 2âPodgorica 2 | [MK-GR] 400 kV Bitola-Meliti | XFL_BI11_GMELIT11_1:line | 1261 |  | 1600 | -339 | 79 | []
BG_GR_CO_00002 | N-1 400kV MARITSA IZTOK-NEA SANTA-CK-1 | [MK-GR] 400 kV Bitola-Meliti | XFL_BI11_GMELIT11_1:line | 1240 |  | 1600 | -360 | 77 | []
TR_GR_CO_00001 | N-1 400 kV Babaeski-N Santa | [MK-GR] 400 kV Bitola-Meliti | XFL_BI11_GMELIT11_1:line | 1225 |  | 1600 | -375 | 77 | []
TR_CO_00001 | N-1 400 kV Habitabat NGCC -Babaeski | [MK-GR] 400 kV Bitola-Meliti | XFL_BI11_GMELIT11_1:line | 1197 |  | 1600 | -403 | 75 | []
BG_CO_00009 | N-1 400kV Maritsa Iztok 2Â - Maritsa Iztok 3 | [MK-GR] 400 kV Bitola-Meliti | XFL_BI11_GMELIT11_1:line | 1197 |  | 1600 | -403 | 75 | []
BG_RS_CO_00001 | N-1 400kV Sofia Zapad - Nis Â | [MK-GR] 400 kV Bitola-Meliti | XFL_BI11_GMELIT11_1:line | 1196 |  | 1600 | -404 | 75 | []
BG_CO_00002 | N-1 400kV Sofia Zapad - Chervena Mogila ck. 1 | [MK-GR] 400 kV Bitola-Meliti | XFL_BI11_GMELIT11_1:line | 1196 |  | 1600 | -404 | 75 | []
BG_TR_CO_00002 | N-1 400kV Maritsa 3 - Hamitabat 2 | [MK-GR] 400 kV Bitola-Meliti | XFL_BI11_GMELIT11_1:line | 1195 |  | 1600 | -405 | 75 | []
BG_TR_CO_00001 | N-1 400kV Maritsa 3 - Hamitabat 1 | [MK-GR] 400 kV Bitola-Meliti | XFL_BI11_GMELIT11_1:line | 1194 |  | 1600 | -406 | 75 | []
BG_CO_00012 | Â N-1 400kV Varna - Burgas | [MK-GR] 400 kV Bitola-Meliti | XFL_BI11_GMELIT11_1:line | 1191 |  | 1600 | -409 | 74 | []
BC | Base Case | [MK-GR] 400 kV Bitola-Meliti | XFL_BI11_GMELIT11_1:line | 1191 |  | 1600 | -409 | 74 | []
BG_CO_00010 | N-1 400kV Maritsa Iztok â Maritsa Iztok 3 | [MK-GR] 400 kV Bitola-Meliti | XFL_BI11_GMELIT11_1:line | 1191 |  | 1600 | -409 | 74 | []
BG_CO_00006, BG_CO_00008 | N-1 400kV Plovdiv - Vetren , N-1 400kV Plovdiv - Vetren | [MK-GR] 400 kV Bitola-Meliti | XFL_BI11_GMELIT11_1:line | 1188 |  | 1600 | -412 | 74 | []
BG_CO_00016 | N-1 400kV Kozloduy - Sofia Zapad ck.2 | [MK-GR] 400 kV Bitola-Meliti | XFL_BI11_GMELIT11_1:line | 1187 |  | 1600 | -413 | 74 | []
BG_CO_00011 | N-1 400kV Maritsa Iztok - Plovdiv | [MK-GR] 400 kV Bitola-Meliti | XFL_BI11_GMELIT11_1:line | 1187 |  | 1600 | -413 | 74 | []
BG_CO_00013 | N-1 400kV Burgas â Maritsa Iztok 2 | [MK-GR] 400 kV Bitola-Meliti | XFL_BI11_GMELIT11_1:line | 1186 |  | 1600 | -414 | 74 | []
BG_CO_00007 | N-1 400kV Maritsa Iztok - Plovdiv ck. 2 | [MK-GR] 400 kV Bitola-Meliti | XFL_BI11_GMELIT11_1:line | 1185 |  | 1600 | -415 | 74 | []
RS_KS_CO_00002 | N-1 400 kV Kosovo B-Nis 2 | [MK-GR] 400 kV Bitola-Meliti | XFL_BI11_GMELIT11_1:line | 1175 |  | 1600 | -425 | 73 | []
GR_CO_00005 | N-1 400 kV Thessaloniki-Lagadas ck.2 | [MK-GR] 400 kV Bitola-Meliti | XFL_BI11_GMELIT11_1:line | 1157 |  | 1600 | -443 | 72 | []
GR_CO_00003 | N-1 400 kV Meliti-Amideo ck.2 | [MK-GR] 400 kV Dubrovo-Thessaloniki | XTH_DU11_GTHESS11_1:line | -1155 |  | 1600 | -445 | 72 | []
MK_GR_CO_00001 | N-1 400 kV Bitola-Meliti | [MK-GR] 400 kV Dubrovo-Thessaloniki | XTH_DU11_GTHESS11_1:line | -1154 |  | 1600 | -446 | 72 | []
RS_CO_00003 | N-1 400 kV Vranje 4 âLeskovac 2 | [MK-GR] 400 kV Bitola-Meliti | XFL_BI11_GMELIT11_1:line | 1149 |  | 1600 | -451 | 72 | []
RS_MK_00001 | N-1 400 kV Vranje 4 -Stip | [MK-GR] 400 kV Bitola-Meliti | XFL_BI11_GMELIT11_1:line | 1146 |  | 1600 | -454 | 72 | []
RS_CO_00004 | N-1 400 kV Nis 2 âLeskovac 2 | [MK-GR] 400 kV Bitola-Meliti | XFL_BI11_GMELIT11_1:line | 1144 |  | 1600 | -456 | 71 | []
KS_ME_CO_00001 | N-1 400 kV Pec 3-Ribarevina | [MK-GR] 400 kV Bitola-Meliti | XFL_BI11_GMELIT11_1:line | 1138 |  | 1600 | -462 | 71 | []

## 1830Preventive
Detailed results
Generated at: | 2023-12-31 07:54
Business day: | 31.12.2023
Timestamp: | 18:30
Border & direction: | North-Greece Importing
Horizon: | ID
Remedial actions: | true
Evaluation type: | PREVENTIVE
TTC [MW]: | 2758
Fallback applied | false
Loading threshold | 0.7
Applied RAs
CO ID | RA ID | Name of the RA | Usage | Type | Location | Status
Limiting CNECs
CO ID | Name of the CO | Name of the CNE | CNE UCTE branch | Calculated I (A) | I max (PRE) | I max (CUR) | Margin (A) | Loading (%) | Applicable curative RAs
AL_GR_CO_00001 | N-1 400 kV Zemplak-Kardia | [MK-GR] 400 kV Bitola-Meliti | XFL_BI11_GMELIT11_1:line | 1575 | 1600 | 1600 | -25 | 98 | []
AL_CO_00002 | N-1 400 kV Elbasan 2-Zemlak | [MK-GR] 400 kV Bitola-Meliti | XFL_BI11_GMELIT11_1:line | 1536 | 1600 | 1600 | -64 | 96 | []
MK_GR_CO_00002 | N-1 400 kV Dubrovo-Thessaloniki | [MK-GR] 400 kV Bitola-Meliti | XFL_BI11_GMELIT11_1:line | 1488 | 1600 | 1600 | -112 | 93 | []
BG_CO_00001 | N-1 400kV Chervena Mogila - Blagoevgrad ck. 1 | [MK-GR] 400 kV Bitola-Meliti | XFL_BI11_GMELIT11_1:line | 1443 | 1600 | 1600 | -157 | 90 | []
BG_GR_CO_00001 | N-1 400 kV Blagoevgrad - Thessaloniki | [MK-GR] 400 kV Bitola-Meliti | XFL_BI11_GMELIT11_1:line | 1390 | 1600 | 1600 | -210 | 87 | []
GR_CO_00001 | N-1 400 kV Filippoi-Nea Santa ck.2 | [MK-GR] 400 kV Bitola-Meliti | XFL_BI11_GMELIT11_1:line | 1371 | 1600 | 1600 | -229 | 86 | []
AL_CO_00001 | N-1 400 kV Elbasan 2-Tirana 2 | [MK-GR] 400 kV Bitola-Meliti | XFL_BI11_GMELIT11_1:line | 1352 | 1600 | 1600 | -248 | 84 | []
GR_CO_00002 | N-1 400 kV Filippoi-Lagadas ck.2 | [MK-GR] 400 kV Bitola-Meliti | XFL_BI11_GMELIT11_1:line | 1314 | 1600 | 1600 | -286 | 82 | []
GR_CO_00004 | N-1 400 kV Amideo-Lagadas ck.2 | [MK-GR] 400 kV Bitola-Meliti | XFL_BI11_GMELIT11_1:line | 1304 | 1600 | 1600 | -296 | 82 | []
AL_ME_CO_00001 | N-1 400 kV Tirana 2âPodgorica 2 | [MK-GR] 400 kV Bitola-Meliti | XFL_BI11_GMELIT11_1:line | 1275 | 1600 | 1600 | -325 | 80 | []
BG_GR_CO_00002 | N-1 400kV MARITSA IZTOK-NEA SANTA-CK-1 | [MK-GR] 400 kV Bitola-Meliti | XFL_BI11_GMELIT11_1:line | 1260 | 1600 | 1600 | -340 | 79 | []
TR_GR_CO_00001 | N-1 400 kV Babaeski-N Santa | [MK-GR] 400 kV Bitola-Meliti | XFL_BI11_GMELIT11_1:line | 1236 | 1600 | 1600 | -364 | 77 | []
BG_TR_CO_00002 | N-1 400kV Maritsa 3 - Hamitabat 2 | [MK-GR] 400 kV Bitola-Meliti | XFL_BI11_GMELIT11_1:line | 1216 | 1600 | 1600 | -384 | 76 | []
BG_CO_00009 | N-1 400kV Maritsa Iztok 2Â - Maritsa Iztok 3 | [MK-GR] 400 kV Bitola-Meliti | XFL_BI11_GMELIT11_1:line | 1215 | 1600 | 1600 | -385 | 76 | []
BG_CO_00002 | N-1 400kV Sofia Zapad - Chervena Mogila ck. 1 | [MK-GR] 400 kV Bitola-Meliti | XFL_BI11_GMELIT11_1:line | 1214 | 1600 | 1600 | -386 | 76 | []
TR_CO_00001 | N-1 400 kV Habitabat NGCC -Babaeski | [MK-GR] 400 kV Bitola-Meliti | XFL_BI11_GMELIT11_1:line | 1214 | 1600 | 1600 | -386 | 76 | []
BG_TR_CO_00001 | N-1 400kV Maritsa 3 - Hamitabat 1 | [MK-GR] 400 kV Bitola-Meliti | XFL_BI11_GMELIT11_1:line | 1214 | 1600 | 1600 | -386 | 76 | []
BG_RS_CO_00001 | N-1 400kV Sofia Zapad - Nis Â | [MK-GR] 400 kV Bitola-Meliti | XFL_BI11_GMELIT11_1:line | 1213 | 1600 | 1600 | -387 | 76 | []
BG_CO_00012 | Â N-1 400kV Varna - Burgas | [MK-GR] 400 kV Bitola-Meliti | XFL_BI11_GMELIT11_1:line | 1209 | 1600 | 1600 | -391 | 76 | []
BC | Base Case | [MK-GR] 400 kV Bitola-Meliti | XFL_BI11_GMELIT11_1:line | 1209 | 1600 | 1600 | -391 | 76 | []
BG_CO_00010 | N-1 400kV Maritsa Iztok â Maritsa Iztok 3 | [MK-GR] 400 kV Bitola-Meliti | XFL_BI11_GMELIT11_1:line | 1209 | 1600 | 1600 | -391 | 76 | []
BG_CO_00006, BG_CO_00008 | N-1 400kV Plovdiv - Vetren , N-1 400kV Plovdiv - Vetren | [MK-GR] 400 kV Bitola-Meliti | XFL_BI11_GMELIT11_1:line | 1207 | 1600 | 1600 | -393 | 75 | []
BG_CO_00011 | N-1 400kV Maritsa Iztok - Plovdiv | [MK-GR] 400 kV Bitola-Meliti | XFL_BI11_GMELIT11_1:line | 1205 | 1600 | 1600 | -395 | 75 | []
BG_CO_00013 | N-1 400kV Burgas â Maritsa Iztok 2 | [MK-GR] 400 kV Bitola-Meliti | XFL_BI11_GMELIT11_1:line | 1204 | 1600 | 1600 | -396 | 75 | []
BG_CO_00016 | N-1 400kV Kozloduy - Sofia Zapad ck.2 | [MK-GR] 400 kV Bitola-Meliti | XFL_BI11_GMELIT11_1:line | 1204 | 1600 | 1600 | -396 | 75 | []
BG_CO_00007 | N-1 400kV Maritsa Iztok - Plovdiv ck. 2 | [MK-GR] 400 kV Bitola-Meliti | XFL_BI11_GMELIT11_1:line | 1203 | 1600 | 1600 | -397 | 75 | []
RS_KS_CO_00002 | N-1 400 kV Kosovo B-Nis 2 | [MK-GR] 400 kV Bitola-Meliti | XFL_BI11_GMELIT11_1:line | 1192 | 1600 | 1600 | -408 | 75 | []
GR_CO_00003 | N-1 400 kV Meliti-Amideo ck.2 | [MK-GR] 400 kV Dubrovo-Thessaloniki | XTH_DU11_GTHESS11_1:line | -1185 | 1600 | 1600 | -415 | 74 | []
MK_GR_CO_00001 | N-1 400 kV Bitola-Meliti | [MK-GR] 400 kV Dubrovo-Thessaloniki | XTH_DU11_GTHESS11_1:line | -1184 | 1600 | 1600 | -416 | 74 | []
GR_CO_00005 | N-1 400 kV Thessaloniki-Lagadas ck.2 | [MK-GR] 400 kV Bitola-Meliti | XFL_BI11_GMELIT11_1:line | 1180 | 1600 | 1600 | -420 | 74 | []
RS_CO_00003 | N-1 400 kV Vranje 4 âLeskovac 2 | [MK-GR] 400 kV Bitola-Meliti | XFL_BI11_GMELIT11_1:line | 1167 | 1600 | 1600 | -433 | 73 | []
RS_MK_00001 | N-1 400 kV Vranje 4 -Stip | [MK-GR] 400 kV Bitola-Meliti | XFL_BI11_GMELIT11_1:line | 1164 | 1600 | 1600 | -436 | 73 | []
RS_CO_00004 | N-1 400 kV Nis 2 âLeskovac 2 | [MK-GR] 400 kV Bitola-Meliti | XFL_BI11_GMELIT11_1:line | 1162 | 1600 | 1600 | -438 | 73 | []
KS_ME_CO_00001 | N-1 400 kV Pec 3-Ribarevina | [MK-GR] 400 kV Bitola-Meliti | XFL_BI11_GMELIT11_1:line | 1160 | 1600 | 1600 | -440 | 72 | []
MK_CO_00003 | N-1 400 kV Skopje 4 âSkopje 5 | [MK-GR] 400 kV Bitola-Meliti | XFL_BI11_GMELIT11_1:line | 1123 | 1600 | 1600 | -477 | 70 | []

## 1830Curative
Detailed results
Generated at: | 2023-12-31 07:54
Business day: | 31.12.2023
Timestamp: | 18:30
Border & direction: | North-Greece Importing
Horizon: | ID
Remedial actions: | true
Evaluation type: | CURATIVE
TTC [MW]: | 2758
Fallback applied | false
Loading threshold | 0.7
Applied RAs
CO ID | RA ID | Name of the RA | Usage | Type | Location | Status
Limiting CNECs
CO ID | Name of the CO | Name of the CNE | CNE UCTE branch | Calculated I (A) | I max (PRE) | I max (CUR) | Margin (A) | Loading (%) | Applicable curative RAs
AL_GR_CO_00001 | N-1 400 kV Zemplak-Kardia | [MK-GR] 400 kV Bitola-Meliti | XFL_BI11_GMELIT11_1:line | 1575 |  | 1600 | -25 | 98 | []
AL_CO_00002 | N-1 400 kV Elbasan 2-Zemlak | [MK-GR] 400 kV Bitola-Meliti | XFL_BI11_GMELIT11_1:line | 1536 |  | 1600 | -64 | 96 | []
MK_GR_CO_00002 | N-1 400 kV Dubrovo-Thessaloniki | [MK-GR] 400 kV Bitola-Meliti | XFL_BI11_GMELIT11_1:line | 1488 |  | 1600 | -112 | 93 | []
BG_CO_00001 | N-1 400kV Chervena Mogila - Blagoevgrad ck. 1 | [MK-GR] 400 kV Bitola-Meliti | XFL_BI11_GMELIT11_1:line | 1443 |  | 1600 | -157 | 90 | []
BG_GR_CO_00001 | N-1 400 kV Blagoevgrad - Thessaloniki | [MK-GR] 400 kV Bitola-Meliti | XFL_BI11_GMELIT11_1:line | 1390 |  | 1600 | -210 | 87 | []
GR_CO_00001 | N-1 400 kV Filippoi-Nea Santa ck.2 | [MK-GR] 400 kV Bitola-Meliti | XFL_BI11_GMELIT11_1:line | 1371 |  | 1600 | -229 | 86 | []
AL_CO_00001 | N-1 400 kV Elbasan 2-Tirana 2 | [MK-GR] 400 kV Bitola-Meliti | XFL_BI11_GMELIT11_1:line | 1352 |  | 1600 | -248 | 84 | []
GR_CO_00002 | N-1 400 kV Filippoi-Lagadas ck.2 | [MK-GR] 400 kV Bitola-Meliti | XFL_BI11_GMELIT11_1:line | 1314 |  | 1600 | -286 | 82 | []
GR_CO_00004 | N-1 400 kV Amideo-Lagadas ck.2 | [MK-GR] 400 kV Bitola-Meliti | XFL_BI11_GMELIT11_1:line | 1304 |  | 1600 | -296 | 82 | []
AL_ME_CO_00001 | N-1 400 kV Tirana 2âPodgorica 2 | [MK-GR] 400 kV Bitola-Meliti | XFL_BI11_GMELIT11_1:line | 1275 |  | 1600 | -325 | 80 | []
BG_GR_CO_00002 | N-1 400kV MARITSA IZTOK-NEA SANTA-CK-1 | [MK-GR] 400 kV Bitola-Meliti | XFL_BI11_GMELIT11_1:line | 1260 |  | 1600 | -340 | 79 | []
TR_GR_CO_00001 | N-1 400 kV Babaeski-N Santa | [MK-GR] 400 kV Bitola-Meliti | XFL_BI11_GMELIT11_1:line | 1236 |  | 1600 | -364 | 77 | []
BG_TR_CO_00002 | N-1 400kV Maritsa 3 - Hamitabat 2 | [MK-GR] 400 kV Bitola-Meliti | XFL_BI11_GMELIT11_1:line | 1216 |  | 1600 | -384 | 76 | []
BG_CO_00009 | N-1 400kV Maritsa Iztok 2Â - Maritsa Iztok 3 | [MK-GR] 400 kV Bitola-Meliti | XFL_BI11_GMELIT11_1:line | 1215 |  | 1600 | -385 | 76 | []
BG_CO_00002 | N-1 400kV Sofia Zapad - Chervena Mogila ck. 1 | [MK-GR] 400 kV Bitola-Meliti | XFL_BI11_GMELIT11_1:line | 1214 |  | 1600 | -386 | 76 | []
TR_CO_00001 | N-1 400 kV Habitabat NGCC -Babaeski | [MK-GR] 400 kV Bitola-Meliti | XFL_BI11_GMELIT11_1:line | 1214 |  | 1600 | -386 | 76 | []
BG_TR_CO_00001 | N-1 400kV Maritsa 3 - Hamitabat 1 | [MK-GR] 400 kV Bitola-Meliti | XFL_BI11_GMELIT11_1:line | 1214 |  | 1600 | -386 | 76 | []
BG_RS_CO_00001 | N-1 400kV Sofia Zapad - Nis Â | [MK-GR] 400 kV Bitola-Meliti | XFL_BI11_GMELIT11_1:line | 1213 |  | 1600 | -387 | 76 | []
BG_CO_00012 | Â N-1 400kV Varna - Burgas | [MK-GR] 400 kV Bitola-Meliti | XFL_BI11_GMELIT11_1:line | 1209 |  | 1600 | -391 | 76 | []
BC | Base Case | [MK-GR] 400 kV Bitola-Meliti | XFL_BI11_GMELIT11_1:line | 1209 |  | 1600 | -391 | 76 | []
BG_CO_00010 | N-1 400kV Maritsa Iztok â Maritsa Iztok 3 | [MK-GR] 400 kV Bitola-Meliti | XFL_BI11_GMELIT11_1:line | 1209 |  | 1600 | -391 | 76 | []
BG_CO_00006, BG_CO_00008 | N-1 400kV Plovdiv - Vetren , N-1 400kV Plovdiv - Vetren | [MK-GR] 400 kV Bitola-Meliti | XFL_BI11_GMELIT11_1:line | 1207 |  | 1600 | -393 | 75 | []
BG_CO_00011 | N-1 400kV Maritsa Iztok - Plovdiv | [MK-GR] 400 kV Bitola-Meliti | XFL_BI11_GMELIT11_1:line | 1205 |  | 1600 | -395 | 75 | []
BG_CO_00013 | N-1 400kV Burgas â Maritsa Iztok 2 | [MK-GR] 400 kV Bitola-Meliti | XFL_BI11_GMELIT11_1:line | 1204 |  | 1600 | -396 | 75 | []
BG_CO_00016 | N-1 400kV Kozloduy - Sofia Zapad ck.2 | [MK-GR] 400 kV Bitola-Meliti | XFL_BI11_GMELIT11_1:line | 1204 |  | 1600 | -396 | 75 | []
BG_CO_00007 | N-1 400kV Maritsa Iztok - Plovdiv ck. 2 | [MK-GR] 400 kV Bitola-Meliti | XFL_BI11_GMELIT11_1:line | 1203 |  | 1600 | -397 | 75 | []
RS_KS_CO_00002 | N-1 400 kV Kosovo B-Nis 2 | [MK-GR] 400 kV Bitola-Meliti | XFL_BI11_GMELIT11_1:line | 1192 |  | 1600 | -408 | 75 | []
GR_CO_00003 | N-1 400 kV Meliti-Amideo ck.2 | [MK-GR] 400 kV Dubrovo-Thessaloniki | XTH_DU11_GTHESS11_1:line | -1185 |  | 1600 | -415 | 74 | []
MK_GR_CO_00001 | N-1 400 kV Bitola-Meliti | [MK-GR] 400 kV Dubrovo-Thessaloniki | XTH_DU11_GTHESS11_1:line | -1184 |  | 1600 | -416 | 74 | []
GR_CO_00005 | N-1 400 kV Thessaloniki-Lagadas ck.2 | [MK-GR] 400 kV Bitola-Meliti | XFL_BI11_GMELIT11_1:line | 1180 |  | 1600 | -420 | 74 | []
RS_CO_00003 | N-1 400 kV Vranje 4 âLeskovac 2 | [MK-GR] 400 kV Bitola-Meliti | XFL_BI11_GMELIT11_1:line | 1167 |  | 1600 | -433 | 73 | []
RS_MK_00001 | N-1 400 kV Vranje 4 -Stip | [MK-GR] 400 kV Bitola-Meliti | XFL_BI11_GMELIT11_1:line | 1164 |  | 1600 | -436 | 73 | []
RS_CO_00004 | N-1 400 kV Nis 2 âLeskovac 2 | [MK-GR] 400 kV Bitola-Meliti | XFL_BI11_GMELIT11_1:line | 1162 |  | 1600 | -438 | 73 | []
KS_ME_CO_00001 | N-1 400 kV Pec 3-Ribarevina | [MK-GR] 400 kV Bitola-Meliti | XFL_BI11_GMELIT11_1:line | 1160 |  | 1600 | -440 | 72 | []
MK_CO_00003 | N-1 400 kV Skopje 4 âSkopje 5 | [MK-GR] 400 kV Bitola-Meliti | XFL_BI11_GMELIT11_1:line | 1123 |  | 1600 | -477 | 70 | []

## 1930Preventive
Detailed results
Generated at: | 2023-12-31 07:54
Business day: | 31.12.2023
Timestamp: | 19:30
Border & direction: | North-Greece Importing
Horizon: | ID
Remedial actions: | true
Evaluation type: | PREVENTIVE
TTC [MW]: | 2758
Fallback applied | false
Loading threshold | 0.7
Applied RAs
CO ID | RA ID | Name of the RA | Usage | Type | Location | Status
Limiting CNECs
CO ID | Name of the CO | Name of the CNE | CNE UCTE branch | Calculated I (A) | I max (PRE) | I max (CUR) | Margin (A) | Loading (%) | Applicable curative RAs
AL_GR_CO_00001 | N-1 400 kV Zemplak-Kardia | [MK-GR] 400 kV Bitola-Meliti | XFL_BI11_GMELIT11_1:line | 1582 | 1600 | 1600 | -18 | 99 | []
AL_CO_00002 | N-1 400 kV Elbasan 2-Zemlak | [MK-GR] 400 kV Bitola-Meliti | XFL_BI11_GMELIT11_1:line | 1531 | 1600 | 1600 | -69 | 96 | []
MK_GR_CO_00002 | N-1 400 kV Dubrovo-Thessaloniki | [MK-GR] 400 kV Bitola-Meliti | XFL_BI11_GMELIT11_1:line | 1498 | 1600 | 1600 | -102 | 94 | []
BG_CO_00001 | N-1 400kV Chervena Mogila - Blagoevgrad ck. 1 | [MK-GR] 400 kV Bitola-Meliti | XFL_BI11_GMELIT11_1:line | 1453 | 1600 | 1600 | -147 | 91 | []
BG_GR_CO_00001 | N-1 400 kV Blagoevgrad - Thessaloniki | [MK-GR] 400 kV Bitola-Meliti | XFL_BI11_GMELIT11_1:line | 1411 | 1600 | 1600 | -189 | 88 | []
GR_CO_00001 | N-1 400 kV Filippoi-Nea Santa ck.2 | [MK-GR] 400 kV Bitola-Meliti | XFL_BI11_GMELIT11_1:line | 1376 | 1600 | 1600 | -224 | 86 | []
AL_CO_00001 | N-1 400 kV Elbasan 2-Tirana 2 | [MK-GR] 400 kV Bitola-Meliti | XFL_BI11_GMELIT11_1:line | 1353 | 1600 | 1600 | -247 | 85 | []
GR_CO_00002 | N-1 400 kV Filippoi-Lagadas ck.2 | [MK-GR] 400 kV Bitola-Meliti | XFL_BI11_GMELIT11_1:line | 1320 | 1600 | 1600 | -280 | 83 | []
GR_CO_00004 | N-1 400 kV Amideo-Lagadas ck.2 | [MK-GR] 400 kV Bitola-Meliti | XFL_BI11_GMELIT11_1:line | 1317 | 1600 | 1600 | -283 | 82 | []
AL_ME_CO_00001 | N-1 400 kV Tirana 2âPodgorica 2 | [MK-GR] 400 kV Bitola-Meliti | XFL_BI11_GMELIT11_1:line | 1278 | 1600 | 1600 | -322 | 80 | []
BG_GR_CO_00002 | N-1 400kV MARITSA IZTOK-NEA SANTA-CK-1 | [MK-GR] 400 kV Bitola-Meliti | XFL_BI11_GMELIT11_1:line | 1275 | 1600 | 1600 | -325 | 80 | []
TR_GR_CO_00001 | N-1 400 kV Babaeski-N Santa | [MK-GR] 400 kV Bitola-Meliti | XFL_BI11_GMELIT11_1:line | 1241 | 1600 | 1600 | -359 | 78 | []
TR_CO_00001 | N-1 400 kV Habitabat NGCC -Babaeski | [MK-GR] 400 kV Bitola-Meliti | XFL_BI11_GMELIT11_1:line | 1229 | 1600 | 1600 | -371 | 77 | []
BG_TR_CO_00002 | N-1 400kV Maritsa 3 - Hamitabat 2 | [MK-GR] 400 kV Bitola-Meliti | XFL_BI11_GMELIT11_1:line | 1228 | 1600 | 1600 | -372 | 77 | []
BG_CO_00009 | N-1 400kV Maritsa Iztok 2Â - Maritsa Iztok 3 | [MK-GR] 400 kV Bitola-Meliti | XFL_BI11_GMELIT11_1:line | 1227 | 1600 | 1600 | -373 | 77 | []
BG_TR_CO_00001 | N-1 400kV Maritsa 3 - Hamitabat 1 | [MK-GR] 400 kV Bitola-Meliti | XFL_BI11_GMELIT11_1:line | 1225 | 1600 | 1600 | -375 | 77 | []
BG_CO_00002 | N-1 400kV Sofia Zapad - Chervena Mogila ck. 1 | [MK-GR] 400 kV Bitola-Meliti | XFL_BI11_GMELIT11_1:line | 1223 | 1600 | 1600 | -377 | 76 | []
BG_RS_CO_00001 | N-1 400kV Sofia Zapad - Nis Â | [MK-GR] 400 kV Bitola-Meliti | XFL_BI11_GMELIT11_1:line | 1222 | 1600 | 1600 | -378 | 76 | []
BG_CO_00012 | Â N-1 400kV Varna - Burgas | [MK-GR] 400 kV Bitola-Meliti | XFL_BI11_GMELIT11_1:line | 1221 | 1600 | 1600 | -379 | 76 | []
BC | Base Case | [MK-GR] 400 kV Bitola-Meliti | XFL_BI11_GMELIT11_1:line | 1220 | 1600 | 1600 | -380 | 76 | []
BG_CO_00010 | N-1 400kV Maritsa Iztok â Maritsa Iztok 3 | [MK-GR] 400 kV Bitola-Meliti | XFL_BI11_GMELIT11_1:line | 1219 | 1600 | 1600 | -381 | 76 | []
BG_CO_00006, BG_CO_00008 | N-1 400kV Plovdiv - Vetren , N-1 400kV Plovdiv - Vetren | [MK-GR] 400 kV Bitola-Meliti | XFL_BI11_GMELIT11_1:line | 1218 | 1600 | 1600 | -382 | 76 | []
BG_CO_00013 | N-1 400kV Burgas â Maritsa Iztok 2 | [MK-GR] 400 kV Bitola-Meliti | XFL_BI11_GMELIT11_1:line | 1216 | 1600 | 1600 | -384 | 76 | []
BG_CO_00011 | N-1 400kV Maritsa Iztok - Plovdiv | [MK-GR] 400 kV Bitola-Meliti | XFL_BI11_GMELIT11_1:line | 1215 | 1600 | 1600 | -385 | 76 | []
BG_CO_00016 | N-1 400kV Kozloduy - Sofia Zapad ck.2 | [MK-GR] 400 kV Bitola-Meliti | XFL_BI11_GMELIT11_1:line | 1214 | 1600 | 1600 | -386 | 76 | []
BG_CO_00007 | N-1 400kV Maritsa Iztok - Plovdiv ck. 2 | [MK-GR] 400 kV Bitola-Meliti | XFL_BI11_GMELIT11_1:line | 1214 | 1600 | 1600 | -386 | 76 | []
RS_KS_CO_00002 | N-1 400 kV Kosovo B-Nis 2 | [MK-GR] 400 kV Bitola-Meliti | XFL_BI11_GMELIT11_1:line | 1202 | 1600 | 1600 | -398 | 75 | []
GR_CO_00005 | N-1 400 kV Thessaloniki-Lagadas ck.2 | [MK-GR] 400 kV Bitola-Meliti | XFL_BI11_GMELIT11_1:line | 1192 | 1600 | 1600 | -408 | 75 | []
GR_CO_00003 | N-1 400 kV Meliti-Amideo ck.2 | [MK-GR] 400 kV Dubrovo-Thessaloniki | XTH_DU11_GTHESS11_1:line | -1188 | 1600 | 1600 | -412 | 74 | []
MK_GR_CO_00001 | N-1 400 kV Bitola-Meliti | [MK-GR] 400 kV Dubrovo-Thessaloniki | XTH_DU11_GTHESS11_1:line | -1187 | 1600 | 1600 | -413 | 74 | []
KS_ME_CO_00001 | N-1 400 kV Pec 3-Ribarevina | [MK-GR] 400 kV Bitola-Meliti | XFL_BI11_GMELIT11_1:line | 1178 | 1600 | 1600 | -422 | 74 | []
RS_CO_00003 | N-1 400 kV Vranje 4 âLeskovac 2 | [MK-GR] 400 kV Bitola-Meliti | XFL_BI11_GMELIT11_1:line | 1177 | 1600 | 1600 | -423 | 74 | []
RS_MK_00001 | N-1 400 kV Vranje 4 -Stip | [MK-GR] 400 kV Bitola-Meliti | XFL_BI11_GMELIT11_1:line | 1173 | 1600 | 1600 | -427 | 73 | []
RS_CO_00004 | N-1 400 kV Nis 2 âLeskovac 2 | [MK-GR] 400 kV Bitola-Meliti | XFL_BI11_GMELIT11_1:line | 1173 | 1600 | 1600 | -427 | 73 | []
MK_CO_00003 | N-1 400 kV Skopje 4 âSkopje 5 | [MK-GR] 400 kV Bitola-Meliti | XFL_BI11_GMELIT11_1:line | 1136 | 1600 | 1600 | -464 | 71 | []

## 1930Curative
Detailed results
Generated at: | 2023-12-31 07:54
Business day: | 31.12.2023
Timestamp: | 19:30
Border & direction: | North-Greece Importing
Horizon: | ID
Remedial actions: | true
Evaluation type: | CURATIVE
TTC [MW]: | 2758
Fallback applied | false
Loading threshold | 0.7
Applied RAs
CO ID | RA ID | Name of the RA | Usage | Type | Location | Status
Limiting CNECs
CO ID | Name of the CO | Name of the CNE | CNE UCTE branch | Calculated I (A) | I max (PRE) | I max (CUR) | Margin (A) | Loading (%) | Applicable curative RAs
AL_GR_CO_00001 | N-1 400 kV Zemplak-Kardia | [MK-GR] 400 kV Bitola-Meliti | XFL_BI11_GMELIT11_1:line | 1582 |  | 1600 | -18 | 99 | []
AL_CO_00002 | N-1 400 kV Elbasan 2-Zemlak | [MK-GR] 400 kV Bitola-Meliti | XFL_BI11_GMELIT11_1:line | 1531 |  | 1600 | -69 | 96 | []
MK_GR_CO_00002 | N-1 400 kV Dubrovo-Thessaloniki | [MK-GR] 400 kV Bitola-Meliti | XFL_BI11_GMELIT11_1:line | 1498 |  | 1600 | -102 | 94 | []
BG_CO_00001 | N-1 400kV Chervena Mogila - Blagoevgrad ck. 1 | [MK-GR] 400 kV Bitola-Meliti | XFL_BI11_GMELIT11_1:line | 1453 |  | 1600 | -147 | 91 | []
BG_GR_CO_00001 | N-1 400 kV Blagoevgrad - Thessaloniki | [MK-GR] 400 kV Bitola-Meliti | XFL_BI11_GMELIT11_1:line | 1411 |  | 1600 | -189 | 88 | []
GR_CO_00001 | N-1 400 kV Filippoi-Nea Santa ck.2 | [MK-GR] 400 kV Bitola-Meliti | XFL_BI11_GMELIT11_1:line | 1376 |  | 1600 | -224 | 86 | []
AL_CO_00001 | N-1 400 kV Elbasan 2-Tirana 2 | [MK-GR] 400 kV Bitola-Meliti | XFL_BI11_GMELIT11_1:line | 1353 |  | 1600 | -247 | 85 | []
GR_CO_00002 | N-1 400 kV Filippoi-Lagadas ck.2 | [MK-GR] 400 kV Bitola-Meliti | XFL_BI11_GMELIT11_1:line | 1320 |  | 1600 | -280 | 83 | []
GR_CO_00004 | N-1 400 kV Amideo-Lagadas ck.2 | [MK-GR] 400 kV Bitola-Meliti | XFL_BI11_GMELIT11_1:line | 1317 |  | 1600 | -283 | 82 | []
AL_ME_CO_00001 | N-1 400 kV Tirana 2âPodgorica 2 | [MK-GR] 400 kV Bitola-Meliti | XFL_BI11_GMELIT11_1:line | 1278 |  | 1600 | -322 | 80 | []
BG_GR_CO_00002 | N-1 400kV MARITSA IZTOK-NEA SANTA-CK-1 | [MK-GR] 400 kV Bitola-Meliti | XFL_BI11_GMELIT11_1:line | 1275 |  | 1600 | -325 | 80 | []
TR_GR_CO_00001 | N-1 400 kV Babaeski-N Santa | [MK-GR] 400 kV Bitola-Meliti | XFL_BI11_GMELIT11_1:line | 1241 |  | 1600 | -359 | 78 | []
TR_CO_00001 | N-1 400 kV Habitabat NGCC -Babaeski | [MK-GR] 400 kV Bitola-Meliti | XFL_BI11_GMELIT11_1:line | 1229 |  | 1600 | -371 | 77 | []
BG_TR_CO_00002 | N-1 400kV Maritsa 3 - Hamitabat 2 | [MK-GR] 400 kV Bitola-Meliti | XFL_BI11_GMELIT11_1:line | 1228 |  | 1600 | -372 | 77 | []
BG_CO_00009 | N-1 400kV Maritsa Iztok 2Â - Maritsa Iztok 3 | [MK-GR] 400 kV Bitola-Meliti | XFL_BI11_GMELIT11_1:line | 1227 |  | 1600 | -373 | 77 | []
BG_TR_CO_00001 | N-1 400kV Maritsa 3 - Hamitabat 1 | [MK-GR] 400 kV Bitola-Meliti | XFL_BI11_GMELIT11_1:line | 1225 |  | 1600 | -375 | 77 | []
BG_CO_00002 | N-1 400kV Sofia Zapad - Chervena Mogila ck. 1 | [MK-GR] 400 kV Bitola-Meliti | XFL_BI11_GMELIT11_1:line | 1223 |  | 1600 | -377 | 76 | []
BG_RS_CO_00001 | N-1 400kV Sofia Zapad - Nis Â | [MK-GR] 400 kV Bitola-Meliti | XFL_BI11_GMELIT11_1:line | 1222 |  | 1600 | -378 | 76 | []
BG_CO_00012 | Â N-1 400kV Varna - Burgas | [MK-GR] 400 kV Bitola-Meliti | XFL_BI11_GMELIT11_1:line | 1221 |  | 1600 | -379 | 76 | []
BC | Base Case | [MK-GR] 400 kV Bitola-Meliti | XFL_BI11_GMELIT11_1:line | 1220 |  | 1600 | -380 | 76 | []
BG_CO_00010 | N-1 400kV Maritsa Iztok â Maritsa Iztok 3 | [MK-GR] 400 kV Bitola-Meliti | XFL_BI11_GMELIT11_1:line | 1219 |  | 1600 | -381 | 76 | []
BG_CO_00006, BG_CO_00008 | N-1 400kV Plovdiv - Vetren , N-1 400kV Plovdiv - Vetren | [MK-GR] 400 kV Bitola-Meliti | XFL_BI11_GMELIT11_1:line | 1218 |  | 1600 | -382 | 76 | []
BG_CO_00013 | N-1 400kV Burgas â Maritsa Iztok 2 | [MK-GR] 400 kV Bitola-Meliti | XFL_BI11_GMELIT11_1:line | 1216 |  | 1600 | -384 | 76 | []
BG_CO_00011 | N-1 400kV Maritsa Iztok - Plovdiv | [MK-GR] 400 kV Bitola-Meliti | XFL_BI11_GMELIT11_1:line | 1215 |  | 1600 | -385 | 76 | []
BG_CO_00016 | N-1 400kV Kozloduy - Sofia Zapad ck.2 | [MK-GR] 400 kV Bitola-Meliti | XFL_BI11_GMELIT11_1:line | 1214 |  | 1600 | -386 | 76 | []
BG_CO_00007 | N-1 400kV Maritsa Iztok - Plovdiv ck. 2 | [MK-GR] 400 kV Bitola-Meliti | XFL_BI11_GMELIT11_1:line | 1214 |  | 1600 | -386 | 76 | []
RS_KS_CO_00002 | N-1 400 kV Kosovo B-Nis 2 | [MK-GR] 400 kV Bitola-Meliti | XFL_BI11_GMELIT11_1:line | 1202 |  | 1600 | -398 | 75 | []
GR_CO_00005 | N-1 400 kV Thessaloniki-Lagadas ck.2 | [MK-GR] 400 kV Bitola-Meliti | XFL_BI11_GMELIT11_1:line | 1192 |  | 1600 | -408 | 75 | []
GR_CO_00003 | N-1 400 kV Meliti-Amideo ck.2 | [MK-GR] 400 kV Dubrovo-Thessaloniki | XTH_DU11_GTHESS11_1:line | -1188 |  | 1600 | -412 | 74 | []
MK_GR_CO_00001 | N-1 400 kV Bitola-Meliti | [MK-GR] 400 kV Dubrovo-Thessaloniki | XTH_DU11_GTHESS11_1:line | -1187 |  | 1600 | -413 | 74 | []
KS_ME_CO_00001 | N-1 400 kV Pec 3-Ribarevina | [MK-GR] 400 kV Bitola-Meliti | XFL_BI11_GMELIT11_1:line | 1178 |  | 1600 | -422 | 74 | []
RS_CO_00003 | N-1 400 kV Vranje 4 âLeskovac 2 | [MK-GR] 400 kV Bitola-Meliti | XFL_BI11_GMELIT11_1:line | 1177 |  | 1600 | -423 | 74 | []
RS_MK_00001 | N-1 400 kV Vranje 4 -Stip | [MK-GR] 400 kV Bitola-Meliti | XFL_BI11_GMELIT11_1:line | 1173 |  | 1600 | -427 | 73 | []
RS_CO_00004 | N-1 400 kV Nis 2 âLeskovac 2 | [MK-GR] 400 kV Bitola-Meliti | XFL_BI11_GMELIT11_1:line | 1173 |  | 1600 | -427 | 73 | []
MK_CO_00003 | N-1 400 kV Skopje 4 âSkopje 5 | [MK-GR] 400 kV Bitola-Meliti | XFL_BI11_GMELIT11_1:line | 1136 |  | 1600 | -464 | 71 | []

## 2030Preventive
Detailed results
Generated at: | 2023-12-31 07:54
Business day: | 31.12.2023
Timestamp: | 20:30
Border & direction: | North-Greece Importing
Horizon: | ID
Remedial actions: | true
Evaluation type: | PREVENTIVE
TTC [MW]: | 2752
Fallback applied | false
Loading threshold | 0.7
Applied RAs
CO ID | RA ID | Name of the RA | Usage | Type | Location | Status
Limiting CNECs
CO ID | Name of the CO | Name of the CNE | CNE UCTE branch | Calculated I (A) | I max (PRE) | I max (CUR) | Margin (A) | Loading (%) | Applicable curative RAs
AL_GR_CO_00001 | N-1 400 kV Zemplak-Kardia | [MK-GR] 400 kV Bitola-Meliti | XFL_BI11_GMELIT11_1:line | 1490 | 1600 | 1600 | -110 | 93 | []
AL_CO_00002 | N-1 400 kV Elbasan 2-Zemlak | [MK-GR] 400 kV Bitola-Meliti | XFL_BI11_GMELIT11_1:line | 1442 | 1600 | 1600 | -158 | 90 | []
MK_GR_CO_00002 | N-1 400 kV Dubrovo-Thessaloniki | [MK-GR] 400 kV Bitola-Meliti | XFL_BI11_GMELIT11_1:line | 1427 | 1600 | 1600 | -173 | 89 | []
BG_CO_00001 | N-1 400kV Chervena Mogila - Blagoevgrad ck. 1 | [MK-GR] 400 kV Bitola-Meliti | XFL_BI11_GMELIT11_1:line | 1399 | 1600 | 1600 | -201 | 87 | []
BG_GR_CO_00001 | N-1 400 kV Blagoevgrad - Thessaloniki | [MK-GR] 400 kV Bitola-Meliti | XFL_BI11_GMELIT11_1:line | 1342 | 1600 | 1600 | -258 | 84 | []
GR_CO_00001 | N-1 400 kV Filippoi-Nea Santa ck.2 | [MK-GR] 400 kV Bitola-Meliti | XFL_BI11_GMELIT11_1:line | 1333 | 1600 | 1600 | -267 | 83 | []
AL_CO_00001 | N-1 400 kV Elbasan 2-Tirana 2 | [MK-GR] 400 kV Bitola-Meliti | XFL_BI11_GMELIT11_1:line | 1286 | 1600 | 1600 | -314 | 80 | []
GR_CO_00002 | N-1 400 kV Filippoi-Lagadas ck.2 | [MK-GR] 400 kV Bitola-Meliti | XFL_BI11_GMELIT11_1:line | 1260 | 1600 | 1600 | -340 | 79 | []
GR_CO_00004 | N-1 400 kV Amideo-Lagadas ck.2 | [MK-GR] 400 kV Bitola-Meliti | XFL_BI11_GMELIT11_1:line | 1257 | 1600 | 1600 | -343 | 79 | []
BG_GR_CO_00002 | N-1 400kV MARITSA IZTOK-NEA SANTA-CK-1 | [MK-GR] 400 kV Bitola-Meliti | XFL_BI11_GMELIT11_1:line | 1218 | 1600 | 1600 | -382 | 76 | []
AL_ME_CO_00001 | N-1 400 kV Tirana 2âPodgorica 2 | [MK-GR] 400 kV Bitola-Meliti | XFL_BI11_GMELIT11_1:line | 1218 | 1600 | 1600 | -382 | 76 | []
TR_GR_CO_00001 | N-1 400 kV Babaeski-N Santa | [MK-GR] 400 kV Bitola-Meliti | XFL_BI11_GMELIT11_1:line | 1190 | 1600 | 1600 | -410 | 74 | []
BG_TR_CO_00002 | N-1 400kV Maritsa 3 - Hamitabat 2 | [MK-GR] 400 kV Bitola-Meliti | XFL_BI11_GMELIT11_1:line | 1170 | 1600 | 1600 | -430 | 73 | []
BG_CO_00009 | N-1 400kV Maritsa Iztok 2Â - Maritsa Iztok 3 | [MK-GR] 400 kV Bitola-Meliti | XFL_BI11_GMELIT11_1:line | 1169 | 1600 | 1600 | -431 | 73 | []
TR_CO_00001 | N-1 400 kV Habitabat NGCC -Babaeski | [MK-GR] 400 kV Bitola-Meliti | XFL_BI11_GMELIT11_1:line | 1169 | 1600 | 1600 | -431 | 73 | []
BG_TR_CO_00001 | N-1 400kV Maritsa 3 - Hamitabat 1 | [MK-GR] 400 kV Bitola-Meliti | XFL_BI11_GMELIT11_1:line | 1167 | 1600 | 1600 | -433 | 73 | []
BG_RS_CO_00001 | N-1 400kV Sofia Zapad - Nis Â | [MK-GR] 400 kV Bitola-Meliti | XFL_BI11_GMELIT11_1:line | 1165 | 1600 | 1600 | -435 | 73 | []
BG_CO_00002 | N-1 400kV Sofia Zapad - Chervena Mogila ck. 1 | [MK-GR] 400 kV Bitola-Meliti | XFL_BI11_GMELIT11_1:line | 1163 | 1600 | 1600 | -437 | 73 | []
BG_CO_00012 | Â N-1 400kV Varna - Burgas | [MK-GR] 400 kV Bitola-Meliti | XFL_BI11_GMELIT11_1:line | 1163 | 1600 | 1600 | -437 | 73 | []
BC | Base Case | [MK-GR] 400 kV Bitola-Meliti | XFL_BI11_GMELIT11_1:line | 1161 | 1600 | 1600 | -439 | 73 | []
BG_CO_00010 | N-1 400kV Maritsa Iztok â Maritsa Iztok 3 | [MK-GR] 400 kV Bitola-Meliti | XFL_BI11_GMELIT11_1:line | 1161 | 1600 | 1600 | -439 | 73 | []
BG_CO_00013 | N-1 400kV Burgas â Maritsa Iztok 2 | [MK-GR] 400 kV Bitola-Meliti | XFL_BI11_GMELIT11_1:line | 1158 | 1600 | 1600 | -442 | 72 | []
BG_CO_00006, BG_CO_00008 | N-1 400kV Plovdiv - Vetren , N-1 400kV Plovdiv - Vetren | [MK-GR] 400 kV Bitola-Meliti | XFL_BI11_GMELIT11_1:line | 1157 | 1600 | 1600 | -443 | 72 | []
BG_CO_00011 | N-1 400kV Maritsa Iztok - Plovdiv | [MK-GR] 400 kV Bitola-Meliti | XFL_BI11_GMELIT11_1:line | 1155 | 1600 | 1600 | -445 | 72 | []
BG_CO_00016 | N-1 400kV Kozloduy - Sofia Zapad ck.2 | [MK-GR] 400 kV Bitola-Meliti | XFL_BI11_GMELIT11_1:line | 1155 | 1600 | 1600 | -445 | 72 | []
BG_CO_00007 | N-1 400kV Maritsa Iztok - Plovdiv ck. 2 | [MK-GR] 400 kV Bitola-Meliti | XFL_BI11_GMELIT11_1:line | 1154 | 1600 | 1600 | -446 | 72 | []
RS_KS_CO_00002 | N-1 400 kV Kosovo B-Nis 2 | [MK-GR] 400 kV Bitola-Meliti | XFL_BI11_GMELIT11_1:line | 1142 | 1600 | 1600 | -458 | 71 | []
GR_CO_00005 | N-1 400 kV Thessaloniki-Lagadas ck.2 | [MK-GR] 400 kV Bitola-Meliti | XFL_BI11_GMELIT11_1:line | 1133 | 1600 | 1600 | -467 | 71 | []
GR_CO_00003 | N-1 400 kV Meliti-Amideo ck.2 | [MK-GR] 400 kV Dubrovo-Thessaloniki | XTH_DU11_GTHESS11_1:line | -1131 | 1600 | 1600 | -469 | 71 | []
MK_GR_CO_00001 | N-1 400 kV Bitola-Meliti | [MK-GR] 400 kV Dubrovo-Thessaloniki | XTH_DU11_GTHESS11_1:line | -1130 | 1600 | 1600 | -470 | 71 | []
KS_ME_CO_00001 | N-1 400 kV Pec 3-Ribarevina | [MK-GR] 400 kV Bitola-Meliti | XFL_BI11_GMELIT11_1:line | 1126 | 1600 | 1600 | -474 | 70 | []

## 2030Curative
Detailed results
Generated at: | 2023-12-31 07:54
Business day: | 31.12.2023
Timestamp: | 20:30
Border & direction: | North-Greece Importing
Horizon: | ID
Remedial actions: | true
Evaluation type: | CURATIVE
TTC [MW]: | 2752
Fallback applied | false
Loading threshold | 0.7
Applied RAs
CO ID | RA ID | Name of the RA | Usage | Type | Location | Status
Limiting CNECs
CO ID | Name of the CO | Name of the CNE | CNE UCTE branch | Calculated I (A) | I max (PRE) | I max (CUR) | Margin (A) | Loading (%) | Applicable curative RAs
AL_GR_CO_00001 | N-1 400 kV Zemplak-Kardia | [MK-GR] 400 kV Bitola-Meliti | XFL_BI11_GMELIT11_1:line | 1490 |  | 1600 | -110 | 93 | []
AL_CO_00002 | N-1 400 kV Elbasan 2-Zemlak | [MK-GR] 400 kV Bitola-Meliti | XFL_BI11_GMELIT11_1:line | 1442 |  | 1600 | -158 | 90 | []
MK_GR_CO_00002 | N-1 400 kV Dubrovo-Thessaloniki | [MK-GR] 400 kV Bitola-Meliti | XFL_BI11_GMELIT11_1:line | 1427 |  | 1600 | -173 | 89 | []
BG_CO_00001 | N-1 400kV Chervena Mogila - Blagoevgrad ck. 1 | [MK-GR] 400 kV Bitola-Meliti | XFL_BI11_GMELIT11_1:line | 1399 |  | 1600 | -201 | 87 | []
BG_GR_CO_00001 | N-1 400 kV Blagoevgrad - Thessaloniki | [MK-GR] 400 kV Bitola-Meliti | XFL_BI11_GMELIT11_1:line | 1342 |  | 1600 | -258 | 84 | []
GR_CO_00001 | N-1 400 kV Filippoi-Nea Santa ck.2 | [MK-GR] 400 kV Bitola-Meliti | XFL_BI11_GMELIT11_1:line | 1333 |  | 1600 | -267 | 83 | []
AL_CO_00001 | N-1 400 kV Elbasan 2-Tirana 2 | [MK-GR] 400 kV Bitola-Meliti | XFL_BI11_GMELIT11_1:line | 1286 |  | 1600 | -314 | 80 | []
GR_CO_00002 | N-1 400 kV Filippoi-Lagadas ck.2 | [MK-GR] 400 kV Bitola-Meliti | XFL_BI11_GMELIT11_1:line | 1260 |  | 1600 | -340 | 79 | []
GR_CO_00004 | N-1 400 kV Amideo-Lagadas ck.2 | [MK-GR] 400 kV Bitola-Meliti | XFL_BI11_GMELIT11_1:line | 1257 |  | 1600 | -343 | 79 | []
BG_GR_CO_00002 | N-1 400kV MARITSA IZTOK-NEA SANTA-CK-1 | [MK-GR] 400 kV Bitola-Meliti | XFL_BI11_GMELIT11_1:line | 1218 |  | 1600 | -382 | 76 | []
AL_ME_CO_00001 | N-1 400 kV Tirana 2âPodgorica 2 | [MK-GR] 400 kV Bitola-Meliti | XFL_BI11_GMELIT11_1:line | 1218 |  | 1600 | -382 | 76 | []
TR_GR_CO_00001 | N-1 400 kV Babaeski-N Santa | [MK-GR] 400 kV Bitola-Meliti | XFL_BI11_GMELIT11_1:line | 1190 |  | 1600 | -410 | 74 | []
BG_TR_CO_00002 | N-1 400kV Maritsa 3 - Hamitabat 2 | [MK-GR] 400 kV Bitola-Meliti | XFL_BI11_GMELIT11_1:line | 1170 |  | 1600 | -430 | 73 | []
BG_CO_00009 | N-1 400kV Maritsa Iztok 2Â - Maritsa Iztok 3 | [MK-GR] 400 kV Bitola-Meliti | XFL_BI11_GMELIT11_1:line | 1169 |  | 1600 | -431 | 73 | []
TR_CO_00001 | N-1 400 kV Habitabat NGCC -Babaeski | [MK-GR] 400 kV Bitola-Meliti | XFL_BI11_GMELIT11_1:line | 1169 |  | 1600 | -431 | 73 | []
BG_TR_CO_00001 | N-1 400kV Maritsa 3 - Hamitabat 1 | [MK-GR] 400 kV Bitola-Meliti | XFL_BI11_GMELIT11_1:line | 1167 |  | 1600 | -433 | 73 | []
BG_RS_CO_00001 | N-1 400kV Sofia Zapad - Nis Â | [MK-GR] 400 kV Bitola-Meliti | XFL_BI11_GMELIT11_1:line | 1165 |  | 1600 | -435 | 73 | []
BG_CO_00002 | N-1 400kV Sofia Zapad - Chervena Mogila ck. 1 | [MK-GR] 400 kV Bitola-Meliti | XFL_BI11_GMELIT11_1:line | 1163 |  | 1600 | -437 | 73 | []
BG_CO_00012 | Â N-1 400kV Varna - Burgas | [MK-GR] 400 kV Bitola-Meliti | XFL_BI11_GMELIT11_1:line | 1163 |  | 1600 | -437 | 73 | []
BC | Base Case | [MK-GR] 400 kV Bitola-Meliti | XFL_BI11_GMELIT11_1:line | 1161 |  | 1600 | -439 | 73 | []
BG_CO_00010 | N-1 400kV Maritsa Iztok â Maritsa Iztok 3 | [MK-GR] 400 kV Bitola-Meliti | XFL_BI11_GMELIT11_1:line | 1161 |  | 1600 | -439 | 73 | []
BG_CO_00013 | N-1 400kV Burgas â Maritsa Iztok 2 | [MK-GR] 400 kV Bitola-Meliti | XFL_BI11_GMELIT11_1:line | 1158 |  | 1600 | -442 | 72 | []
BG_CO_00006, BG_CO_00008 | N-1 400kV Plovdiv - Vetren , N-1 400kV Plovdiv - Vetren | [MK-GR] 400 kV Bitola-Meliti | XFL_BI11_GMELIT11_1:line | 1157 |  | 1600 | -443 | 72 | []
BG_CO_00011 | N-1 400kV Maritsa Iztok - Plovdiv | [MK-GR] 400 kV Bitola-Meliti | XFL_BI11_GMELIT11_1:line | 1155 |  | 1600 | -445 | 72 | []
BG_CO_00016 | N-1 400kV Kozloduy - Sofia Zapad ck.2 | [MK-GR] 400 kV Bitola-Meliti | XFL_BI11_GMELIT11_1:line | 1155 |  | 1600 | -445 | 72 | []
BG_CO_00007 | N-1 400kV Maritsa Iztok - Plovdiv ck. 2 | [MK-GR] 400 kV Bitola-Meliti | XFL_BI11_GMELIT11_1:line | 1154 |  | 1600 | -446 | 72 | []
RS_KS_CO_00002 | N-1 400 kV Kosovo B-Nis 2 | [MK-GR] 400 kV Bitola-Meliti | XFL_BI11_GMELIT11_1:line | 1142 |  | 1600 | -458 | 71 | []
GR_CO_00005 | N-1 400 kV Thessaloniki-Lagadas ck.2 | [MK-GR] 400 kV Bitola-Meliti | XFL_BI11_GMELIT11_1:line | 1133 |  | 1600 | -467 | 71 | []
GR_CO_00003 | N-1 400 kV Meliti-Amideo ck.2 | [MK-GR] 400 kV Dubrovo-Thessaloniki | XTH_DU11_GTHESS11_1:line | -1131 |  | 1600 | -469 | 71 | []
MK_GR_CO_00001 | N-1 400 kV Bitola-Meliti | [MK-GR] 400 kV Dubrovo-Thessaloniki | XTH_DU11_GTHESS11_1:line | -1130 |  | 1600 | -470 | 71 | []
KS_ME_CO_00001 | N-1 400 kV Pec 3-Ribarevina | [MK-GR] 400 kV Bitola-Meliti | XFL_BI11_GMELIT11_1:line | 1126 |  | 1600 | -474 | 70 | []

## 2130Preventive
Detailed results
Generated at: | 2023-12-31 07:54
Business day: | 31.12.2023
Timestamp: | 21:30
Border & direction: | North-Greece Importing
Horizon: | ID
Remedial actions: | true
Evaluation type: | PREVENTIVE
TTC [MW]: | 2757
Fallback applied | false
Loading threshold | 0.7
Applied RAs
CO ID | RA ID | Name of the RA | Usage | Type | Location | Status
Limiting CNECs
CO ID | Name of the CO | Name of the CNE | CNE UCTE branch | Calculated I (A) | I max (PRE) | I max (CUR) | Margin (A) | Loading (%) | Applicable curative RAs
AL_GR_CO_00001 | N-1 400 kV Zemplak-Kardia | [MK-GR] 400 kV Bitola-Meliti | XFL_BI11_GMELIT11_1:line | 1486 | 1600 | 1600 | -114 | 93 | []
AL_CO_00002 | N-1 400 kV Elbasan 2-Zemlak | [MK-GR] 400 kV Bitola-Meliti | XFL_BI11_GMELIT11_1:line | 1431 | 1600 | 1600 | -169 | 89 | []
MK_GR_CO_00002 | N-1 400 kV Dubrovo-Thessaloniki | [MK-GR] 400 kV Bitola-Meliti | XFL_BI11_GMELIT11_1:line | 1429 | 1600 | 1600 | -171 | 89 | []
BG_CO_00001 | N-1 400kV Chervena Mogila - Blagoevgrad ck. 1 | [MK-GR] 400 kV Bitola-Meliti | XFL_BI11_GMELIT11_1:line | 1398 | 1600 | 1600 | -202 | 87 | []
BG_GR_CO_00001 | N-1 400 kV Blagoevgrad - Thessaloniki | [MK-GR] 400 kV Bitola-Meliti | XFL_BI11_GMELIT11_1:line | 1344 | 1600 | 1600 | -256 | 84 | []
GR_CO_00001 | N-1 400 kV Filippoi-Nea Santa ck.2 | [MK-GR] 400 kV Bitola-Meliti | XFL_BI11_GMELIT11_1:line | 1333 | 1600 | 1600 | -267 | 83 | []
AL_CO_00001 | N-1 400 kV Elbasan 2-Tirana 2 | [MK-GR] 400 kV Bitola-Meliti | XFL_BI11_GMELIT11_1:line | 1276 | 1600 | 1600 | -324 | 80 | []
GR_CO_00002 | N-1 400 kV Filippoi-Lagadas ck.2 | [MK-GR] 400 kV Bitola-Meliti | XFL_BI11_GMELIT11_1:line | 1254 | 1600 | 1600 | -346 | 78 | []
GR_CO_00004 | N-1 400 kV Amideo-Lagadas ck.2 | [MK-GR] 400 kV Bitola-Meliti | XFL_BI11_GMELIT11_1:line | 1251 | 1600 | 1600 | -349 | 78 | []
BG_GR_CO_00002 | N-1 400kV MARITSA IZTOK-NEA SANTA-CK-1 | [MK-GR] 400 kV Bitola-Meliti | XFL_BI11_GMELIT11_1:line | 1219 | 1600 | 1600 | -381 | 76 | []
AL_ME_CO_00001 | N-1 400 kV Tirana 2âPodgorica 2 | [MK-GR] 400 kV Bitola-Meliti | XFL_BI11_GMELIT11_1:line | 1209 | 1600 | 1600 | -391 | 76 | []
TR_GR_CO_00001 | N-1 400 kV Babaeski-N Santa | [MK-GR] 400 kV Bitola-Meliti | XFL_BI11_GMELIT11_1:line | 1189 | 1600 | 1600 | -411 | 74 | []
BG_TR_CO_00002 | N-1 400kV Maritsa 3 - Hamitabat 2 | [MK-GR] 400 kV Bitola-Meliti | XFL_BI11_GMELIT11_1:line | 1169 | 1600 | 1600 | -431 | 73 | []
BG_CO_00009 | N-1 400kV Maritsa Iztok 2Â - Maritsa Iztok 3 | [MK-GR] 400 kV Bitola-Meliti | XFL_BI11_GMELIT11_1:line | 1168 | 1600 | 1600 | -432 | 73 | []
BG_TR_CO_00001 | N-1 400kV Maritsa 3 - Hamitabat 1 | [MK-GR] 400 kV Bitola-Meliti | XFL_BI11_GMELIT11_1:line | 1166 | 1600 | 1600 | -434 | 73 | []
TR_CO_00001 | N-1 400 kV Habitabat NGCC -Babaeski | [MK-GR] 400 kV Bitola-Meliti | XFL_BI11_GMELIT11_1:line | 1164 | 1600 | 1600 | -436 | 73 | []
BG_RS_CO_00001 | N-1 400kV Sofia Zapad - Nis Â | [MK-GR] 400 kV Bitola-Meliti | XFL_BI11_GMELIT11_1:line | 1163 | 1600 | 1600 | -437 | 73 | []
BG_CO_00002 | N-1 400kV Sofia Zapad - Chervena Mogila ck. 1 | [MK-GR] 400 kV Bitola-Meliti | XFL_BI11_GMELIT11_1:line | 1161 | 1600 | 1600 | -439 | 73 | []
BG_CO_00012 | Â N-1 400kV Varna - Burgas | [MK-GR] 400 kV Bitola-Meliti | XFL_BI11_GMELIT11_1:line | 1161 | 1600 | 1600 | -439 | 73 | []
BC | Base Case | [MK-GR] 400 kV Bitola-Meliti | XFL_BI11_GMELIT11_1:line | 1159 | 1600 | 1600 | -441 | 72 | []
BG_CO_00010 | N-1 400kV Maritsa Iztok â Maritsa Iztok 3 | [MK-GR] 400 kV Bitola-Meliti | XFL_BI11_GMELIT11_1:line | 1159 | 1600 | 1600 | -441 | 72 | []
BG_CO_00013 | N-1 400kV Burgas â Maritsa Iztok 2 | [MK-GR] 400 kV Bitola-Meliti | XFL_BI11_GMELIT11_1:line | 1158 | 1600 | 1600 | -442 | 72 | []
BG_CO_00006, BG_CO_00008 | N-1 400kV Plovdiv - Vetren , N-1 400kV Plovdiv - Vetren | [MK-GR] 400 kV Bitola-Meliti | XFL_BI11_GMELIT11_1:line | 1156 | 1600 | 1600 | -444 | 72 | []
BG_CO_00016 | N-1 400kV Kozloduy - Sofia Zapad ck.2 | [MK-GR] 400 kV Bitola-Meliti | XFL_BI11_GMELIT11_1:line | 1154 | 1600 | 1600 | -446 | 72 | []
BG_CO_00011 | N-1 400kV Maritsa Iztok - Plovdiv | [MK-GR] 400 kV Bitola-Meliti | XFL_BI11_GMELIT11_1:line | 1154 | 1600 | 1600 | -446 | 72 | []
BG_CO_00007 | N-1 400kV Maritsa Iztok - Plovdiv ck. 2 | [MK-GR] 400 kV Bitola-Meliti | XFL_BI11_GMELIT11_1:line | 1152 | 1600 | 1600 | -448 | 72 | []
RS_KS_CO_00002 | N-1 400 kV Kosovo B-Nis 2 | [MK-GR] 400 kV Bitola-Meliti | XFL_BI11_GMELIT11_1:line | 1140 | 1600 | 1600 | -460 | 71 | []
GR_CO_00003 | N-1 400 kV Meliti-Amideo ck.2 | [MK-GR] 400 kV Dubrovo-Thessaloniki | XTH_DU11_GTHESS11_1:line | -1140 | 1600 | 1600 | -460 | 71 | []
MK_GR_CO_00001 | N-1 400 kV Bitola-Meliti | [MK-GR] 400 kV Dubrovo-Thessaloniki | XTH_DU11_GTHESS11_1:line | -1138 | 1600 | 1600 | -462 | 71 | []
GR_CO_00005 | N-1 400 kV Thessaloniki-Lagadas ck.2 | [MK-GR] 400 kV Bitola-Meliti | XFL_BI11_GMELIT11_1:line | 1136 | 1600 | 1600 | -464 | 71 | []
KS_ME_CO_00001 | N-1 400 kV Pec 3-Ribarevina | [MK-GR] 400 kV Bitola-Meliti | XFL_BI11_GMELIT11_1:line | 1132 | 1600 | 1600 | -468 | 71 | []

## 2130Curative
Detailed results
Generated at: | 2023-12-31 07:54
Business day: | 31.12.2023
Timestamp: | 21:30
Border & direction: | North-Greece Importing
Horizon: | ID
Remedial actions: | true
Evaluation type: | CURATIVE
TTC [MW]: | 2757
Fallback applied | false
Loading threshold | 0.7
Applied RAs
CO ID | RA ID | Name of the RA | Usage | Type | Location | Status
Limiting CNECs
CO ID | Name of the CO | Name of the CNE | CNE UCTE branch | Calculated I (A) | I max (PRE) | I max (CUR) | Margin (A) | Loading (%) | Applicable curative RAs
AL_GR_CO_00001 | N-1 400 kV Zemplak-Kardia | [MK-GR] 400 kV Bitola-Meliti | XFL_BI11_GMELIT11_1:line | 1486 |  | 1600 | -114 | 93 | []
AL_CO_00002 | N-1 400 kV Elbasan 2-Zemlak | [MK-GR] 400 kV Bitola-Meliti | XFL_BI11_GMELIT11_1:line | 1431 |  | 1600 | -169 | 89 | []
MK_GR_CO_00002 | N-1 400 kV Dubrovo-Thessaloniki | [MK-GR] 400 kV Bitola-Meliti | XFL_BI11_GMELIT11_1:line | 1429 |  | 1600 | -171 | 89 | []
BG_CO_00001 | N-1 400kV Chervena Mogila - Blagoevgrad ck. 1 | [MK-GR] 400 kV Bitola-Meliti | XFL_BI11_GMELIT11_1:line | 1398 |  | 1600 | -202 | 87 | []
BG_GR_CO_00001 | N-1 400 kV Blagoevgrad - Thessaloniki | [MK-GR] 400 kV Bitola-Meliti | XFL_BI11_GMELIT11_1:line | 1344 |  | 1600 | -256 | 84 | []
GR_CO_00001 | N-1 400 kV Filippoi-Nea Santa ck.2 | [MK-GR] 400 kV Bitola-Meliti | XFL_BI11_GMELIT11_1:line | 1333 |  | 1600 | -267 | 83 | []
AL_CO_00001 | N-1 400 kV Elbasan 2-Tirana 2 | [MK-GR] 400 kV Bitola-Meliti | XFL_BI11_GMELIT11_1:line | 1276 |  | 1600 | -324 | 80 | []
GR_CO_00002 | N-1 400 kV Filippoi-Lagadas ck.2 | [MK-GR] 400 kV Bitola-Meliti | XFL_BI11_GMELIT11_1:line | 1254 |  | 1600 | -346 | 78 | []
GR_CO_00004 | N-1 400 kV Amideo-Lagadas ck.2 | [MK-GR] 400 kV Bitola-Meliti | XFL_BI11_GMELIT11_1:line | 1251 |  | 1600 | -349 | 78 | []
BG_GR_CO_00002 | N-1 400kV MARITSA IZTOK-NEA SANTA-CK-1 | [MK-GR] 400 kV Bitola-Meliti | XFL_BI11_GMELIT11_1:line | 1219 |  | 1600 | -381 | 76 | []
AL_ME_CO_00001 | N-1 400 kV Tirana 2âPodgorica 2 | [MK-GR] 400 kV Bitola-Meliti | XFL_BI11_GMELIT11_1:line | 1209 |  | 1600 | -391 | 76 | []
TR_GR_CO_00001 | N-1 400 kV Babaeski-N Santa | [MK-GR] 400 kV Bitola-Meliti | XFL_BI11_GMELIT11_1:line | 1189 |  | 1600 | -411 | 74 | []
BG_TR_CO_00002 | N-1 400kV Maritsa 3 - Hamitabat 2 | [MK-GR] 400 kV Bitola-Meliti | XFL_BI11_GMELIT11_1:line | 1169 |  | 1600 | -431 | 73 | []
BG_CO_00009 | N-1 400kV Maritsa Iztok 2Â - Maritsa Iztok 3 | [MK-GR] 400 kV Bitola-Meliti | XFL_BI11_GMELIT11_1:line | 1168 |  | 1600 | -432 | 73 | []
BG_TR_CO_00001 | N-1 400kV Maritsa 3 - Hamitabat 1 | [MK-GR] 400 kV Bitola-Meliti | XFL_BI11_GMELIT11_1:line | 1166 |  | 1600 | -434 | 73 | []
TR_CO_00001 | N-1 400 kV Habitabat NGCC -Babaeski | [MK-GR] 400 kV Bitola-Meliti | XFL_BI11_GMELIT11_1:line | 1164 |  | 1600 | -436 | 73 | []
BG_RS_CO_00001 | N-1 400kV Sofia Zapad - Nis Â | [MK-GR] 400 kV Bitola-Meliti | XFL_BI11_GMELIT11_1:line | 1163 |  | 1600 | -437 | 73 | []
BG_CO_00002 | N-1 400kV Sofia Zapad - Chervena Mogila ck. 1 | [MK-GR] 400 kV Bitola-Meliti | XFL_BI11_GMELIT11_1:line | 1161 |  | 1600 | -439 | 73 | []
BG_CO_00012 | Â N-1 400kV Varna - Burgas | [MK-GR] 400 kV Bitola-Meliti | XFL_BI11_GMELIT11_1:line | 1161 |  | 1600 | -439 | 73 | []
BC | Base Case | [MK-GR] 400 kV Bitola-Meliti | XFL_BI11_GMELIT11_1:line | 1159 |  | 1600 | -441 | 72 | []
BG_CO_00010 | N-1 400kV Maritsa Iztok â Maritsa Iztok 3 | [MK-GR] 400 kV Bitola-Meliti | XFL_BI11_GMELIT11_1:line | 1159 |  | 1600 | -441 | 72 | []
BG_CO_00013 | N-1 400kV Burgas â Maritsa Iztok 2 | [MK-GR] 400 kV Bitola-Meliti | XFL_BI11_GMELIT11_1:line | 1158 |  | 1600 | -442 | 72 | []
BG_CO_00006, BG_CO_00008 | N-1 400kV Plovdiv - Vetren , N-1 400kV Plovdiv - Vetren | [MK-GR] 400 kV Bitola-Meliti | XFL_BI11_GMELIT11_1:line | 1156 |  | 1600 | -444 | 72 | []
BG_CO_00016 | N-1 400kV Kozloduy - Sofia Zapad ck.2 | [MK-GR] 400 kV Bitola-Meliti | XFL_BI11_GMELIT11_1:line | 1154 |  | 1600 | -446 | 72 | []
BG_CO_00011 | N-1 400kV Maritsa Iztok - Plovdiv | [MK-GR] 400 kV Bitola-Meliti | XFL_BI11_GMELIT11_1:line | 1154 |  | 1600 | -446 | 72 | []
BG_CO_00007 | N-1 400kV Maritsa Iztok - Plovdiv ck. 2 | [MK-GR] 400 kV Bitola-Meliti | XFL_BI11_GMELIT11_1:line | 1152 |  | 1600 | -448 | 72 | []
RS_KS_CO_00002 | N-1 400 kV Kosovo B-Nis 2 | [MK-GR] 400 kV Bitola-Meliti | XFL_BI11_GMELIT11_1:line | 1140 |  | 1600 | -460 | 71 | []
GR_CO_00003 | N-1 400 kV Meliti-Amideo ck.2 | [MK-GR] 400 kV Dubrovo-Thessaloniki | XTH_DU11_GTHESS11_1:line | -1140 |  | 1600 | -460 | 71 | []
MK_GR_CO_00001 | N-1 400 kV Bitola-Meliti | [MK-GR] 400 kV Dubrovo-Thessaloniki | XTH_DU11_GTHESS11_1:line | -1138 |  | 1600 | -462 | 71 | []
GR_CO_00005 | N-1 400 kV Thessaloniki-Lagadas ck.2 | [MK-GR] 400 kV Bitola-Meliti | XFL_BI11_GMELIT11_1:line | 1136 |  | 1600 | -464 | 71 | []
KS_ME_CO_00001 | N-1 400 kV Pec 3-Ribarevina | [MK-GR] 400 kV Bitola-Meliti | XFL_BI11_GMELIT11_1:line | 1132 |  | 1600 | -468 | 71 | []

## 2230Preventive
Detailed results
Generated at: | 2023-12-31 07:54
Business day: | 31.12.2023
Timestamp: | 22:30
Border & direction: | North-Greece Importing
Horizon: | ID
Remedial actions: | true
Evaluation type: | PREVENTIVE
TTC [MW]: | 2765
Fallback applied | false
Loading threshold | 0.7
Applied RAs
CO ID | RA ID | Name of the RA | Usage | Type | Location | Status
Limiting CNECs
CO ID | Name of the CO | Name of the CNE | CNE UCTE branch | Calculated I (A) | I max (PRE) | I max (CUR) | Margin (A) | Loading (%) | Applicable curative RAs
AL_GR_CO_00001 | N-1 400 kV Zemplak-Kardia | [MK-GR] 400 kV Bitola-Meliti | XFL_BI11_GMELIT11_1:line | 1464 | 1600 | 1600 | -136 | 91 | []
BG_CO_00001 | N-1 400kV Chervena Mogila - Blagoevgrad ck. 1 | [MK-GR] 400 kV Bitola-Meliti | XFL_BI11_GMELIT11_1:line | 1410 | 1600 | 1600 | -190 | 88 | []
MK_GR_CO_00002 | N-1 400 kV Dubrovo-Thessaloniki | [MK-GR] 400 kV Bitola-Meliti | XFL_BI11_GMELIT11_1:line | 1410 | 1600 | 1600 | -190 | 88 | []
AL_CO_00002 | N-1 400 kV Elbasan 2-Zemlak | [MK-GR] 400 kV Bitola-Meliti | XFL_BI11_GMELIT11_1:line | 1404 | 1600 | 1600 | -196 | 88 | []
BG_GR_CO_00001 | N-1 400 kV Blagoevgrad - Thessaloniki | [MK-GR] 400 kV Bitola-Meliti | XFL_BI11_GMELIT11_1:line | 1365 | 1600 | 1600 | -235 | 85 | []
GR_CO_00001 | N-1 400 kV Filippoi-Nea Santa ck.2 | [MK-GR] 400 kV Bitola-Meliti | XFL_BI11_GMELIT11_1:line | 1339 | 1600 | 1600 | -261 | 84 | []
GR_CO_00004 | N-1 400 kV Amideo-Lagadas ck.2 | [MK-GR] 400 kV Bitola-Meliti | XFL_BI11_GMELIT11_1:line | 1266 | 1600 | 1600 | -334 | 79 | []
GR_CO_00002 | N-1 400 kV Filippoi-Lagadas ck.2 | [MK-GR] 400 kV Bitola-Meliti | XFL_BI11_GMELIT11_1:line | 1263 | 1600 | 1600 | -337 | 79 | []
AL_CO_00001 | N-1 400 kV Elbasan 2-Tirana 2 | [MK-GR] 400 kV Bitola-Meliti | XFL_BI11_GMELIT11_1:line | 1263 | 1600 | 1600 | -337 | 79 | []
BG_CO_00001 | N-1 400kV Chervena Mogila - Blagoevgrad ck. 1 | [BG-MK] 400kV Chervena Mogila - Stip [DIR] [BG] | VCMOGL11_XCM_ST11_1:line | -1349 | 1760 | 1760 | -411 | 77 | []
BG_GR_CO_00002 | N-1 400kV MARITSA IZTOK-NEA SANTA-CK-1 | [MK-GR] 400 kV Bitola-Meliti | XFL_BI11_GMELIT11_1:line | 1222 | 1600 | 1600 | -378 | 76 | []
AL_ME_CO_00001 | N-1 400 kV Tirana 2âPodgorica 2 | [MK-GR] 400 kV Bitola-Meliti | XFL_BI11_GMELIT11_1:line | 1198 | 1600 | 1600 | -402 | 75 | []
TR_GR_CO_00001 | N-1 400 kV Babaeski-N Santa | [MK-GR] 400 kV Bitola-Meliti | XFL_BI11_GMELIT11_1:line | 1184 | 1600 | 1600 | -416 | 74 | []
BG_TR_CO_00002 | N-1 400kV Maritsa 3 - Hamitabat 2 | [MK-GR] 400 kV Bitola-Meliti | XFL_BI11_GMELIT11_1:line | 1169 | 1600 | 1600 | -431 | 73 | []
BG_CO_00009 | N-1 400kV Maritsa Iztok 2Â - Maritsa Iztok 3 | [MK-GR] 400 kV Bitola-Meliti | XFL_BI11_GMELIT11_1:line | 1167 | 1600 | 1600 | -433 | 73 | []
BG_TR_CO_00001 | N-1 400kV Maritsa 3 - Hamitabat 1 | [MK-GR] 400 kV Bitola-Meliti | XFL_BI11_GMELIT11_1:line | 1165 | 1600 | 1600 | -435 | 73 | []
TR_CO_00001 | N-1 400 kV Habitabat NGCC -Babaeski | [MK-GR] 400 kV Bitola-Meliti | XFL_BI11_GMELIT11_1:line | 1161 | 1600 | 1600 | -439 | 73 | []
BG_CO_00012 | Â N-1 400kV Varna - Burgas | [MK-GR] 400 kV Bitola-Meliti | XFL_BI11_GMELIT11_1:line | 1159 | 1600 | 1600 | -441 | 72 | []
BG_CO_00002 | N-1 400kV Sofia Zapad - Chervena Mogila ck. 1 | [MK-GR] 400 kV Bitola-Meliti | XFL_BI11_GMELIT11_1:line | 1159 | 1600 | 1600 | -441 | 72 | []
BG_CO_00013 | N-1 400kV Burgas â Maritsa Iztok 2 | [MK-GR] 400 kV Bitola-Meliti | XFL_BI11_GMELIT11_1:line | 1157 | 1600 | 1600 | -443 | 72 | []
BC | Base Case | [MK-GR] 400 kV Bitola-Meliti | XFL_BI11_GMELIT11_1:line | 1156 | 1600 | 1600 | -444 | 72 | []
BG_CO_00010 | N-1 400kV Maritsa Iztok â Maritsa Iztok 3 | [MK-GR] 400 kV Bitola-Meliti | XFL_BI11_GMELIT11_1:line | 1156 | 1600 | 1600 | -444 | 72 | []
BG_CO_00005, BG_CO_00007 | N-1 400kV Vetren - Chervena Mogila , N-1 400kV Maritsa Iztok - Plovdiv ck. 2 | [MK-GR] 400 kV Bitola-Meliti | XFL_BI11_GMELIT11_1:line | 1155 | 1600 | 1600 | -445 | 72 | []
BG_GR_CO_00001 | N-1 400 kV Blagoevgrad - Thessaloniki | [BG-MK] 400kV Chervena Mogila - Stip [DIR] [BG] | VCMOGL11_XCM_ST11_1:line | -1269 | 1760 | 1760 | -491 | 72 | []
BG_CO_00006, BG_CO_00008 | N-1 400kV Plovdiv - Vetren , N-1 400kV Plovdiv - Vetren | [MK-GR] 400 kV Bitola-Meliti | XFL_BI11_GMELIT11_1:line | 1153 | 1600 | 1600 | -447 | 72 | []
BG_CO_00011 | N-1 400kV Maritsa Iztok - Plovdiv | [MK-GR] 400 kV Bitola-Meliti | XFL_BI11_GMELIT11_1:line | 1152 | 1600 | 1600 | -448 | 72 | []
BG_RS_CO_00001 | N-1 400kV Sofia Zapad - Nis Â | [MK-GR] 400 kV Bitola-Meliti | XFL_BI11_GMELIT11_1:line | 1151 | 1600 | 1600 | -449 | 72 | []
BG_CO_00016 | N-1 400kV Kozloduy - Sofia Zapad ck.2 | [MK-GR] 400 kV Bitola-Meliti | XFL_BI11_GMELIT11_1:line | 1151 | 1600 | 1600 | -449 | 72 | []
KS_ME_CO_00001 | N-1 400 kV Pec 3-Ribarevina | [MK-GR] 400 kV Bitola-Meliti | XFL_BI11_GMELIT11_1:line | 1139 | 1600 | 1600 | -461 | 71 | []
RS_KS_CO_00002 | N-1 400 kV Kosovo B-Nis 2 | [MK-GR] 400 kV Bitola-Meliti | XFL_BI11_GMELIT11_1:line | 1136 | 1600 | 1600 | -464 | 71 | []
GR_CO_00005 | N-1 400 kV Thessaloniki-Lagadas ck.2 | [MK-GR] 400 kV Bitola-Meliti | XFL_BI11_GMELIT11_1:line | 1131 | 1600 | 1600 | -469 | 71 | []

## 2230Curative
Detailed results
Generated at: | 2023-12-31 07:54
Business day: | 31.12.2023
Timestamp: | 22:30
Border & direction: | North-Greece Importing
Horizon: | ID
Remedial actions: | true
Evaluation type: | CURATIVE
TTC [MW]: | 2765
Fallback applied | false
Loading threshold | 0.7
Applied RAs
CO ID | RA ID | Name of the RA | Usage | Type | Location | Status
Limiting CNECs
CO ID | Name of the CO | Name of the CNE | CNE UCTE branch | Calculated I (A) | I max (PRE) | I max (CUR) | Margin (A) | Loading (%) | Applicable curative RAs
AL_GR_CO_00001 | N-1 400 kV Zemplak-Kardia | [MK-GR] 400 kV Bitola-Meliti | XFL_BI11_GMELIT11_1:line | 1464 |  | 1600 | -136 | 91 | []
BG_CO_00001 | N-1 400kV Chervena Mogila - Blagoevgrad ck. 1 | [MK-GR] 400 kV Bitola-Meliti | XFL_BI11_GMELIT11_1:line | 1410 |  | 1600 | -190 | 88 | []
MK_GR_CO_00002 | N-1 400 kV Dubrovo-Thessaloniki | [MK-GR] 400 kV Bitola-Meliti | XFL_BI11_GMELIT11_1:line | 1410 |  | 1600 | -190 | 88 | []
AL_CO_00002 | N-1 400 kV Elbasan 2-Zemlak | [MK-GR] 400 kV Bitola-Meliti | XFL_BI11_GMELIT11_1:line | 1404 |  | 1600 | -196 | 88 | []
BG_GR_CO_00001 | N-1 400 kV Blagoevgrad - Thessaloniki | [MK-GR] 400 kV Bitola-Meliti | XFL_BI11_GMELIT11_1:line | 1365 |  | 1600 | -235 | 85 | []
GR_CO_00001 | N-1 400 kV Filippoi-Nea Santa ck.2 | [MK-GR] 400 kV Bitola-Meliti | XFL_BI11_GMELIT11_1:line | 1339 |  | 1600 | -261 | 84 | []
GR_CO_00004 | N-1 400 kV Amideo-Lagadas ck.2 | [MK-GR] 400 kV Bitola-Meliti | XFL_BI11_GMELIT11_1:line | 1266 |  | 1600 | -334 | 79 | []
GR_CO_00002 | N-1 400 kV Filippoi-Lagadas ck.2 | [MK-GR] 400 kV Bitola-Meliti | XFL_BI11_GMELIT11_1:line | 1263 |  | 1600 | -337 | 79 | []
AL_CO_00001 | N-1 400 kV Elbasan 2-Tirana 2 | [MK-GR] 400 kV Bitola-Meliti | XFL_BI11_GMELIT11_1:line | 1263 |  | 1600 | -337 | 79 | []
BG_CO_00001 | N-1 400kV Chervena Mogila - Blagoevgrad ck. 1 | [BG-MK] 400kV Chervena Mogila - Stip [DIR] [BG] | VCMOGL11_XCM_ST11_1:line | -1349 |  | 1760 | -411 | 77 | []
BG_GR_CO_00002 | N-1 400kV MARITSA IZTOK-NEA SANTA-CK-1 | [MK-GR] 400 kV Bitola-Meliti | XFL_BI11_GMELIT11_1:line | 1222 |  | 1600 | -378 | 76 | []
AL_ME_CO_00001 | N-1 400 kV Tirana 2âPodgorica 2 | [MK-GR] 400 kV Bitola-Meliti | XFL_BI11_GMELIT11_1:line | 1198 |  | 1600 | -402 | 75 | []
TR_GR_CO_00001 | N-1 400 kV Babaeski-N Santa | [MK-GR] 400 kV Bitola-Meliti | XFL_BI11_GMELIT11_1:line | 1184 |  | 1600 | -416 | 74 | []
BG_TR_CO_00002 | N-1 400kV Maritsa 3 - Hamitabat 2 | [MK-GR] 400 kV Bitola-Meliti | XFL_BI11_GMELIT11_1:line | 1169 |  | 1600 | -431 | 73 | []
BG_CO_00009 | N-1 400kV Maritsa Iztok 2Â - Maritsa Iztok 3 | [MK-GR] 400 kV Bitola-Meliti | XFL_BI11_GMELIT11_1:line | 1167 |  | 1600 | -433 | 73 | []
BG_TR_CO_00001 | N-1 400kV Maritsa 3 - Hamitabat 1 | [MK-GR] 400 kV Bitola-Meliti | XFL_BI11_GMELIT11_1:line | 1165 |  | 1600 | -435 | 73 | []
TR_CO_00001 | N-1 400 kV Habitabat NGCC -Babaeski | [MK-GR] 400 kV Bitola-Meliti | XFL_BI11_GMELIT11_1:line | 1161 |  | 1600 | -439 | 73 | []
BG_CO_00012 | Â N-1 400kV Varna - Burgas | [MK-GR] 400 kV Bitola-Meliti | XFL_BI11_GMELIT11_1:line | 1159 |  | 1600 | -441 | 72 | []
BG_CO_00002 | N-1 400kV Sofia Zapad - Chervena Mogila ck. 1 | [MK-GR] 400 kV Bitola-Meliti | XFL_BI11_GMELIT11_1:line | 1159 |  | 1600 | -441 | 72 | []
BG_CO_00013 | N-1 400kV Burgas â Maritsa Iztok 2 | [MK-GR] 400 kV Bitola-Meliti | XFL_BI11_GMELIT11_1:line | 1157 |  | 1600 | -443 | 72 | []
BC | Base Case | [MK-GR] 400 kV Bitola-Meliti | XFL_BI11_GMELIT11_1:line | 1156 |  | 1600 | -444 | 72 | []
BG_CO_00010 | N-1 400kV Maritsa Iztok â Maritsa Iztok 3 | [MK-GR] 400 kV Bitola-Meliti | XFL_BI11_GMELIT11_1:line | 1156 |  | 1600 | -444 | 72 | []
BG_CO_00005, BG_CO_00007 | N-1 400kV Vetren - Chervena Mogila , N-1 400kV Maritsa Iztok - Plovdiv ck. 2 | [MK-GR] 400 kV Bitola-Meliti | XFL_BI11_GMELIT11_1:line | 1155 |  | 1600 | -445 | 72 | []
BG_GR_CO_00001 | N-1 400 kV Blagoevgrad - Thessaloniki | [BG-MK] 400kV Chervena Mogila - Stip [DIR] [BG] | VCMOGL11_XCM_ST11_1:line | -1269 |  | 1760 | -491 | 72 | []
BG_CO_00006, BG_CO_00008 | N-1 400kV Plovdiv - Vetren , N-1 400kV Plovdiv - Vetren | [MK-GR] 400 kV Bitola-Meliti | XFL_BI11_GMELIT11_1:line | 1153 |  | 1600 | -447 | 72 | []
BG_CO_00011 | N-1 400kV Maritsa Iztok - Plovdiv | [MK-GR] 400 kV Bitola-Meliti | XFL_BI11_GMELIT11_1:line | 1152 |  | 1600 | -448 | 72 | []
BG_RS_CO_00001 | N-1 400kV Sofia Zapad - Nis Â | [MK-GR] 400 kV Bitola-Meliti | XFL_BI11_GMELIT11_1:line | 1151 |  | 1600 | -449 | 72 | []
BG_CO_00016 | N-1 400kV Kozloduy - Sofia Zapad ck.2 | [MK-GR] 400 kV Bitola-Meliti | XFL_BI11_GMELIT11_1:line | 1151 |  | 1600 | -449 | 72 | []
KS_ME_CO_00001 | N-1 400 kV Pec 3-Ribarevina | [MK-GR] 400 kV Bitola-Meliti | XFL_BI11_GMELIT11_1:line | 1139 |  | 1600 | -461 | 71 | []
RS_KS_CO_00002 | N-1 400 kV Kosovo B-Nis 2 | [MK-GR] 400 kV Bitola-Meliti | XFL_BI11_GMELIT11_1:line | 1136 |  | 1600 | -464 | 71 | []
GR_CO_00005 | N-1 400 kV Thessaloniki-Lagadas ck.2 | [MK-GR] 400 kV Bitola-Meliti | XFL_BI11_GMELIT11_1:line | 1131 |  | 1600 | -469 | 71 | []

## 2330Preventive
Detailed results
Generated at: | 2023-12-31 07:54
Business day: | 31.12.2023
Timestamp: | 23:30
Border & direction: | North-Greece Importing
Horizon: | ID
Remedial actions: | true
Evaluation type: | PREVENTIVE
TTC [MW]: | 2766
Fallback applied | false
Loading threshold | 0.7
Applied RAs
CO ID | RA ID | Name of the RA | Usage | Type | Location | Status
Limiting CNECs
CO ID | Name of the CO | Name of the CNE | CNE UCTE branch | Calculated I (A) | I max (PRE) | I max (CUR) | Margin (A) | Loading (%) | Applicable curative RAs
AL_GR_CO_00001 | N-1 400 kV Zemplak-Kardia | [MK-GR] 400 kV Bitola-Meliti | XFL_BI11_GMELIT11_1:line | 1500 | 1600 | 1600 | -100 | 94 | []
AL_CO_00002 | N-1 400 kV Elbasan 2-Zemlak | [MK-GR] 400 kV Bitola-Meliti | XFL_BI11_GMELIT11_1:line | 1420 | 1600 | 1600 | -180 | 89 | []
MK_GR_CO_00002 | N-1 400 kV Dubrovo-Thessaloniki | [MK-GR] 400 kV Bitola-Meliti | XFL_BI11_GMELIT11_1:line | 1407 | 1600 | 1600 | -193 | 88 | []
BG_CO_00001 | N-1 400kV Chervena Mogila - Blagoevgrad ck. 1 | [MK-GR] 400 kV Bitola-Meliti | XFL_BI11_GMELIT11_1:line | 1400 | 1600 | 1600 | -200 | 88 | []
BG_GR_CO_00001 | N-1 400 kV Blagoevgrad - Thessaloniki | [MK-GR] 400 kV Bitola-Meliti | XFL_BI11_GMELIT11_1:line | 1365 | 1600 | 1600 | -235 | 85 | []
GR_CO_00001 | N-1 400 kV Filippoi-Nea Santa ck.2 | [MK-GR] 400 kV Bitola-Meliti | XFL_BI11_GMELIT11_1:line | 1357 | 1600 | 1600 | -243 | 85 | []
AL_CO_00001 | N-1 400 kV Elbasan 2-Tirana 2 | [MK-GR] 400 kV Bitola-Meliti | XFL_BI11_GMELIT11_1:line | 1273 | 1600 | 1600 | -327 | 80 | []
GR_CO_00004 | N-1 400 kV Amideo-Lagadas ck.2 | [MK-GR] 400 kV Bitola-Meliti | XFL_BI11_GMELIT11_1:line | 1272 | 1600 | 1600 | -328 | 79 | []
GR_CO_00002 | N-1 400 kV Filippoi-Lagadas ck.2 | [MK-GR] 400 kV Bitola-Meliti | XFL_BI11_GMELIT11_1:line | 1267 | 1600 | 1600 | -333 | 79 | []
BG_GR_CO_00002 | N-1 400kV MARITSA IZTOK-NEA SANTA-CK-1 | [MK-GR] 400 kV Bitola-Meliti | XFL_BI11_GMELIT11_1:line | 1220 | 1600 | 1600 | -380 | 76 | []
AL_ME_CO_00001 | N-1 400 kV Tirana 2âPodgorica 2 | [MK-GR] 400 kV Bitola-Meliti | XFL_BI11_GMELIT11_1:line | 1207 | 1600 | 1600 | -393 | 75 | []
TR_GR_CO_00001 | N-1 400 kV Babaeski-N Santa | [MK-GR] 400 kV Bitola-Meliti | XFL_BI11_GMELIT11_1:line | 1187 | 1600 | 1600 | -413 | 74 | []
BG_CO_00001 | N-1 400kV Chervena Mogila - Blagoevgrad ck. 1 | [BG-MK] 400kV Chervena Mogila - Stip [DIR] [BG] | VCMOGL11_XCM_ST11_1:line | -1288 | 1760 | 1760 | -472 | 73 | []
BG_TR_CO_00002 | N-1 400kV Maritsa 3 - Hamitabat 2 | [MK-GR] 400 kV Bitola-Meliti | XFL_BI11_GMELIT11_1:line | 1169 | 1600 | 1600 | -431 | 73 | []
BG_CO_00009 | N-1 400kV Maritsa Iztok 2Â - Maritsa Iztok 3 | [MK-GR] 400 kV Bitola-Meliti | XFL_BI11_GMELIT11_1:line | 1168 | 1600 | 1600 | -432 | 73 | []
BG_TR_CO_00001 | N-1 400kV Maritsa 3 - Hamitabat 1 | [MK-GR] 400 kV Bitola-Meliti | XFL_BI11_GMELIT11_1:line | 1166 | 1600 | 1600 | -434 | 73 | []
TR_CO_00001 | N-1 400 kV Habitabat NGCC -Babaeski | [MK-GR] 400 kV Bitola-Meliti | XFL_BI11_GMELIT11_1:line | 1163 | 1600 | 1600 | -437 | 73 | []
BG_CO_00002 | N-1 400kV Sofia Zapad - Chervena Mogila ck. 1 | [MK-GR] 400 kV Bitola-Meliti | XFL_BI11_GMELIT11_1:line | 1162 | 1600 | 1600 | -438 | 73 | []
BG_CO_00012 | Â N-1 400kV Varna - Burgas | [MK-GR] 400 kV Bitola-Meliti | XFL_BI11_GMELIT11_1:line | 1160 | 1600 | 1600 | -440 | 73 | []
BC | Base Case | [MK-GR] 400 kV Bitola-Meliti | XFL_BI11_GMELIT11_1:line | 1158 | 1600 | 1600 | -442 | 72 | []
BG_CO_00010 | N-1 400kV Maritsa Iztok â Maritsa Iztok 3 | [MK-GR] 400 kV Bitola-Meliti | XFL_BI11_GMELIT11_1:line | 1158 | 1600 | 1600 | -442 | 72 | []
BG_CO_00013 | N-1 400kV Burgas â Maritsa Iztok 2 | [MK-GR] 400 kV Bitola-Meliti | XFL_BI11_GMELIT11_1:line | 1157 | 1600 | 1600 | -443 | 72 | []
BG_RS_CO_00001 | N-1 400kV Sofia Zapad - Nis Â | [MK-GR] 400 kV Bitola-Meliti | XFL_BI11_GMELIT11_1:line | 1155 | 1600 | 1600 | -445 | 72 | []
BG_CO_00006, BG_CO_00008 | N-1 400kV Plovdiv - Vetren , N-1 400kV Plovdiv - Vetren | [MK-GR] 400 kV Bitola-Meliti | XFL_BI11_GMELIT11_1:line | 1153 | 1600 | 1600 | -447 | 72 | []
BG_CO_00011 | N-1 400kV Maritsa Iztok - Plovdiv | [MK-GR] 400 kV Bitola-Meliti | XFL_BI11_GMELIT11_1:line | 1153 | 1600 | 1600 | -447 | 72 | []
BG_CO_00016 | N-1 400kV Kozloduy - Sofia Zapad ck.2 | [MK-GR] 400 kV Bitola-Meliti | XFL_BI11_GMELIT11_1:line | 1152 | 1600 | 1600 | -448 | 72 | []
BG_CO_00007 | N-1 400kV Maritsa Iztok - Plovdiv ck. 2 | [MK-GR] 400 kV Bitola-Meliti | XFL_BI11_GMELIT11_1:line | 1151 | 1600 | 1600 | -449 | 72 | []
RS_KS_CO_00002 | N-1 400 kV Kosovo B-Nis 2 | [MK-GR] 400 kV Bitola-Meliti | XFL_BI11_GMELIT11_1:line | 1139 | 1600 | 1600 | -461 | 71 | []
KS_ME_CO_00001 | N-1 400 kV Pec 3-Ribarevina | [MK-GR] 400 kV Bitola-Meliti | XFL_BI11_GMELIT11_1:line | 1136 | 1600 | 1600 | -464 | 71 | []
GR_CO_00005 | N-1 400 kV Thessaloniki-Lagadas ck.2 | [MK-GR] 400 kV Bitola-Meliti | XFL_BI11_GMELIT11_1:line | 1129 | 1600 | 1600 | -471 | 71 | []

## 2330Curative
Detailed results
Generated at: | 2023-12-31 07:54
Business day: | 31.12.2023
Timestamp: | 23:30
Border & direction: | North-Greece Importing
Horizon: | ID
Remedial actions: | true
Evaluation type: | CURATIVE
TTC [MW]: | 2766
Fallback applied | false
Loading threshold | 0.7
Applied RAs
CO ID | RA ID | Name of the RA | Usage | Type | Location | Status
Limiting CNECs
CO ID | Name of the CO | Name of the CNE | CNE UCTE branch | Calculated I (A) | I max (PRE) | I max (CUR) | Margin (A) | Loading (%) | Applicable curative RAs
AL_GR_CO_00001 | N-1 400 kV Zemplak-Kardia | [MK-GR] 400 kV Bitola-Meliti | XFL_BI11_GMELIT11_1:line | 1500 |  | 1600 | -100 | 94 | []
AL_CO_00002 | N-1 400 kV Elbasan 2-Zemlak | [MK-GR] 400 kV Bitola-Meliti | XFL_BI11_GMELIT11_1:line | 1420 |  | 1600 | -180 | 89 | []
MK_GR_CO_00002 | N-1 400 kV Dubrovo-Thessaloniki | [MK-GR] 400 kV Bitola-Meliti | XFL_BI11_GMELIT11_1:line | 1407 |  | 1600 | -193 | 88 | []
BG_CO_00001 | N-1 400kV Chervena Mogila - Blagoevgrad ck. 1 | [MK-GR] 400 kV Bitola-Meliti | XFL_BI11_GMELIT11_1:line | 1400 |  | 1600 | -200 | 88 | []
BG_GR_CO_00001 | N-1 400 kV Blagoevgrad - Thessaloniki | [MK-GR] 400 kV Bitola-Meliti | XFL_BI11_GMELIT11_1:line | 1365 |  | 1600 | -235 | 85 | []
GR_CO_00001 | N-1 400 kV Filippoi-Nea Santa ck.2 | [MK-GR] 400 kV Bitola-Meliti | XFL_BI11_GMELIT11_1:line | 1357 |  | 1600 | -243 | 85 | []
AL_CO_00001 | N-1 400 kV Elbasan 2-Tirana 2 | [MK-GR] 400 kV Bitola-Meliti | XFL_BI11_GMELIT11_1:line | 1273 |  | 1600 | -327 | 80 | []
GR_CO_00004 | N-1 400 kV Amideo-Lagadas ck.2 | [MK-GR] 400 kV Bitola-Meliti | XFL_BI11_GMELIT11_1:line | 1272 |  | 1600 | -328 | 79 | []
GR_CO_00002 | N-1 400 kV Filippoi-Lagadas ck.2 | [MK-GR] 400 kV Bitola-Meliti | XFL_BI11_GMELIT11_1:line | 1267 |  | 1600 | -333 | 79 | []
BG_GR_CO_00002 | N-1 400kV MARITSA IZTOK-NEA SANTA-CK-1 | [MK-GR] 400 kV Bitola-Meliti | XFL_BI11_GMELIT11_1:line | 1220 |  | 1600 | -380 | 76 | []
AL_ME_CO_00001 | N-1 400 kV Tirana 2âPodgorica 2 | [MK-GR] 400 kV Bitola-Meliti | XFL_BI11_GMELIT11_1:line | 1207 |  | 1600 | -393 | 75 | []
TR_GR_CO_00001 | N-1 400 kV Babaeski-N Santa | [MK-GR] 400 kV Bitola-Meliti | XFL_BI11_GMELIT11_1:line | 1187 |  | 1600 | -413 | 74 | []
BG_CO_00001 | N-1 400kV Chervena Mogila - Blagoevgrad ck. 1 | [BG-MK] 400kV Chervena Mogila - Stip [DIR] [BG] | VCMOGL11_XCM_ST11_1:line | -1288 |  | 1760 | -472 | 73 | []
BG_TR_CO_00002 | N-1 400kV Maritsa 3 - Hamitabat 2 | [MK-GR] 400 kV Bitola-Meliti | XFL_BI11_GMELIT11_1:line | 1169 |  | 1600 | -431 | 73 | []
BG_CO_00009 | N-1 400kV Maritsa Iztok 2Â - Maritsa Iztok 3 | [MK-GR] 400 kV Bitola-Meliti | XFL_BI11_GMELIT11_1:line | 1168 |  | 1600 | -432 | 73 | []
BG_TR_CO_00001 | N-1 400kV Maritsa 3 - Hamitabat 1 | [MK-GR] 400 kV Bitola-Meliti | XFL_BI11_GMELIT11_1:line | 1166 |  | 1600 | -434 | 73 | []
TR_CO_00001 | N-1 400 kV Habitabat NGCC -Babaeski | [MK-GR] 400 kV Bitola-Meliti | XFL_BI11_GMELIT11_1:line | 1163 |  | 1600 | -437 | 73 | []
BG_CO_00002 | N-1 400kV Sofia Zapad - Chervena Mogila ck. 1 | [MK-GR] 400 kV Bitola-Meliti | XFL_BI11_GMELIT11_1:line | 1162 |  | 1600 | -438 | 73 | []
BG_CO_00012 | Â N-1 400kV Varna - Burgas | [MK-GR] 400 kV Bitola-Meliti | XFL_BI11_GMELIT11_1:line | 1160 |  | 1600 | -440 | 73 | []
BC | Base Case | [MK-GR] 400 kV Bitola-Meliti | XFL_BI11_GMELIT11_1:line | 1158 |  | 1600 | -442 | 72 | []
BG_CO_00010 | N-1 400kV Maritsa Iztok â Maritsa Iztok 3 | [MK-GR] 400 kV Bitola-Meliti | XFL_BI11_GMELIT11_1:line | 1158 |  | 1600 | -442 | 72 | []
BG_CO_00013 | N-1 400kV Burgas â Maritsa Iztok 2 | [MK-GR] 400 kV Bitola-Meliti | XFL_BI11_GMELIT11_1:line | 1157 |  | 1600 | -443 | 72 | []
BG_RS_CO_00001 | N-1 400kV Sofia Zapad - Nis Â | [MK-GR] 400 kV Bitola-Meliti | XFL_BI11_GMELIT11_1:line | 1155 |  | 1600 | -445 | 72 | []
BG_CO_00006, BG_CO_00008 | N-1 400kV Plovdiv - Vetren , N-1 400kV Plovdiv - Vetren | [MK-GR] 400 kV Bitola-Meliti | XFL_BI11_GMELIT11_1:line | 1153 |  | 1600 | -447 | 72 | []
BG_CO_00011 | N-1 400kV Maritsa Iztok - Plovdiv | [MK-GR] 400 kV Bitola-Meliti | XFL_BI11_GMELIT11_1:line | 1153 |  | 1600 | -447 | 72 | []
BG_CO_00016 | N-1 400kV Kozloduy - Sofia Zapad ck.2 | [MK-GR] 400 kV Bitola-Meliti | XFL_BI11_GMELIT11_1:line | 1152 |  | 1600 | -448 | 72 | []
BG_CO_00007 | N-1 400kV Maritsa Iztok - Plovdiv ck. 2 | [MK-GR] 400 kV Bitola-Meliti | XFL_BI11_GMELIT11_1:line | 1151 |  | 1600 | -449 | 72 | []
RS_KS_CO_00002 | N-1 400 kV Kosovo B-Nis 2 | [MK-GR] 400 kV Bitola-Meliti | XFL_BI11_GMELIT11_1:line | 1139 |  | 1600 | -461 | 71 | []
KS_ME_CO_00001 | N-1 400 kV Pec 3-Ribarevina | [MK-GR] 400 kV Bitola-Meliti | XFL_BI11_GMELIT11_1:line | 1136 |  | 1600 | -464 | 71 | []
GR_CO_00005 | N-1 400 kV Thessaloniki-Lagadas ck.2 | [MK-GR] 400 kV Bitola-Meliti | XFL_BI11_GMELIT11_1:line | 1129 |  | 1600 | -471 | 71 | []