## 0030Preventive
Detailed results
Generated at: | 2024-01-09 19:09
Business day: | 10.01.2024
Timestamp: | 00:30
Border & direction: | South-Romania Export
Horizon: | DA
Remedial actions: | true
Evaluation type: | PREVENTIVE
TTC [MW]: | 1338
Fallback applied | false
Loading threshold | 0.7
Applied RAs
CO ID | RA ID | Name of the RA | Usage | Type | Location | Status
Limiting CNECs
CO ID | Name of the CO | Name of the CNE | CNE UCTE branch | Calculated I (A) | I max (PRE) | I max (CUR) | Margin (A) | Loading (%) | Applicable curative RAs
RO_CO_00013 | N-1 Lacu Sarat - Gura Ialomitei | [RO-RO] Isaccea - Tulcea Vest [OPP] [RO] | RTULC41 _RIS1A41 _1:line | 1600 | 1600 | 1600 | 0 | 100 | []
RO_CO_00012 | N-1 Isaccea - Tulcea Vest | [RO-RO] Lacu Sarat - Gura Ialomitei [OPP] [RO] | RGIAL11 _RLACS41 _1:line | 1585 | 1600 | 1600 | -15 | 99 | []
RO_CO_00015 | N-1 Tulcea Vest - Tariverde | [RO-RO] Lacu Sarat - Gura Ialomitei [OPP] [RO] | RGIAL11 _RLACS41 _1:line | 1321 | 1600 | 1600 | -279 | 83 | []
BC | Base Case | [RO-RO] Isaccea - Tulcea Vest [OPP] [RO] | RTULC41 _RIS1A41 _1:line | 1129 | 1600 | 1600 | -471 | 71 | []

## 0030Curative
Detailed results
Generated at: | 2024-01-09 19:09
Business day: | 10.01.2024
Timestamp: | 00:30
Border & direction: | South-Romania Export
Horizon: | DA
Remedial actions: | true
Evaluation type: | CURATIVE
TTC [MW]: | 1338
Fallback applied | false
Loading threshold | 0.7
Applied RAs
CO ID | RA ID | Name of the RA | Usage | Type | Location | Status
Limiting CNECs
CO ID | Name of the CO | Name of the CNE | CNE UCTE branch | Calculated I (A) | I max (PRE) | I max (CUR) | Margin (A) | Loading (%) | Applicable curative RAs
RO_CO_00013 | N-1 Lacu Sarat - Gura Ialomitei | [RO-RO] Isaccea - Tulcea Vest [OPP] [RO] | RTULC41 _RIS1A41 _1:line | 1600 |  | 1600 | 0 | 100 | []
RO_CO_00012 | N-1 Isaccea - Tulcea Vest | [RO-RO] Lacu Sarat - Gura Ialomitei [OPP] [RO] | RGIAL11 _RLACS41 _1:line | 1585 |  | 1600 | -15 | 99 | []
RO_CO_00015 | N-1 Tulcea Vest - Tariverde | [RO-RO] Lacu Sarat - Gura Ialomitei [OPP] [RO] | RGIAL11 _RLACS41 _1:line | 1321 |  | 1600 | -279 | 83 | []
BC | Base Case | [RO-RO] Isaccea - Tulcea Vest [OPP] [RO] | RTULC41 _RIS1A41 _1:line | 1129 |  | 1600 | -471 | 71 | []

## 0130Preventive
Detailed results
Generated at: | 2024-01-09 19:09
Business day: | 10.01.2024
Timestamp: | 01:30
Border & direction: | South-Romania Export
Horizon: | DA
Remedial actions: | true
Evaluation type: | PREVENTIVE
TTC [MW]: | 1544
Fallback applied | false
Loading threshold | 0.7
Applied RAs
CO ID | RA ID | Name of the RA | Usage | Type | Location | Status
Limiting CNECs
CO ID | Name of the CO | Name of the CNE | CNE UCTE branch | Calculated I (A) | I max (PRE) | I max (CUR) | Margin (A) | Loading (%) | Applicable curative RAs
RO_CO_00013 | N-1 Lacu Sarat - Gura Ialomitei | [RO-RO] Isaccea - Tulcea Vest [OPP] [RO] | RTULC41 _RIS1A41 _1:line | 1599 | 1600 | 1600 | -1 | 100 | []
RO_CO_00012 | N-1 Isaccea - Tulcea Vest | [RO-RO] Lacu Sarat - Gura Ialomitei [OPP] [RO] | RGIAL11 _RLACS41 _1:line | 1596 | 1600 | 1600 | -4 | 100 | []
RO_CO_00015 | N-1 Tulcea Vest - Tariverde | [RO-RO] Lacu Sarat - Gura Ialomitei [OPP] [RO] | RGIAL11 _RLACS41 _1:line | 1346 | 1600 | 1600 | -254 | 84 | []

## 0130Curative
Detailed results
Generated at: | 2024-01-09 19:09
Business day: | 10.01.2024
Timestamp: | 01:30
Border & direction: | South-Romania Export
Horizon: | DA
Remedial actions: | true
Evaluation type: | CURATIVE
TTC [MW]: | 1544
Fallback applied | false
Loading threshold | 0.7
Applied RAs
CO ID | RA ID | Name of the RA | Usage | Type | Location | Status
Limiting CNECs
CO ID | Name of the CO | Name of the CNE | CNE UCTE branch | Calculated I (A) | I max (PRE) | I max (CUR) | Margin (A) | Loading (%) | Applicable curative RAs
RO_CO_00013 | N-1 Lacu Sarat - Gura Ialomitei | [RO-RO] Isaccea - Tulcea Vest [OPP] [RO] | RTULC41 _RIS1A41 _1:line | 1599 |  | 1600 | -1 | 100 | []
RO_CO_00012 | N-1 Isaccea - Tulcea Vest | [RO-RO] Lacu Sarat - Gura Ialomitei [OPP] [RO] | RGIAL11 _RLACS41 _1:line | 1596 |  | 1600 | -4 | 100 | []
RO_CO_00015 | N-1 Tulcea Vest - Tariverde | [RO-RO] Lacu Sarat - Gura Ialomitei [OPP] [RO] | RGIAL11 _RLACS41 _1:line | 1346 |  | 1600 | -254 | 84 | []

## 0230Preventive
Detailed results
Generated at: | 2024-01-09 19:09
Business day: | 10.01.2024
Timestamp: | 02:30
Border & direction: | South-Romania Export
Horizon: | DA
Remedial actions: | true
Evaluation type: | PREVENTIVE
TTC [MW]: | 1663
Fallback applied | false
Loading threshold | 0.7
Applied RAs
CO ID | RA ID | Name of the RA | Usage | Type | Location | Status
Limiting CNECs
CO ID | Name of the CO | Name of the CNE | CNE UCTE branch | Calculated I (A) | I max (PRE) | I max (CUR) | Margin (A) | Loading (%) | Applicable curative RAs
RO_CO_00012 | N-1 Isaccea - Tulcea Vest | [RO-RO] Lacu Sarat - Gura Ialomitei [OPP] [RO] | RGIAL11 _RLACS41 _1:line | 1599 | 1600 | 1600 | -1 | 100 | []
RO_CO_00013 | N-1 Lacu Sarat - Gura Ialomitei | [RO-RO] Isaccea - Tulcea Vest [OPP] [RO] | RTULC41 _RIS1A41 _1:line | 1588 | 1600 | 1600 | -12 | 99 | []
RO_CO_00015 | N-1 Tulcea Vest - Tariverde | [RO-RO] Lacu Sarat - Gura Ialomitei [OPP] [RO] | RGIAL11 _RLACS41 _1:line | 1360 | 1600 | 1600 | -240 | 85 | []
RO_CO_00016 | N-1 Tariverde - Constanta Nord | [RO-RO] Lacu Sarat - Gura Ialomitei [OPP] [RO] | RGIAL11 _RLACS41 _1:line | 1150 | 1600 | 1600 | -450 | 72 | []

## 0230Curative
Detailed results
Generated at: | 2024-01-09 19:09
Business day: | 10.01.2024
Timestamp: | 02:30
Border & direction: | South-Romania Export
Horizon: | DA
Remedial actions: | true
Evaluation type: | CURATIVE
TTC [MW]: | 1663
Fallback applied | false
Loading threshold | 0.7
Applied RAs
CO ID | RA ID | Name of the RA | Usage | Type | Location | Status
Limiting CNECs
CO ID | Name of the CO | Name of the CNE | CNE UCTE branch | Calculated I (A) | I max (PRE) | I max (CUR) | Margin (A) | Loading (%) | Applicable curative RAs
RO_CO_00012 | N-1 Isaccea - Tulcea Vest | [RO-RO] Lacu Sarat - Gura Ialomitei [OPP] [RO] | RGIAL11 _RLACS41 _1:line | 1599 |  | 1600 | -1 | 100 | []
RO_CO_00013 | N-1 Lacu Sarat - Gura Ialomitei | [RO-RO] Isaccea - Tulcea Vest [OPP] [RO] | RTULC41 _RIS1A41 _1:line | 1588 |  | 1600 | -12 | 99 | []
RO_CO_00015 | N-1 Tulcea Vest - Tariverde | [RO-RO] Lacu Sarat - Gura Ialomitei [OPP] [RO] | RGIAL11 _RLACS41 _1:line | 1360 |  | 1600 | -240 | 85 | []
RO_CO_00016 | N-1 Tariverde - Constanta Nord | [RO-RO] Lacu Sarat - Gura Ialomitei [OPP] [RO] | RGIAL11 _RLACS41 _1:line | 1150 |  | 1600 | -450 | 72 | []

## 0330Preventive
Detailed results
Generated at: | 2024-01-09 19:09
Business day: | 10.01.2024
Timestamp: | 03:30
Border & direction: | South-Romania Export
Horizon: | DA
Remedial actions: | true
Evaluation type: | PREVENTIVE
TTC [MW]: | 1924
Fallback applied | false
Loading threshold | 0.7
Applied RAs
CO ID | RA ID | Name of the RA | Usage | Type | Location | Status
Limiting CNECs
CO ID | Name of the CO | Name of the CNE | CNE UCTE branch | Calculated I (A) | I max (PRE) | I max (CUR) | Margin (A) | Loading (%) | Applicable curative RAs
RO_CO_00012 | N-1 Isaccea - Tulcea Vest | [RO-RO] Lacu Sarat - Gura Ialomitei [OPP] [RO] | RGIAL11 _RLACS41 _1:line | 1600 | 1600 | 1600 | 0 | 100 | []
RO_CO_00013 | N-1 Lacu Sarat - Gura Ialomitei | [RO-RO] Isaccea - Tulcea Vest [OPP] [RO] | RTULC41 _RIS1A41 _1:line | 1569 | 1600 | 1600 | -31 | 98 | []
RO_CO_00015 | N-1 Tulcea Vest - Tariverde | [RO-RO] Lacu Sarat - Gura Ialomitei [OPP] [RO] | RGIAL11 _RLACS41 _1:line | 1376 | 1600 | 1600 | -224 | 86 | []
RO_CO_00016 | N-1 Tariverde - Constanta Nord | [RO-RO] Lacu Sarat - Gura Ialomitei [OPP] [RO] | RGIAL11 _RLACS41 _1:line | 1187 | 1600 | 1600 | -413 | 74 | []
RO-BG_CO_00002 | N-1 Kozlodui-Tantareni 2 | [RO-RS] Portile de Fier-Djerdap [OPP] [RO] | RPDFE41 _XPF_DJ11_1:line | 1300 | 1836 | 1836 | -536 | 71 | []

## 0330Curative
Detailed results
Generated at: | 2024-01-09 19:09
Business day: | 10.01.2024
Timestamp: | 03:30
Border & direction: | South-Romania Export
Horizon: | DA
Remedial actions: | true
Evaluation type: | CURATIVE
TTC [MW]: | 1924
Fallback applied | false
Loading threshold | 0.7
Applied RAs
CO ID | RA ID | Name of the RA | Usage | Type | Location | Status
Limiting CNECs
CO ID | Name of the CO | Name of the CNE | CNE UCTE branch | Calculated I (A) | I max (PRE) | I max (CUR) | Margin (A) | Loading (%) | Applicable curative RAs
RO_CO_00012 | N-1 Isaccea - Tulcea Vest | [RO-RO] Lacu Sarat - Gura Ialomitei [OPP] [RO] | RGIAL11 _RLACS41 _1:line | 1600 |  | 1600 | 0 | 100 | []
RO_CO_00013 | N-1 Lacu Sarat - Gura Ialomitei | [RO-RO] Isaccea - Tulcea Vest [OPP] [RO] | RTULC41 _RIS1A41 _1:line | 1569 |  | 1600 | -31 | 98 | []
RO_CO_00015 | N-1 Tulcea Vest - Tariverde | [RO-RO] Lacu Sarat - Gura Ialomitei [OPP] [RO] | RGIAL11 _RLACS41 _1:line | 1376 |  | 1600 | -224 | 86 | []
RO_CO_00016 | N-1 Tariverde - Constanta Nord | [RO-RO] Lacu Sarat - Gura Ialomitei [OPP] [RO] | RGIAL11 _RLACS41 _1:line | 1187 |  | 1600 | -413 | 74 | []
RO-BG_CO_00002 | N-1 Kozlodui-Tantareni 2 | [RO-RS] Portile de Fier-Djerdap [OPP] [RO] | RPDFE41 _XPF_DJ11_1:line | 1300 |  | 1836 | -536 | 71 | []

## 0430Preventive
Detailed results
Generated at: | 2024-01-09 19:09
Business day: | 10.01.2024
Timestamp: | 04:30
Border & direction: | South-Romania Export
Horizon: | DA
Remedial actions: | true
Evaluation type: | PREVENTIVE
TTC [MW]: | 2463
Fallback applied | false
Loading threshold | 0.7
Applied RAs
CO ID | RA ID | Name of the RA | Usage | Type | Location | Status
Limiting CNECs
CO ID | Name of the CO | Name of the CNE | CNE UCTE branch | Calculated I (A) | I max (PRE) | I max (CUR) | Margin (A) | Loading (%) | Applicable curative RAs
RO_CO_00012 | N-1 Isaccea - Tulcea Vest | [RO-RO] Lacu Sarat - Gura Ialomitei [DIR] [RO] | RGIAL11 _RLACS41 _1:line | 1600 | 1600 | 1600 | 0 | 100 | []
RO_CO_00013 | N-1 Lacu Sarat - Gura Ialomitei | [RO-RO] Isaccea - Tulcea Vest [DIR] [RO] | RTULC41 _RIS1A41 _1:line | 1557 | 1600 | 1600 | -43 | 97 | []
RO-RS_CO_00001, RO_RS_CO_00001 | N-1 Portile de Fier-Djerdap, N-1 Portile de Fier-Djerdap | [RO-BG] Tantareni-Kozlodui 2 [DIR] [RO] | RTINTB1 _XKO_TI12_1:line | 1499 | 1600 | 1600 | -101 | 94 | []
RO-RS_CO_00001, RO_RS_CO_00001 | N-1 Portile de Fier-Djerdap, N-1 Portile de Fier-Djerdap | [BG-RO] 400kV NPP Kozloduy - Tantareni ck. 2 [DIR] [BG] | VAECKO11_XKO_TI12_1:line | -1495 | 1601 | 1601 | -106 | 93 | []
RO-BG_CO_00002 | N-1 Kozlodui-Tantareni 2 | [RO-RS] Portile de Fier-Djerdap [DIR] [RO] | RPDFE41 _XPF_DJ11_1:line | 1675 | 1836 | 1836 | -161 | 91 | []
RO_CO_00015 | N-1 Tulcea Vest - Tariverde | [RO-RO] Lacu Sarat - Gura Ialomitei [DIR] [RO] | RGIAL11 _RLACS41 _1:line | 1389 | 1600 | 1600 | -211 | 87 | []
RO_CO_00001 | N-1 Portile de Fier-Resita | [RO-RS] Portile de Fier-Djerdap [DIR] [RO] | RPDFE41 _XPF_DJ11_1:line | 1460 | 1836 | 1836 | -376 | 80 | []
RO_CO_00016 | N-1 Tariverde - Constanta Nord | [RO-RO] Lacu Sarat - Gura Ialomitei [DIR] [RO] | RGIAL11 _RLACS41 _1:line | 1222 | 1600 | 1600 | -378 | 76 | []
RO_CO_00029 | N-1 Resita-Timisoara | [RO-RS] Portile de Fier-Djerdap [DIR] [RO] | RPDFE41 _XPF_DJ11_1:line | 1366 | 1836 | 1836 | -470 | 74 | []
RO_CO_00017 | N-1 Constanta Nord- Cernavoda | [RO-RO] Lacu Sarat - Gura Ialomitei [DIR] [RO] | RGIAL11 _RLACS41 _1:line | 1145 | 1600 | 1600 | -455 | 72 | []

## 0430Curative
Detailed results
Generated at: | 2024-01-09 19:09
Business day: | 10.01.2024
Timestamp: | 04:30
Border & direction: | South-Romania Export
Horizon: | DA
Remedial actions: | true
Evaluation type: | CURATIVE
TTC [MW]: | 2463
Fallback applied | false
Loading threshold | 0.7
Applied RAs
CO ID | RA ID | Name of the RA | Usage | Type | Location | Status
Limiting CNECs
CO ID | Name of the CO | Name of the CNE | CNE UCTE branch | Calculated I (A) | I max (PRE) | I max (CUR) | Margin (A) | Loading (%) | Applicable curative RAs
RO_CO_00012 | N-1 Isaccea - Tulcea Vest | [RO-RO] Lacu Sarat - Gura Ialomitei [DIR] [RO] | RGIAL11 _RLACS41 _1:line | 1600 |  | 1600 | 0 | 100 | []
RO_CO_00013 | N-1 Lacu Sarat - Gura Ialomitei | [RO-RO] Isaccea - Tulcea Vest [DIR] [RO] | RTULC41 _RIS1A41 _1:line | 1557 |  | 1600 | -43 | 97 | []
RO-RS_CO_00001, RO_RS_CO_00001 | N-1 Portile de Fier-Djerdap, N-1 Portile de Fier-Djerdap | [RO-BG] Tantareni-Kozlodui 2 [DIR] [RO] | RTINTB1 _XKO_TI12_1:line | 1499 |  | 1600 | -101 | 94 | []
RO-RS_CO_00001, RO_RS_CO_00001 | N-1 Portile de Fier-Djerdap, N-1 Portile de Fier-Djerdap | [BG-RO] 400kV NPP Kozloduy - Tantareni ck. 2 [DIR] [BG] | VAECKO11_XKO_TI12_1:line | -1495 |  | 1601 | -106 | 93 | []
RO-BG_CO_00002 | N-1 Kozlodui-Tantareni 2 | [RO-RS] Portile de Fier-Djerdap [DIR] [RO] | RPDFE41 _XPF_DJ11_1:line | 1675 |  | 1836 | -161 | 91 | []
RO_CO_00015 | N-1 Tulcea Vest - Tariverde | [RO-RO] Lacu Sarat - Gura Ialomitei [DIR] [RO] | RGIAL11 _RLACS41 _1:line | 1389 |  | 1600 | -211 | 87 | []
RO_CO_00001 | N-1 Portile de Fier-Resita | [RO-RS] Portile de Fier-Djerdap [DIR] [RO] | RPDFE41 _XPF_DJ11_1:line | 1460 |  | 1836 | -376 | 80 | []
RO_CO_00016 | N-1 Tariverde - Constanta Nord | [RO-RO] Lacu Sarat - Gura Ialomitei [DIR] [RO] | RGIAL11 _RLACS41 _1:line | 1222 |  | 1600 | -378 | 76 | []
RO_CO_00029 | N-1 Resita-Timisoara | [RO-RS] Portile de Fier-Djerdap [DIR] [RO] | RPDFE41 _XPF_DJ11_1:line | 1366 |  | 1836 | -470 | 74 | []
RO_CO_00017 | N-1 Constanta Nord- Cernavoda | [RO-RO] Lacu Sarat - Gura Ialomitei [DIR] [RO] | RGIAL11 _RLACS41 _1:line | 1145 |  | 1600 | -455 | 72 | []

## 0530Preventive
Detailed results
Generated at: | 2024-01-09 19:09
Business day: | 10.01.2024
Timestamp: | 05:30
Border & direction: | South-Romania Export
Horizon: | DA
Remedial actions: | true
Evaluation type: | PREVENTIVE
TTC [MW]: | 3215
Fallback applied | false
Loading threshold | 0.7
Applied RAs
CO ID | RA ID | Name of the RA | Usage | Type | Location | Status
[n/a] | BG_RA_00001 | PRA 400 kV TINTARENI1-KOZLODUI | preventive | topological |  | helpful
[n/a] | RO_RA_00001 | PRA 400/220kV AT3 Arad | preventive | pst |  | helpful
[n/a] | RO_RA_00002 | PRA 400/220kV AT Urechesti | preventive | pst |  | helpful
[n/a] | RO_RA_00006 | PRA 110 kV Dobrogea | preventive | topological |  | helpful
[n/a] | RO_RA_00008 | PRA 400 kV Tantareni-Kozlodui 1 | preventive | topological |  | notApplied
[n/a] | RO_RA_00009 | PRA 400 kV Tantareni-Kozlodui 2 | preventive | topological |  | notApplied
Limiting CNECs
CO ID | Name of the CO | Name of the CNE | CNE UCTE branch | Calculated I (A) | I max (PRE) | I max (CUR) | Margin (A) | Loading (%) | Applicable curative RAs
RO_CO_00012 | N-1 Isaccea - Tulcea Vest | [RO-RO] Lacu Sarat - Gura Ialomitei [OPP] [RO] | RGIAL11 _RLACS41 _1:line | 1598 | 1600 | 1600 | -2 | 100 | []
RO_CO_00013 | N-1 Lacu Sarat - Gura Ialomitei | [RO-RO] Isaccea - Tulcea Vest [OPP] [RO] | RTULC41 _RIS1A41 _1:line | 1572 | 1600 | 1600 | -28 | 98 | []
RO_CO_00015 | N-1 Tulcea Vest - Tariverde | [RO-RO] Lacu Sarat - Gura Ialomitei [OPP] [RO] | RGIAL11 _RLACS41 _1:line | 1355 | 1600 | 1600 | -245 | 85 | []
RO-BG_CO_00002 | N-1 Kozlodui-Tantareni 2 | [RO-BG] Tantareni-Kozlodui 1 [DIR] [RO] | RTINTB1 _XKO_TI11_1:line | 1348 | 1600 | 1600 | -252 | 84 | []
RO-BG_CO_00001 | N-1 Tantareni-Kozlodui 1 | [RO-BG] Tantareni-Kozlodui 2 [OPP] [RO] | RTINTB1 _XKO_TI12_1:line | 1348 | 1600 | 1600 | -252 | 84 | []
RO_BG_CO_00001 | N-1 400kV TINTARENI1-KOZLODUI | [BG-RO] 400kV KOZLODUI-TINTARENI2 [DIR] [BG] | VAECKO11_XKO_TI12_1:line | -1342 | 1601 | 1601 | -259 | 84 | []
RO_BG_CO_00002 | N-1 400kV KOZLODUI-TINTARENI2 | [BG-RO] 400kV TINTARENI1-KOZLODUI [DIR] [BG] | VAECKO11_XKO_TI11_1:line | -1342 | 1601 | 1601 | -259 | 84 | []
RO_CO_00001 | N-1 Portile de Fier-Resita | [RO-RS] Portile de Fier-Djerdap [DIR] [RO] | RPDFE41 _XPF_DJ11_1:line | 1478 | 1836 | 1836 | -358 | 81 | []
RO-BG_CO_00002 | N-1 Kozlodui-Tantareni 2 | [RO-RS] Portile de Fier-Djerdap [DIR] [RO] | RPDFE41 _XPF_DJ11_1:line | 1423 | 1836 | 1836 | -413 | 78 | []
RO-BG_CO_00001 | N-1 Tantareni-Kozlodui 1 | [RO-RS] Portile de Fier-Djerdap [DIR] [RO] | RPDFE41 _XPF_DJ11_1:line | 1423 | 1836 | 1836 | -413 | 78 | []
RO_CO_00029 | N-1 Resita-Timisoara | [RO-RS] Portile de Fier-Djerdap [DIR] [RO] | RPDFE41 _XPF_DJ11_1:line | 1398 | 1836 | 1836 | -438 | 76 | []
RO_CO_00016 | N-1 Tariverde - Constanta Nord | [RO-RO] Lacu Sarat - Gura Ialomitei [OPP] [RO] | RGIAL11 _RLACS41 _1:line | 1210 | 1600 | 1600 | -390 | 76 | []
RO_CO_00027 | N-1 AT3 Arad | [RO-RS] Portile de Fier-Djerdap [DIR] [RO] | RPDFE41 _XPF_DJ11_1:line | 1333 | 1836 | 1836 | -503 | 73 | []
RO_CO_00017 | N-1 Constanta Nord- Cernavoda | [RO-RO] Lacu Sarat - Gura Ialomitei [OPP] [RO] | RGIAL11 _RLACS41 _1:line | 1153 | 1600 | 1600 | -447 | 72 | []
RO-RS_CO_00001, RO_RS_CO_00001 | N-1 Portile de Fier-Djerdap, N-1 Portile de Fier-Djerdap | [RO-BG] Tantareni-Kozlodui 2 [OPP] [RO] | RTINTB1 _XKO_TI12_1:line | 1148 | 1600 | 1600 | -452 | 72 | []
RO-RS_CO_00001, RO_RS_CO_00001 | N-1 Portile de Fier-Djerdap, N-1 Portile de Fier-Djerdap | [RO-BG] Tantareni-Kozlodui 1 [DIR] [RO] | RTINTB1 _XKO_TI11_1:line | 1148 | 1600 | 1600 | -452 | 72 | []
RO-RS_CO_00001, RO_RS_CO_00001 | N-1 Portile de Fier-Djerdap, N-1 Portile de Fier-Djerdap | [BG-RO] 400kV TINTARENI1-KOZLODUI [DIR] [BG] | VAECKO11_XKO_TI11_1:line | -1142 | 1601 | 1601 | -459 | 71 | []
RO-RS_CO_00001, RO_RS_CO_00001 | N-1 Portile de Fier-Djerdap, N-1 Portile de Fier-Djerdap | [BG-RO] 400kV KOZLODUI-TINTARENI2 [DIR] [BG] | VAECKO11_XKO_TI12_1:line | -1142 | 1601 | 1601 | -459 | 71 | []
RO_CO_00002 | N-1 Mintia-Arad | [RO-RS] Portile de Fier-Djerdap [DIR] [RO] | RPDFE41 _XPF_DJ11_1:line | 1304 | 1836 | 1836 | -532 | 71 | []
RO-HU_CO_00002 | N-1 Nadab-Bekescsaba | [RO-RS] Portile de Fier-Djerdap [DIR] [RO] | RPDFE41 _XPF_DJ11_1:line | 1304 | 1836 | 1836 | -532 | 71 | []
RO-HU_CO_00001 | N-1 Arad-Sandorfalva | [RO-RS] Portile de Fier-Djerdap [DIR] [RO] | RPDFE41 _XPF_DJ11_1:line | 1303 | 1836 | 1836 | -533 | 71 | []
BC | Base Case | [RO-RS] Portile de Fier-Djerdap [DIR] [RO] | RPDFE41 _XPF_DJ11_1:line | 1292 | 1836 | 1836 | -544 | 70 | []

## 0530Curative
Detailed results
Generated at: | 2024-01-09 19:09
Business day: | 10.01.2024
Timestamp: | 05:30
Border & direction: | South-Romania Export
Horizon: | DA
Remedial actions: | true
Evaluation type: | CURATIVE
TTC [MW]: | 3215
Fallback applied | false
Loading threshold | 0.7
Applied RAs
CO ID | RA ID | Name of the RA | Usage | Type | Location | Status
[n/a] | BG_RA_00001 | PRA 400 kV TINTARENI1-KOZLODUI | preventive | topological |  | helpful
[n/a] | RO_RA_00001 | PRA 400/220kV AT3 Arad | preventive | pst |  | helpful
[n/a] | RO_RA_00002 | PRA 400/220kV AT Urechesti | preventive | pst |  | helpful
[n/a] | RO_RA_00006 | PRA 110 kV Dobrogea | preventive | topological |  | helpful
[n/a] | RO_RA_00008 | PRA 400 kV Tantareni-Kozlodui 1 | preventive | topological |  | notApplied
[n/a] | RO_RA_00009 | PRA 400 kV Tantareni-Kozlodui 2 | preventive | topological |  | notApplied
Limiting CNECs
CO ID | Name of the CO | Name of the CNE | CNE UCTE branch | Calculated I (A) | I max (PRE) | I max (CUR) | Margin (A) | Loading (%) | Applicable curative RAs
RO_CO_00012 | N-1 Isaccea - Tulcea Vest | [RO-RO] Lacu Sarat - Gura Ialomitei [OPP] [RO] | RGIAL11 _RLACS41 _1:line | 1598 |  | 1600 | -2 | 100 | []
RO_CO_00013 | N-1 Lacu Sarat - Gura Ialomitei | [RO-RO] Isaccea - Tulcea Vest [OPP] [RO] | RTULC41 _RIS1A41 _1:line | 1572 |  | 1600 | -28 | 98 | []
RO_CO_00015 | N-1 Tulcea Vest - Tariverde | [RO-RO] Lacu Sarat - Gura Ialomitei [OPP] [RO] | RGIAL11 _RLACS41 _1:line | 1355 |  | 1600 | -245 | 85 | []
RO-BG_CO_00002 | N-1 Kozlodui-Tantareni 2 | [RO-BG] Tantareni-Kozlodui 1 [DIR] [RO] | RTINTB1 _XKO_TI11_1:line | 1348 |  | 1600 | -252 | 84 | []
RO-BG_CO_00001 | N-1 Tantareni-Kozlodui 1 | [RO-BG] Tantareni-Kozlodui 2 [OPP] [RO] | RTINTB1 _XKO_TI12_1:line | 1348 |  | 1600 | -252 | 84 | []
RO_BG_CO_00001 | N-1 400kV TINTARENI1-KOZLODUI | [BG-RO] 400kV KOZLODUI-TINTARENI2 [DIR] [BG] | VAECKO11_XKO_TI12_1:line | -1342 |  | 1601 | -259 | 84 | []
RO_BG_CO_00002 | N-1 400kV KOZLODUI-TINTARENI2 | [BG-RO] 400kV TINTARENI1-KOZLODUI [DIR] [BG] | VAECKO11_XKO_TI11_1:line | -1342 |  | 1601 | -259 | 84 | []
RO_CO_00001 | N-1 Portile de Fier-Resita | [RO-RS] Portile de Fier-Djerdap [DIR] [RO] | RPDFE41 _XPF_DJ11_1:line | 1478 |  | 1836 | -358 | 81 | []
RO-BG_CO_00002 | N-1 Kozlodui-Tantareni 2 | [RO-RS] Portile de Fier-Djerdap [DIR] [RO] | RPDFE41 _XPF_DJ11_1:line | 1423 |  | 1836 | -413 | 78 | []
RO-BG_CO_00001 | N-1 Tantareni-Kozlodui 1 | [RO-RS] Portile de Fier-Djerdap [DIR] [RO] | RPDFE41 _XPF_DJ11_1:line | 1423 |  | 1836 | -413 | 78 | []
RO_CO_00029 | N-1 Resita-Timisoara | [RO-RS] Portile de Fier-Djerdap [DIR] [RO] | RPDFE41 _XPF_DJ11_1:line | 1398 |  | 1836 | -438 | 76 | []
RO_CO_00016 | N-1 Tariverde - Constanta Nord | [RO-RO] Lacu Sarat - Gura Ialomitei [OPP] [RO] | RGIAL11 _RLACS41 _1:line | 1210 |  | 1600 | -390 | 76 | []
RO_CO_00027 | N-1 AT3 Arad | [RO-RS] Portile de Fier-Djerdap [DIR] [RO] | RPDFE41 _XPF_DJ11_1:line | 1333 |  | 1836 | -503 | 73 | []
RO_CO_00017 | N-1 Constanta Nord- Cernavoda | [RO-RO] Lacu Sarat - Gura Ialomitei [OPP] [RO] | RGIAL11 _RLACS41 _1:line | 1153 |  | 1600 | -447 | 72 | []
RO-RS_CO_00001, RO_RS_CO_00001 | N-1 Portile de Fier-Djerdap, N-1 Portile de Fier-Djerdap | [RO-BG] Tantareni-Kozlodui 2 [OPP] [RO] | RTINTB1 _XKO_TI12_1:line | 1148 |  | 1600 | -452 | 72 | []
RO-RS_CO_00001, RO_RS_CO_00001 | N-1 Portile de Fier-Djerdap, N-1 Portile de Fier-Djerdap | [RO-BG] Tantareni-Kozlodui 1 [DIR] [RO] | RTINTB1 _XKO_TI11_1:line | 1148 |  | 1600 | -452 | 72 | []
RO-RS_CO_00001, RO_RS_CO_00001 | N-1 Portile de Fier-Djerdap, N-1 Portile de Fier-Djerdap | [BG-RO] 400kV TINTARENI1-KOZLODUI [DIR] [BG] | VAECKO11_XKO_TI11_1:line | -1142 |  | 1601 | -459 | 71 | []
RO-RS_CO_00001, RO_RS_CO_00001 | N-1 Portile de Fier-Djerdap, N-1 Portile de Fier-Djerdap | [BG-RO] 400kV KOZLODUI-TINTARENI2 [DIR] [BG] | VAECKO11_XKO_TI12_1:line | -1142 |  | 1601 | -459 | 71 | []
RO_CO_00002 | N-1 Mintia-Arad | [RO-RS] Portile de Fier-Djerdap [DIR] [RO] | RPDFE41 _XPF_DJ11_1:line | 1304 |  | 1836 | -532 | 71 | []
RO-HU_CO_00002 | N-1 Nadab-Bekescsaba | [RO-RS] Portile de Fier-Djerdap [DIR] [RO] | RPDFE41 _XPF_DJ11_1:line | 1304 |  | 1836 | -532 | 71 | []
RO-HU_CO_00001 | N-1 Arad-Sandorfalva | [RO-RS] Portile de Fier-Djerdap [DIR] [RO] | RPDFE41 _XPF_DJ11_1:line | 1303 |  | 1836 | -533 | 71 | []
BC | Base Case | [RO-RS] Portile de Fier-Djerdap [DIR] [RO] | RPDFE41 _XPF_DJ11_1:line | 1292 |  | 1836 | -544 | 70 | []

## 0630Preventive
Detailed results
Generated at: | 2024-01-09 19:09
Business day: | 10.01.2024
Timestamp: | 06:30
Border & direction: | South-Romania Export
Horizon: | DA
Remedial actions: | true
Evaluation type: | PREVENTIVE
TTC [MW]: | 3278
Fallback applied | false
Loading threshold | 0.7
Applied RAs
CO ID | RA ID | Name of the RA | Usage | Type | Location | Status
[n/a] | BG_RA_00001 | PRA 400 kV TINTARENI1-KOZLODUI | preventive | topological |  | helpful
[n/a] | RO_RA_00001 | PRA 400/220kV AT3 Arad | preventive | pst |  | helpful
[n/a] | RO_RA_00002 | PRA 400/220kV AT Urechesti | preventive | pst |  | helpful
[n/a] | RO_RA_00008 | PRA 400 kV Tantareni-Kozlodui 1 | preventive | topological |  | notApplied
[n/a] | RO_RA_00009 | PRA 400 kV Tantareni-Kozlodui 2 | preventive | topological |  | notApplied
Limiting CNECs
CO ID | Name of the CO | Name of the CNE | CNE UCTE branch | Calculated I (A) | I max (PRE) | I max (CUR) | Margin (A) | Loading (%) | Applicable curative RAs
RO_CO_00012 | N-1 Isaccea - Tulcea Vest | [RO-RO] Lacu Sarat - Gura Ialomitei [DIR] [RO] | RGIAL11 _RLACS41 _1:line | 1599 | 1600 | 1600 | -1 | 100 | []
RO_CO_00013 | N-1 Lacu Sarat - Gura Ialomitei | [RO-RO] Isaccea - Tulcea Vest [OPP] [RO] | RTULC41 _RIS1A41 _1:line | 1539 | 1600 | 1600 | -61 | 96 | []
RO_CO_00015 | N-1 Tulcea Vest - Tariverde | [RO-RO] Lacu Sarat - Gura Ialomitei [DIR] [RO] | RGIAL11 _RLACS41 _1:line | 1405 | 1600 | 1600 | -195 | 88 | []
RO-BG_CO_00001 | N-1 Tantareni-Kozlodui 1 | [RO-BG] Tantareni-Kozlodui 2 [OPP] [RO] | RTINTB1 _XKO_TI12_1:line | 1388 | 1600 | 1600 | -212 | 87 | []
RO-BG_CO_00002 | N-1 Kozlodui-Tantareni 2 | [RO-BG] Tantareni-Kozlodui 1 [DIR] [RO] | RTINTB1 _XKO_TI11_1:line | 1388 | 1600 | 1600 | -212 | 87 | []
RO_BG_CO_00002 | N-1 400kV KOZLODUI-TINTARENI2 | [BG-RO] 400kV NPP Kozloduy - Tantareni ck. 1 [DIR] [BG] | VAECKO11_XKO_TI11_1:line | -1382 | 1601 | 1601 | -219 | 86 | []
RO_BG_CO_00001 | N-1 400kV TINTARENI1-KOZLODUI | [BG-RO] 400kV KOZLODUI-TINTARENI2 [DIR] [BG] | VAECKO11_XKO_TI12_1:line | -1382 | 1601 | 1601 | -219 | 86 | []
RO_CO_00001 | N-1 Portile de Fier-Resita | [RO-RS] Portile de Fier-Djerdap [OPP] [RO] | RPDFE41 _XPF_DJ11_1:line | 1496 | 1836 | 1836 | -340 | 82 | []
RO-BG_CO_00001 | N-1 Tantareni-Kozlodui 1 | [RO-RS] Portile de Fier-Djerdap [OPP] [RO] | RPDFE41 _XPF_DJ11_1:line | 1483 | 1836 | 1836 | -353 | 81 | []
RO-BG_CO_00002 | N-1 Kozlodui-Tantareni 2 | [RO-RS] Portile de Fier-Djerdap [OPP] [RO] | RPDFE41 _XPF_DJ11_1:line | 1483 | 1836 | 1836 | -353 | 81 | []
RO_CO_00016 | N-1 Tariverde - Constanta Nord | [RO-RO] Lacu Sarat - Gura Ialomitei [DIR] [RO] | RGIAL11 _RLACS41 _1:line | 1263 | 1600 | 1600 | -337 | 79 | []
RO_CO_00029 | N-1 Resita-Timisoara | [RO-RS] Portile de Fier-Djerdap [OPP] [RO] | RPDFE41 _XPF_DJ11_1:line | 1441 | 1836 | 1836 | -395 | 78 | []
RO_CO_00017 | N-1 Constanta Nord- Cernavoda | [RO-RO] Lacu Sarat - Gura Ialomitei [DIR] [RO] | RGIAL11 _RLACS41 _1:line | 1221 | 1600 | 1600 | -379 | 76 | []
RO_CO_00002 | N-1 Mintia-Arad | [RO-RS] Portile de Fier-Djerdap [OPP] [RO] | RPDFE41 _XPF_DJ11_1:line | 1393 | 1836 | 1836 | -443 | 76 | []
RO-RS_CO_00001, RO_RS_CO_00001 | N-1 Portile de Fier-Djerdap, N-1 Portile de Fier-Djerdap | [RO-BG] Tantareni-Kozlodui 1 [DIR] [RO] | RTINTB1 _XKO_TI11_1:line | 1196 | 1600 | 1600 | -404 | 75 | []
RO-RS_CO_00001, RO_RS_CO_00001 | N-1 Portile de Fier-Djerdap, N-1 Portile de Fier-Djerdap | [RO-BG] Tantareni-Kozlodui 2 [OPP] [RO] | RTINTB1 _XKO_TI12_1:line | 1196 | 1600 | 1600 | -404 | 75 | []
RO-HU_CO_00002 | N-1 Nadab-Bekescsaba | [RO-RS] Portile de Fier-Djerdap [OPP] [RO] | RPDFE41 _XPF_DJ11_1:line | 1368 | 1836 | 1836 | -468 | 75 | []
RO_CO_00027 | N-1 AT3 Arad | [RO-RS] Portile de Fier-Djerdap [OPP] [RO] | RPDFE41 _XPF_DJ11_1:line | 1364 | 1836 | 1836 | -472 | 74 | []
RO-RS_CO_00001, RO_RS_CO_00001 | N-1 Portile de Fier-Djerdap, N-1 Portile de Fier-Djerdap | [BG-RO] 400kV KOZLODUI-TINTARENI2 [DIR] [BG] | VAECKO11_XKO_TI12_1:line | -1189 | 1601 | 1601 | -412 | 74 | []
RO-RS_CO_00001, RO_RS_CO_00001 | N-1 Portile de Fier-Djerdap, N-1 Portile de Fier-Djerdap | [BG-RO] 400kV NPP Kozloduy - Tantareni ck. 1 [DIR] [BG] | VAECKO11_XKO_TI11_1:line | -1189 | 1601 | 1601 | -412 | 74 | []
RO-HU_CO_00001 | N-1 Arad-Sandorfalva | [RO-RS] Portile de Fier-Djerdap [OPP] [RO] | RPDFE41 _XPF_DJ11_1:line | 1360 | 1836 | 1836 | -476 | 74 | []
RO-UA_CO_00001 | N-1 Rosiori-Mukacevo | [RO-RS] Portile de Fier-Djerdap [OPP] [RO] | RPDFE41 _XPF_DJ11_1:line | 1357 | 1836 | 1836 | -479 | 74 | []
BC | Base Case | [RO-RS] Portile de Fier-Djerdap [OPP] [RO] | RPDFE41 _XPF_DJ11_1:line | 1348 | 1836 | 1836 | -488 | 73 | []
RO_CO_00035 | N-1 AT3 Portile de Fier | [RO-RO] AT1 Portile de Fier [OPP] [RO] | RPDFE41 _RPDF222 _1:trf | -905 | -1248 | -1248 | -343 | 73 | []
RO_CO_00034 | N-1 AT2 Portile de Fier | [RO-RO] AT1 Portile de Fier [OPP] [RO] | RPDFE41 _RPDF222 _1:trf | -903 | -1248 | -1248 | -345 | 72 | []
RO_CO_00028 | N-1 AT1 Portile de Fier | [RO-RO] AT3 Portile de Fier [DIR] [RO] | RPDFE41 _RPDF212 _3:trf | -901 | -1248 | -1248 | -348 | 72 | []
RO_CO_00028 | N-1 AT1 Portile de Fier | [RO-RO] AT2 Portile de Fier [OPP] [RO] | RPDF241 _RPDF222 _2:trf | -895 | -1248 | -1248 | -353 | 72 | []
RO_CO_00034 | N-1 AT2 Portile de Fier | [RO-RO] AT3 Portile de Fier [DIR] [RO] | RPDFE41 _RPDF212 _3:trf | -893 | -1248 | -1248 | -355 | 72 | []
RO_CO_00035 | N-1 AT3 Portile de Fier | [RO-RO] AT2 Portile de Fier [OPP] [RO] | RPDF241 _RPDF222 _2:trf | -889 | -1248 | -1248 | -359 | 71 | []

## 0630Curative
Detailed results
Generated at: | 2024-01-09 19:09
Business day: | 10.01.2024
Timestamp: | 06:30
Border & direction: | South-Romania Export
Horizon: | DA
Remedial actions: | true
Evaluation type: | CURATIVE
TTC [MW]: | 3278
Fallback applied | false
Loading threshold | 0.7
Applied RAs
CO ID | RA ID | Name of the RA | Usage | Type | Location | Status
[n/a] | BG_RA_00001 | PRA 400 kV TINTARENI1-KOZLODUI | preventive | topological |  | helpful
[n/a] | RO_RA_00001 | PRA 400/220kV AT3 Arad | preventive | pst |  | helpful
[n/a] | RO_RA_00002 | PRA 400/220kV AT Urechesti | preventive | pst |  | helpful
[n/a] | RO_RA_00008 | PRA 400 kV Tantareni-Kozlodui 1 | preventive | topological |  | notApplied
[n/a] | RO_RA_00009 | PRA 400 kV Tantareni-Kozlodui 2 | preventive | topological |  | notApplied
Limiting CNECs
CO ID | Name of the CO | Name of the CNE | CNE UCTE branch | Calculated I (A) | I max (PRE) | I max (CUR) | Margin (A) | Loading (%) | Applicable curative RAs
RO_CO_00012 | N-1 Isaccea - Tulcea Vest | [RO-RO] Lacu Sarat - Gura Ialomitei [DIR] [RO] | RGIAL11 _RLACS41 _1:line | 1599 |  | 1600 | -1 | 100 | []
RO_CO_00013 | N-1 Lacu Sarat - Gura Ialomitei | [RO-RO] Isaccea - Tulcea Vest [OPP] [RO] | RTULC41 _RIS1A41 _1:line | 1539 |  | 1600 | -61 | 96 | []
RO_CO_00015 | N-1 Tulcea Vest - Tariverde | [RO-RO] Lacu Sarat - Gura Ialomitei [DIR] [RO] | RGIAL11 _RLACS41 _1:line | 1405 |  | 1600 | -195 | 88 | []
RO-BG_CO_00001 | N-1 Tantareni-Kozlodui 1 | [RO-BG] Tantareni-Kozlodui 2 [OPP] [RO] | RTINTB1 _XKO_TI12_1:line | 1388 |  | 1600 | -212 | 87 | []
RO-BG_CO_00002 | N-1 Kozlodui-Tantareni 2 | [RO-BG] Tantareni-Kozlodui 1 [DIR] [RO] | RTINTB1 _XKO_TI11_1:line | 1388 |  | 1600 | -212 | 87 | []
RO_BG_CO_00002 | N-1 400kV KOZLODUI-TINTARENI2 | [BG-RO] 400kV NPP Kozloduy - Tantareni ck. 1 [DIR] [BG] | VAECKO11_XKO_TI11_1:line | -1382 |  | 1601 | -219 | 86 | []
RO_BG_CO_00001 | N-1 400kV TINTARENI1-KOZLODUI | [BG-RO] 400kV KOZLODUI-TINTARENI2 [DIR] [BG] | VAECKO11_XKO_TI12_1:line | -1382 |  | 1601 | -219 | 86 | []
RO_CO_00001 | N-1 Portile de Fier-Resita | [RO-RS] Portile de Fier-Djerdap [OPP] [RO] | RPDFE41 _XPF_DJ11_1:line | 1496 |  | 1836 | -340 | 82 | []
RO-BG_CO_00001 | N-1 Tantareni-Kozlodui 1 | [RO-RS] Portile de Fier-Djerdap [OPP] [RO] | RPDFE41 _XPF_DJ11_1:line | 1483 |  | 1836 | -353 | 81 | []
RO-BG_CO_00002 | N-1 Kozlodui-Tantareni 2 | [RO-RS] Portile de Fier-Djerdap [OPP] [RO] | RPDFE41 _XPF_DJ11_1:line | 1483 |  | 1836 | -353 | 81 | []
RO_CO_00016 | N-1 Tariverde - Constanta Nord | [RO-RO] Lacu Sarat - Gura Ialomitei [DIR] [RO] | RGIAL11 _RLACS41 _1:line | 1263 |  | 1600 | -337 | 79 | []
RO_CO_00029 | N-1 Resita-Timisoara | [RO-RS] Portile de Fier-Djerdap [OPP] [RO] | RPDFE41 _XPF_DJ11_1:line | 1441 |  | 1836 | -395 | 78 | []
RO_CO_00017 | N-1 Constanta Nord- Cernavoda | [RO-RO] Lacu Sarat - Gura Ialomitei [DIR] [RO] | RGIAL11 _RLACS41 _1:line | 1221 |  | 1600 | -379 | 76 | []
RO_CO_00002 | N-1 Mintia-Arad | [RO-RS] Portile de Fier-Djerdap [OPP] [RO] | RPDFE41 _XPF_DJ11_1:line | 1393 |  | 1836 | -443 | 76 | []
RO-RS_CO_00001, RO_RS_CO_00001 | N-1 Portile de Fier-Djerdap, N-1 Portile de Fier-Djerdap | [RO-BG] Tantareni-Kozlodui 1 [DIR] [RO] | RTINTB1 _XKO_TI11_1:line | 1196 |  | 1600 | -404 | 75 | []
RO-RS_CO_00001, RO_RS_CO_00001 | N-1 Portile de Fier-Djerdap, N-1 Portile de Fier-Djerdap | [RO-BG] Tantareni-Kozlodui 2 [OPP] [RO] | RTINTB1 _XKO_TI12_1:line | 1196 |  | 1600 | -404 | 75 | []
RO-HU_CO_00002 | N-1 Nadab-Bekescsaba | [RO-RS] Portile de Fier-Djerdap [OPP] [RO] | RPDFE41 _XPF_DJ11_1:line | 1368 |  | 1836 | -468 | 75 | []
RO_CO_00027 | N-1 AT3 Arad | [RO-RS] Portile de Fier-Djerdap [OPP] [RO] | RPDFE41 _XPF_DJ11_1:line | 1364 |  | 1836 | -472 | 74 | []
RO-RS_CO_00001, RO_RS_CO_00001 | N-1 Portile de Fier-Djerdap, N-1 Portile de Fier-Djerdap | [BG-RO] 400kV KOZLODUI-TINTARENI2 [DIR] [BG] | VAECKO11_XKO_TI12_1:line | -1189 |  | 1601 | -412 | 74 | []
RO-RS_CO_00001, RO_RS_CO_00001 | N-1 Portile de Fier-Djerdap, N-1 Portile de Fier-Djerdap | [BG-RO] 400kV NPP Kozloduy - Tantareni ck. 1 [DIR] [BG] | VAECKO11_XKO_TI11_1:line | -1189 |  | 1601 | -412 | 74 | []
RO-HU_CO_00001 | N-1 Arad-Sandorfalva | [RO-RS] Portile de Fier-Djerdap [OPP] [RO] | RPDFE41 _XPF_DJ11_1:line | 1360 |  | 1836 | -476 | 74 | []
RO-UA_CO_00001 | N-1 Rosiori-Mukacevo | [RO-RS] Portile de Fier-Djerdap [OPP] [RO] | RPDFE41 _XPF_DJ11_1:line | 1357 |  | 1836 | -479 | 74 | []
BC | Base Case | [RO-RS] Portile de Fier-Djerdap [OPP] [RO] | RPDFE41 _XPF_DJ11_1:line | 1348 |  | 1836 | -488 | 73 | []
RO_CO_00035 | N-1 AT3 Portile de Fier | [RO-RO] AT1 Portile de Fier [OPP] [RO] | RPDFE41 _RPDF222 _1:trf | -905 |  | -1248 | -343 | 73 | []
RO_CO_00034 | N-1 AT2 Portile de Fier | [RO-RO] AT1 Portile de Fier [OPP] [RO] | RPDFE41 _RPDF222 _1:trf | -903 |  | -1248 | -345 | 72 | []
RO_CO_00028 | N-1 AT1 Portile de Fier | [RO-RO] AT3 Portile de Fier [DIR] [RO] | RPDFE41 _RPDF212 _3:trf | -901 |  | -1248 | -348 | 72 | []
RO_CO_00028 | N-1 AT1 Portile de Fier | [RO-RO] AT2 Portile de Fier [OPP] [RO] | RPDF241 _RPDF222 _2:trf | -895 |  | -1248 | -353 | 72 | []
RO_CO_00034 | N-1 AT2 Portile de Fier | [RO-RO] AT3 Portile de Fier [DIR] [RO] | RPDFE41 _RPDF212 _3:trf | -893 |  | -1248 | -355 | 72 | []
RO_CO_00035 | N-1 AT3 Portile de Fier | [RO-RO] AT2 Portile de Fier [OPP] [RO] | RPDF241 _RPDF222 _2:trf | -889 |  | -1248 | -359 | 71 | []

## 0730Preventive
Detailed results
Generated at: | 2024-01-09 19:09
Business day: | 10.01.2024
Timestamp: | 07:30
Border & direction: | South-Romania Export
Horizon: | DA
Remedial actions: | true
Evaluation type: | PREVENTIVE
TTC [MW]: | 2992
Fallback applied | false
Loading threshold | 0.7
Applied RAs
CO ID | RA ID | Name of the RA | Usage | Type | Location | Status
[n/a] | BG_RA_00001 | PRA 400 kV TINTARENI1-KOZLODUI | preventive | topological |  | helpful
[n/a] | RO_RA_00001 | PRA 400/220kV AT3 Arad | preventive | pst |  | helpful
[n/a] | RO_RA_00002 | PRA 400/220kV AT Urechesti | preventive | pst |  | helpful
[n/a] | RO_RA_00008 | PRA 400 kV Tantareni-Kozlodui 1 | preventive | topological |  | notApplied
[n/a] | RO_RA_00009 | PRA 400 kV Tantareni-Kozlodui 2 | preventive | topological |  | notApplied
Limiting CNECs
CO ID | Name of the CO | Name of the CNE | CNE UCTE branch | Calculated I (A) | I max (PRE) | I max (CUR) | Margin (A) | Loading (%) | Applicable curative RAs
RO_CO_00012 | N-1 Isaccea - Tulcea Vest | [RO-RO] Lacu Sarat - Gura Ialomitei [DIR] [RO] | RGIAL11 _RLACS41 _1:line | 1599 | 1600 | 1600 | -1 | 100 | []
RO_CO_00013 | N-1 Lacu Sarat - Gura Ialomitei | [RO-RO] Isaccea - Tulcea Vest [OPP] [RO] | RTULC41 _RIS1A41 _1:line | 1527 | 1600 | 1600 | -73 | 95 | []
RO_CO_00015 | N-1 Tulcea Vest - Tariverde | [RO-RO] Lacu Sarat - Gura Ialomitei [DIR] [RO] | RGIAL11 _RLACS41 _1:line | 1409 | 1600 | 1600 | -191 | 88 | []
RO_CO_00001 | N-1 Portile de Fier-Resita | [RO-RS] Portile de Fier-Djerdap [OPP] [RO] | RPDFE41 _XPF_DJ11_1:line | -1568 | -1836 | -1836 | -268 | 85 | []
RO_CO_00029 | N-1 Resita-Timisoara | [RO-RS] Portile de Fier-Djerdap [OPP] [RO] | RPDFE41 _XPF_DJ11_1:line | -1514 | -1836 | -1836 | -322 | 82 | []
RO-BG_CO_00002 | N-1 Kozlodui-Tantareni 2 | [RO-RS] Portile de Fier-Djerdap [OPP] [RO] | RPDFE41 _XPF_DJ11_1:line | -1508 | -1836 | -1836 | -328 | 82 | []
RO-BG_CO_00001 | N-1 Tantareni-Kozlodui 1 | [RO-RS] Portile de Fier-Djerdap [OPP] [RO] | RPDFE41 _XPF_DJ11_1:line | -1508 | -1836 | -1836 | -328 | 82 | []
RO_CO_00002 | N-1 Mintia-Arad | [RO-RS] Portile de Fier-Djerdap [OPP] [RO] | RPDFE41 _XPF_DJ11_1:line | -1463 | -1836 | -1836 | -373 | 80 | []
RO_CO_00016 | N-1 Tariverde - Constanta Nord | [RO-RO] Lacu Sarat - Gura Ialomitei [DIR] [RO] | RGIAL11 _RLACS41 _1:line | 1271 | 1600 | 1600 | -329 | 79 | []
RO-HU_CO_00002 | N-1 Nadab-Bekescsaba | [RO-RS] Portile de Fier-Djerdap [OPP] [RO] | RPDFE41 _XPF_DJ11_1:line | -1428 | -1836 | -1836 | -408 | 78 | []
RO-UA_CO_00001 | N-1 Rosiori-Mukacevo | [RO-RS] Portile de Fier-Djerdap [OPP] [RO] | RPDFE41 _XPF_DJ11_1:line | -1424 | -1836 | -1836 | -412 | 78 | []
RO-HU_CO_00001 | N-1 Arad-Sandorfalva | [RO-RS] Portile de Fier-Djerdap [OPP] [RO] | RPDFE41 _XPF_DJ11_1:line | -1415 | -1836 | -1836 | -421 | 77 | []
RO_CO_00027 | N-1 AT3 Arad | [RO-RS] Portile de Fier-Djerdap [OPP] [RO] | RPDFE41 _XPF_DJ11_1:line | -1415 | -1836 | -1836 | -421 | 77 | []
RO_CO_00017 | N-1 Constanta Nord- Cernavoda | [RO-RO] Lacu Sarat - Gura Ialomitei [DIR] [RO] | RGIAL11 _RLACS41 _1:line | 1231 | 1600 | 1600 | -369 | 77 | []
BC | Base Case | [RO-RS] Portile de Fier-Djerdap [OPP] [RO] | RPDFE41 _XPF_DJ11_1:line | -1397 | -1836 | -1836 | -439 | 76 | []
RO-BG_CO_00001 | N-1 Tantareni-Kozlodui 1 | [RO-BG] Tantareni-Kozlodui 2 [OPP] [RO] | RTINTB1 _XKO_TI12_1:line | 1157 | 1600 | 1600 | -443 | 72 | []
RO-BG_CO_00002 | N-1 Kozlodui-Tantareni 2 | [RO-BG] Tantareni-Kozlodui 1 [DIR] [RO] | RTINTB1 _XKO_TI11_1:line | 1157 | 1600 | 1600 | -443 | 72 | []
RO_BG_CO_00001 | N-1 400kV TINTARENI1-KOZLODUI | [BG-RO] 400kV NPP Kozloduy - Tantareni ck. 2 [DIR] [BG] | VAECKO11_XKO_TI12_1:line | -1151 | 1601 | 1601 | -450 | 72 | []
RO_BG_CO_00002 | N-1 400kV KOZLODUI-TINTARENI2 | [BG-RO] 400kV TINTARENI1-KOZLODUI [DIR] [BG] | VAECKO11_XKO_TI11_1:line | -1151 | 1601 | 1601 | -450 | 72 | []

## 0730Curative
Detailed results
Generated at: | 2024-01-09 19:09
Business day: | 10.01.2024
Timestamp: | 07:30
Border & direction: | South-Romania Export
Horizon: | DA
Remedial actions: | true
Evaluation type: | CURATIVE
TTC [MW]: | 2992
Fallback applied | false
Loading threshold | 0.7
Applied RAs
CO ID | RA ID | Name of the RA | Usage | Type | Location | Status
[n/a] | BG_RA_00001 | PRA 400 kV TINTARENI1-KOZLODUI | preventive | topological |  | helpful
[n/a] | RO_RA_00001 | PRA 400/220kV AT3 Arad | preventive | pst |  | helpful
[n/a] | RO_RA_00002 | PRA 400/220kV AT Urechesti | preventive | pst |  | helpful
[n/a] | RO_RA_00008 | PRA 400 kV Tantareni-Kozlodui 1 | preventive | topological |  | notApplied
[n/a] | RO_RA_00009 | PRA 400 kV Tantareni-Kozlodui 2 | preventive | topological |  | notApplied
Limiting CNECs
CO ID | Name of the CO | Name of the CNE | CNE UCTE branch | Calculated I (A) | I max (PRE) | I max (CUR) | Margin (A) | Loading (%) | Applicable curative RAs
RO_CO_00012 | N-1 Isaccea - Tulcea Vest | [RO-RO] Lacu Sarat - Gura Ialomitei [DIR] [RO] | RGIAL11 _RLACS41 _1:line | 1599 |  | 1600 | -1 | 100 | []
RO_CO_00013 | N-1 Lacu Sarat - Gura Ialomitei | [RO-RO] Isaccea - Tulcea Vest [OPP] [RO] | RTULC41 _RIS1A41 _1:line | 1527 |  | 1600 | -73 | 95 | []
RO_CO_00015 | N-1 Tulcea Vest - Tariverde | [RO-RO] Lacu Sarat - Gura Ialomitei [DIR] [RO] | RGIAL11 _RLACS41 _1:line | 1409 |  | 1600 | -191 | 88 | []
RO_CO_00001 | N-1 Portile de Fier-Resita | [RO-RS] Portile de Fier-Djerdap [OPP] [RO] | RPDFE41 _XPF_DJ11_1:line | -1568 |  | -1836 | -268 | 85 | []
RO_CO_00029 | N-1 Resita-Timisoara | [RO-RS] Portile de Fier-Djerdap [OPP] [RO] | RPDFE41 _XPF_DJ11_1:line | -1514 |  | -1836 | -322 | 82 | []
RO-BG_CO_00002 | N-1 Kozlodui-Tantareni 2 | [RO-RS] Portile de Fier-Djerdap [OPP] [RO] | RPDFE41 _XPF_DJ11_1:line | -1508 |  | -1836 | -328 | 82 | []
RO-BG_CO_00001 | N-1 Tantareni-Kozlodui 1 | [RO-RS] Portile de Fier-Djerdap [OPP] [RO] | RPDFE41 _XPF_DJ11_1:line | -1508 |  | -1836 | -328 | 82 | []
RO_CO_00002 | N-1 Mintia-Arad | [RO-RS] Portile de Fier-Djerdap [OPP] [RO] | RPDFE41 _XPF_DJ11_1:line | -1463 |  | -1836 | -373 | 80 | []
RO_CO_00016 | N-1 Tariverde - Constanta Nord | [RO-RO] Lacu Sarat - Gura Ialomitei [DIR] [RO] | RGIAL11 _RLACS41 _1:line | 1271 |  | 1600 | -329 | 79 | []
RO-HU_CO_00002 | N-1 Nadab-Bekescsaba | [RO-RS] Portile de Fier-Djerdap [OPP] [RO] | RPDFE41 _XPF_DJ11_1:line | -1428 |  | -1836 | -408 | 78 | []
RO-UA_CO_00001 | N-1 Rosiori-Mukacevo | [RO-RS] Portile de Fier-Djerdap [OPP] [RO] | RPDFE41 _XPF_DJ11_1:line | -1424 |  | -1836 | -412 | 78 | []
RO-HU_CO_00001 | N-1 Arad-Sandorfalva | [RO-RS] Portile de Fier-Djerdap [OPP] [RO] | RPDFE41 _XPF_DJ11_1:line | -1415 |  | -1836 | -421 | 77 | []
RO_CO_00027 | N-1 AT3 Arad | [RO-RS] Portile de Fier-Djerdap [OPP] [RO] | RPDFE41 _XPF_DJ11_1:line | -1415 |  | -1836 | -421 | 77 | []
RO_CO_00017 | N-1 Constanta Nord- Cernavoda | [RO-RO] Lacu Sarat - Gura Ialomitei [DIR] [RO] | RGIAL11 _RLACS41 _1:line | 1231 |  | 1600 | -369 | 77 | []
BC | Base Case | [RO-RS] Portile de Fier-Djerdap [OPP] [RO] | RPDFE41 _XPF_DJ11_1:line | -1397 |  | -1836 | -439 | 76 | []
RO-BG_CO_00001 | N-1 Tantareni-Kozlodui 1 | [RO-BG] Tantareni-Kozlodui 2 [OPP] [RO] | RTINTB1 _XKO_TI12_1:line | 1157 |  | 1600 | -443 | 72 | []
RO-BG_CO_00002 | N-1 Kozlodui-Tantareni 2 | [RO-BG] Tantareni-Kozlodui 1 [DIR] [RO] | RTINTB1 _XKO_TI11_1:line | 1157 |  | 1600 | -443 | 72 | []
RO_BG_CO_00001 | N-1 400kV TINTARENI1-KOZLODUI | [BG-RO] 400kV NPP Kozloduy - Tantareni ck. 2 [DIR] [BG] | VAECKO11_XKO_TI12_1:line | -1151 |  | 1601 | -450 | 72 | []
RO_BG_CO_00002 | N-1 400kV KOZLODUI-TINTARENI2 | [BG-RO] 400kV TINTARENI1-KOZLODUI [DIR] [BG] | VAECKO11_XKO_TI11_1:line | -1151 |  | 1601 | -450 | 72 | []

## 0830Preventive
Detailed results
Generated at: | 2024-01-09 19:09
Business day: | 10.01.2024
Timestamp: | 08:30
Border & direction: | South-Romania Export
Horizon: | DA
Remedial actions: | true
Evaluation type: | PREVENTIVE
TTC [MW]: | 3015
Fallback applied | false
Loading threshold | 0.7
Applied RAs
CO ID | RA ID | Name of the RA | Usage | Type | Location | Status
[n/a] | BG_RA_00001 | PRA 400 kV TINTARENI1-KOZLODUI | preventive | topological |  | helpful
[n/a] | RO_RA_00001 | PRA 400/220kV AT3 Arad | preventive | pst |  | helpful
[n/a] | RO_RA_00002 | PRA 400/220kV AT Urechesti | preventive | pst |  | helpful
[n/a] | RO_RA_00008 | PRA 400 kV Tantareni-Kozlodui 1 | preventive | topological |  | notApplied
[n/a] | RO_RA_00009 | PRA 400 kV Tantareni-Kozlodui 2 | preventive | topological |  | notApplied
Limiting CNECs
CO ID | Name of the CO | Name of the CNE | CNE UCTE branch | Calculated I (A) | I max (PRE) | I max (CUR) | Margin (A) | Loading (%) | Applicable curative RAs
RO_CO_00012 | N-1 Isaccea - Tulcea Vest | [RO-RO] Lacu Sarat - Gura Ialomitei [DIR] [RO] | RGIAL11 _RLACS41 _1:line | 1599 | 1600 | 1600 | -1 | 100 | []
RO_CO_00013 | N-1 Lacu Sarat - Gura Ialomitei | [RO-RO] Isaccea - Tulcea Vest [DIR] [RO] | RTULC41 _RIS1A41 _1:line | 1513 | 1600 | 1600 | -87 | 95 | []
RO_CO_00001 | N-1 Portile de Fier-Resita | [RO-RS] Portile de Fier-Djerdap [OPP] [RO] | RPDFE41 _XPF_DJ11_1:line | 1655 | 1836 | 1836 | -181 | 90 | []
RO_CO_00015 | N-1 Tulcea Vest - Tariverde | [RO-RO] Lacu Sarat - Gura Ialomitei [DIR] [RO] | RGIAL11 _RLACS41 _1:line | 1421 | 1600 | 1600 | -179 | 89 | []
RO_CO_00029 | N-1 Resita-Timisoara | [RO-RS] Portile de Fier-Djerdap [OPP] [RO] | RPDFE41 _XPF_DJ11_1:line | 1601 | 1836 | 1836 | -235 | 87 | []
RO-BG_CO_00001 | N-1 Tantareni-Kozlodui 1 | [RO-RS] Portile de Fier-Djerdap [OPP] [RO] | RPDFE41 _XPF_DJ11_1:line | 1595 | 1836 | 1836 | -241 | 87 | []
RO-BG_CO_00002 | N-1 Kozlodui-Tantareni 2 | [RO-RS] Portile de Fier-Djerdap [OPP] [RO] | RPDFE41 _XPF_DJ11_1:line | 1595 | 1836 | 1836 | -241 | 87 | []
RO_CO_00002 | N-1 Mintia-Arad | [RO-RS] Portile de Fier-Djerdap [OPP] [RO] | RPDFE41 _XPF_DJ11_1:line | 1552 | 1836 | 1836 | -284 | 85 | []
RO-UA_CO_00001 | N-1 Rosiori-Mukacevo | [RO-RS] Portile de Fier-Djerdap [OPP] [RO] | RPDFE41 _XPF_DJ11_1:line | 1520 | 1836 | 1836 | -316 | 83 | []
RO-HU_CO_00002 | N-1 Nadab-Bekescsaba | [RO-RS] Portile de Fier-Djerdap [OPP] [RO] | RPDFE41 _XPF_DJ11_1:line | 1514 | 1836 | 1836 | -322 | 82 | []
RO-HU_CO_00001 | N-1 Arad-Sandorfalva | [RO-RS] Portile de Fier-Djerdap [OPP] [RO] | RPDFE41 _XPF_DJ11_1:line | 1503 | 1836 | 1836 | -333 | 82 | []
RO_CO_00027 | N-1 AT3 Arad | [RO-RS] Portile de Fier-Djerdap [OPP] [RO] | RPDFE41 _XPF_DJ11_1:line | 1502 | 1836 | 1836 | -334 | 82 | []
RO_CO_00016 | N-1 Tariverde - Constanta Nord | [RO-RO] Lacu Sarat - Gura Ialomitei [DIR] [RO] | RGIAL11 _RLACS41 _1:line | 1298 | 1600 | 1600 | -302 | 81 | []
BC | Base Case | [RO-RS] Portile de Fier-Djerdap [OPP] [RO] | RPDFE41 _XPF_DJ11_1:line | -1483 | -1836 | -1836 | -353 | 81 | []
RO_CO_00017 | N-1 Constanta Nord- Cernavoda | [RO-RO] Lacu Sarat - Gura Ialomitei [DIR] [RO] | RGIAL11 _RLACS41 _1:line | 1262 | 1600 | 1600 | -338 | 79 | []
RO-BG_CO_00001 | N-1 Tantareni-Kozlodui 1 | [RO-BG] Tantareni-Kozlodui 2 [DIR] [RO] | RTINTB1 _XKO_TI12_1:line | 1162 | 1600 | 1600 | -438 | 73 | []
RO-BG_CO_00002 | N-1 Kozlodui-Tantareni 2 | [RO-BG] Tantareni-Kozlodui 1 [DIR] [RO] | RTINTB1 _XKO_TI11_1:line | 1162 | 1600 | 1600 | -438 | 73 | []
RO_BG_CO_00002 | N-1 400kV KOZLODUI-TINTARENI2 | [BG-RO] 400kV NPP Kozloduy - Tantareni ck. 1 [DIR] [BG] | VAECKO11_XKO_TI11_1:line | -1156 | 1601 | 1601 | -445 | 72 | []
RO_BG_CO_00001 | N-1 400kV TINTARENI1-KOZLODUI | [BG-RO] 400kV KOZLODUI-TINTARENI2 [DIR] [BG] | VAECKO11_XKO_TI12_1:line | -1156 | 1601 | 1601 | -445 | 72 | []

## 0830Curative
Detailed results
Generated at: | 2024-01-09 19:09
Business day: | 10.01.2024
Timestamp: | 08:30
Border & direction: | South-Romania Export
Horizon: | DA
Remedial actions: | true
Evaluation type: | CURATIVE
TTC [MW]: | 3015
Fallback applied | false
Loading threshold | 0.7
Applied RAs
CO ID | RA ID | Name of the RA | Usage | Type | Location | Status
[n/a] | BG_RA_00001 | PRA 400 kV TINTARENI1-KOZLODUI | preventive | topological |  | helpful
[n/a] | RO_RA_00001 | PRA 400/220kV AT3 Arad | preventive | pst |  | helpful
[n/a] | RO_RA_00002 | PRA 400/220kV AT Urechesti | preventive | pst |  | helpful
[n/a] | RO_RA_00008 | PRA 400 kV Tantareni-Kozlodui 1 | preventive | topological |  | notApplied
[n/a] | RO_RA_00009 | PRA 400 kV Tantareni-Kozlodui 2 | preventive | topological |  | notApplied
Limiting CNECs
CO ID | Name of the CO | Name of the CNE | CNE UCTE branch | Calculated I (A) | I max (PRE) | I max (CUR) | Margin (A) | Loading (%) | Applicable curative RAs
RO_CO_00012 | N-1 Isaccea - Tulcea Vest | [RO-RO] Lacu Sarat - Gura Ialomitei [DIR] [RO] | RGIAL11 _RLACS41 _1:line | 1599 |  | 1600 | -1 | 100 | []
RO_CO_00013 | N-1 Lacu Sarat - Gura Ialomitei | [RO-RO] Isaccea - Tulcea Vest [DIR] [RO] | RTULC41 _RIS1A41 _1:line | 1513 |  | 1600 | -87 | 95 | []
RO_CO_00001 | N-1 Portile de Fier-Resita | [RO-RS] Portile de Fier-Djerdap [OPP] [RO] | RPDFE41 _XPF_DJ11_1:line | 1655 |  | 1836 | -181 | 90 | []
RO_CO_00015 | N-1 Tulcea Vest - Tariverde | [RO-RO] Lacu Sarat - Gura Ialomitei [DIR] [RO] | RGIAL11 _RLACS41 _1:line | 1421 |  | 1600 | -179 | 89 | []
RO_CO_00029 | N-1 Resita-Timisoara | [RO-RS] Portile de Fier-Djerdap [OPP] [RO] | RPDFE41 _XPF_DJ11_1:line | 1601 |  | 1836 | -235 | 87 | []
RO-BG_CO_00001 | N-1 Tantareni-Kozlodui 1 | [RO-RS] Portile de Fier-Djerdap [OPP] [RO] | RPDFE41 _XPF_DJ11_1:line | 1595 |  | 1836 | -241 | 87 | []
RO-BG_CO_00002 | N-1 Kozlodui-Tantareni 2 | [RO-RS] Portile de Fier-Djerdap [OPP] [RO] | RPDFE41 _XPF_DJ11_1:line | 1595 |  | 1836 | -241 | 87 | []
RO_CO_00002 | N-1 Mintia-Arad | [RO-RS] Portile de Fier-Djerdap [OPP] [RO] | RPDFE41 _XPF_DJ11_1:line | 1552 |  | 1836 | -284 | 85 | []
RO-UA_CO_00001 | N-1 Rosiori-Mukacevo | [RO-RS] Portile de Fier-Djerdap [OPP] [RO] | RPDFE41 _XPF_DJ11_1:line | 1520 |  | 1836 | -316 | 83 | []
RO-HU_CO_00002 | N-1 Nadab-Bekescsaba | [RO-RS] Portile de Fier-Djerdap [OPP] [RO] | RPDFE41 _XPF_DJ11_1:line | 1514 |  | 1836 | -322 | 82 | []
RO-HU_CO_00001 | N-1 Arad-Sandorfalva | [RO-RS] Portile de Fier-Djerdap [OPP] [RO] | RPDFE41 _XPF_DJ11_1:line | 1503 |  | 1836 | -333 | 82 | []
RO_CO_00027 | N-1 AT3 Arad | [RO-RS] Portile de Fier-Djerdap [OPP] [RO] | RPDFE41 _XPF_DJ11_1:line | 1502 |  | 1836 | -334 | 82 | []
RO_CO_00016 | N-1 Tariverde - Constanta Nord | [RO-RO] Lacu Sarat - Gura Ialomitei [DIR] [RO] | RGIAL11 _RLACS41 _1:line | 1298 |  | 1600 | -302 | 81 | []
BC | Base Case | [RO-RS] Portile de Fier-Djerdap [OPP] [RO] | RPDFE41 _XPF_DJ11_1:line | -1483 |  | -1836 | -353 | 81 | []
RO_CO_00017 | N-1 Constanta Nord- Cernavoda | [RO-RO] Lacu Sarat - Gura Ialomitei [DIR] [RO] | RGIAL11 _RLACS41 _1:line | 1262 |  | 1600 | -338 | 79 | []
RO-BG_CO_00001 | N-1 Tantareni-Kozlodui 1 | [RO-BG] Tantareni-Kozlodui 2 [DIR] [RO] | RTINTB1 _XKO_TI12_1:line | 1162 |  | 1600 | -438 | 73 | []
RO-BG_CO_00002 | N-1 Kozlodui-Tantareni 2 | [RO-BG] Tantareni-Kozlodui 1 [DIR] [RO] | RTINTB1 _XKO_TI11_1:line | 1162 |  | 1600 | -438 | 73 | []
RO_BG_CO_00002 | N-1 400kV KOZLODUI-TINTARENI2 | [BG-RO] 400kV NPP Kozloduy - Tantareni ck. 1 [DIR] [BG] | VAECKO11_XKO_TI11_1:line | -1156 |  | 1601 | -445 | 72 | []
RO_BG_CO_00001 | N-1 400kV TINTARENI1-KOZLODUI | [BG-RO] 400kV KOZLODUI-TINTARENI2 [DIR] [BG] | VAECKO11_XKO_TI12_1:line | -1156 |  | 1601 | -445 | 72 | []

## 0930Preventive
Detailed results
Generated at: | 2024-01-09 19:09
Business day: | 10.01.2024
Timestamp: | 09:30
Border & direction: | South-Romania Export
Horizon: | DA
Remedial actions: | true
Evaluation type: | PREVENTIVE
TTC [MW]: | 2831
Fallback applied | false
Loading threshold | 0.7
Applied RAs
CO ID | RA ID | Name of the RA | Usage | Type | Location | Status
[n/a] | BG_RA_00001 | PRA 400 kV TINTARENI1-KOZLODUI | preventive | topological |  | helpful
[n/a] | RO_RA_00001 | PRA 400/220kV AT3 Arad | preventive | pst |  | helpful
[n/a] | RO_RA_00002 | PRA 400/220kV AT Urechesti | preventive | pst |  | helpful
[n/a] | RO_RA_00008 | PRA 400 kV Tantareni-Kozlodui 1 | preventive | topological |  | notApplied
[n/a] | RO_RA_00009 | PRA 400 kV Tantareni-Kozlodui 2 | preventive | topological |  | notApplied
Limiting CNECs
CO ID | Name of the CO | Name of the CNE | CNE UCTE branch | Calculated I (A) | I max (PRE) | I max (CUR) | Margin (A) | Loading (%) | Applicable curative RAs
RO_CO_00012 | N-1 Isaccea - Tulcea Vest | [RO-RO] Lacu Sarat - Gura Ialomitei [DIR] [RO] | RGIAL11 _RLACS41 _1:line | 1598 | 1600 | 1600 | -2 | 100 | []
RO_CO_00001 | N-1 Portile de Fier-Resita | [RO-RS] Portile de Fier-Djerdap [OPP] [RO] | RPDFE41 _XPF_DJ11_1:line | 1746 | 1836 | 1836 | -90 | 95 | []
RO_CO_00029 | N-1 Resita-Timisoara | [RO-RS] Portile de Fier-Djerdap [OPP] [RO] | RPDFE41 _XPF_DJ11_1:line | 1729 | 1836 | 1836 | -107 | 94 | []
RO_CO_00013 | N-1 Lacu Sarat - Gura Ialomitei | [RO-RO] Isaccea - Tulcea Vest [OPP] [RO] | RTULC41 _RIS1A41 _1:line | 1499 | 1600 | 1600 | -101 | 94 | []
RO-BG_CO_00002 | N-1 Kozlodui-Tantareni 2 | [RO-RS] Portile de Fier-Djerdap [OPP] [RO] | RPDFE41 _XPF_DJ11_1:line | 1680 | 1836 | 1836 | -156 | 91 | []
RO-BG_CO_00001 | N-1 Tantareni-Kozlodui 1 | [RO-RS] Portile de Fier-Djerdap [OPP] [RO] | RPDFE41 _XPF_DJ11_1:line | 1680 | 1836 | 1836 | -156 | 91 | []
RO_CO_00002 | N-1 Mintia-Arad | [RO-RS] Portile de Fier-Djerdap [OPP] [RO] | RPDFE41 _XPF_DJ11_1:line | 1664 | 1836 | 1836 | -172 | 91 | []
RO_CO_00015 | N-1 Tulcea Vest - Tariverde | [RO-RO] Lacu Sarat - Gura Ialomitei [DIR] [RO] | RGIAL11 _RLACS41 _1:line | 1429 | 1600 | 1600 | -171 | 89 | []
RO-UA_CO_00001 | N-1 Rosiori-Mukacevo | [RO-RS] Portile de Fier-Djerdap [OPP] [RO] | RPDFE41 _XPF_DJ11_1:line | 1638 | 1836 | 1836 | -198 | 89 | []
RO-HU_CO_00002 | N-1 Nadab-Bekescsaba | [RO-RS] Portile de Fier-Djerdap [OPP] [RO] | RPDFE41 _XPF_DJ11_1:line | 1616 | 1836 | 1836 | -220 | 88 | []
RO-HU_CO_00001 | N-1 Arad-Sandorfalva | [RO-RS] Portile de Fier-Djerdap [OPP] [RO] | RPDFE41 _XPF_DJ11_1:line | 1606 | 1836 | 1836 | -230 | 87 | []
RO_CO_00027 | N-1 AT3 Arad | [RO-RS] Portile de Fier-Djerdap [OPP] [RO] | RPDFE41 _XPF_DJ11_1:line | 1603 | 1836 | 1836 | -233 | 87 | []
BC | Base Case | [RO-RS] Portile de Fier-Djerdap [OPP] [RO] | RPDFE41 _XPF_DJ11_1:line | 1581 | 1836 | 1836 | -255 | 86 | []
RO_CO_00016 | N-1 Tariverde - Constanta Nord | [RO-RO] Lacu Sarat - Gura Ialomitei [DIR] [RO] | RGIAL11 _RLACS41 _1:line | 1314 | 1600 | 1600 | -286 | 82 | []
RO_CO_00017 | N-1 Constanta Nord- Cernavoda | [RO-RO] Lacu Sarat - Gura Ialomitei [DIR] [RO] | RGIAL11 _RLACS41 _1:line | 1283 | 1600 | 1600 | -317 | 80 | []
RO_CO_00035 | N-1 AT3 Portile de Fier | [RO-RO] AT1 Portile de Fier [OPP] [RO] | RPDFE41 _RPDF222 _1:trf | -876 | -1248 | -1248 | -372 | 70 | []

## 0930Curative
Detailed results
Generated at: | 2024-01-09 19:09
Business day: | 10.01.2024
Timestamp: | 09:30
Border & direction: | South-Romania Export
Horizon: | DA
Remedial actions: | true
Evaluation type: | CURATIVE
TTC [MW]: | 2831
Fallback applied | false
Loading threshold | 0.7
Applied RAs
CO ID | RA ID | Name of the RA | Usage | Type | Location | Status
[n/a] | BG_RA_00001 | PRA 400 kV TINTARENI1-KOZLODUI | preventive | topological |  | helpful
[n/a] | RO_RA_00001 | PRA 400/220kV AT3 Arad | preventive | pst |  | helpful
[n/a] | RO_RA_00002 | PRA 400/220kV AT Urechesti | preventive | pst |  | helpful
[n/a] | RO_RA_00008 | PRA 400 kV Tantareni-Kozlodui 1 | preventive | topological |  | notApplied
[n/a] | RO_RA_00009 | PRA 400 kV Tantareni-Kozlodui 2 | preventive | topological |  | notApplied
Limiting CNECs
CO ID | Name of the CO | Name of the CNE | CNE UCTE branch | Calculated I (A) | I max (PRE) | I max (CUR) | Margin (A) | Loading (%) | Applicable curative RAs
RO_CO_00012 | N-1 Isaccea - Tulcea Vest | [RO-RO] Lacu Sarat - Gura Ialomitei [DIR] [RO] | RGIAL11 _RLACS41 _1:line | 1598 |  | 1600 | -2 | 100 | []
RO_CO_00001 | N-1 Portile de Fier-Resita | [RO-RS] Portile de Fier-Djerdap [OPP] [RO] | RPDFE41 _XPF_DJ11_1:line | 1746 |  | 1836 | -90 | 95 | []
RO_CO_00029 | N-1 Resita-Timisoara | [RO-RS] Portile de Fier-Djerdap [OPP] [RO] | RPDFE41 _XPF_DJ11_1:line | 1729 |  | 1836 | -107 | 94 | []
RO_CO_00013 | N-1 Lacu Sarat - Gura Ialomitei | [RO-RO] Isaccea - Tulcea Vest [OPP] [RO] | RTULC41 _RIS1A41 _1:line | 1499 |  | 1600 | -101 | 94 | []
RO-BG_CO_00002 | N-1 Kozlodui-Tantareni 2 | [RO-RS] Portile de Fier-Djerdap [OPP] [RO] | RPDFE41 _XPF_DJ11_1:line | 1680 |  | 1836 | -156 | 91 | []
RO-BG_CO_00001 | N-1 Tantareni-Kozlodui 1 | [RO-RS] Portile de Fier-Djerdap [OPP] [RO] | RPDFE41 _XPF_DJ11_1:line | 1680 |  | 1836 | -156 | 91 | []
RO_CO_00002 | N-1 Mintia-Arad | [RO-RS] Portile de Fier-Djerdap [OPP] [RO] | RPDFE41 _XPF_DJ11_1:line | 1664 |  | 1836 | -172 | 91 | []
RO_CO_00015 | N-1 Tulcea Vest - Tariverde | [RO-RO] Lacu Sarat - Gura Ialomitei [DIR] [RO] | RGIAL11 _RLACS41 _1:line | 1429 |  | 1600 | -171 | 89 | []
RO-UA_CO_00001 | N-1 Rosiori-Mukacevo | [RO-RS] Portile de Fier-Djerdap [OPP] [RO] | RPDFE41 _XPF_DJ11_1:line | 1638 |  | 1836 | -198 | 89 | []
RO-HU_CO_00002 | N-1 Nadab-Bekescsaba | [RO-RS] Portile de Fier-Djerdap [OPP] [RO] | RPDFE41 _XPF_DJ11_1:line | 1616 |  | 1836 | -220 | 88 | []
RO-HU_CO_00001 | N-1 Arad-Sandorfalva | [RO-RS] Portile de Fier-Djerdap [OPP] [RO] | RPDFE41 _XPF_DJ11_1:line | 1606 |  | 1836 | -230 | 87 | []
RO_CO_00027 | N-1 AT3 Arad | [RO-RS] Portile de Fier-Djerdap [OPP] [RO] | RPDFE41 _XPF_DJ11_1:line | 1603 |  | 1836 | -233 | 87 | []
BC | Base Case | [RO-RS] Portile de Fier-Djerdap [OPP] [RO] | RPDFE41 _XPF_DJ11_1:line | 1581 |  | 1836 | -255 | 86 | []
RO_CO_00016 | N-1 Tariverde - Constanta Nord | [RO-RO] Lacu Sarat - Gura Ialomitei [DIR] [RO] | RGIAL11 _RLACS41 _1:line | 1314 |  | 1600 | -286 | 82 | []
RO_CO_00017 | N-1 Constanta Nord- Cernavoda | [RO-RO] Lacu Sarat - Gura Ialomitei [DIR] [RO] | RGIAL11 _RLACS41 _1:line | 1283 |  | 1600 | -317 | 80 | []
RO_CO_00035 | N-1 AT3 Portile de Fier | [RO-RO] AT1 Portile de Fier [OPP] [RO] | RPDFE41 _RPDF222 _1:trf | -876 |  | -1248 | -372 | 70 | []

## 1030Preventive
Detailed results
Generated at: | 2024-01-09 19:09
Business day: | 10.01.2024
Timestamp: | 10:30
Border & direction: | South-Romania Export
Horizon: | DA
Remedial actions: | true
Evaluation type: | PREVENTIVE
TTC [MW]: | 3323
Fallback applied | false
Loading threshold | 0.7
Applied RAs
CO ID | RA ID | Name of the RA | Usage | Type | Location | Status
[n/a] | BG_RA_00001 | PRA 400 kV TINTARENI1-KOZLODUI | preventive | topological |  | helpful
[n/a] | RO_RA_00001 | PRA 400/220kV AT3 Arad | preventive | pst |  | helpful
[n/a] | RO_RA_00002 | PRA 400/220kV AT Urechesti | preventive | pst |  | helpful
[n/a] | RO_RA_00008 | PRA 400 kV Tantareni-Kozlodui 1 | preventive | topological |  | notApplied
[n/a] | RO_RA_00009 | PRA 400 kV Tantareni-Kozlodui 2 | preventive | topological |  | notApplied
Limiting CNECs
CO ID | Name of the CO | Name of the CNE | CNE UCTE branch | Calculated I (A) | I max (PRE) | I max (CUR) | Margin (A) | Loading (%) | Applicable curative RAs
RO_CO_00001 | N-1 Portile de Fier-Resita | [RO-RS] Portile de Fier-Djerdap [OPP] [RO] | RPDFE41 _XPF_DJ11_1:line | 1833 | 1836 | 1836 | -3 | 100 | []
RO_CO_00029 | N-1 Resita-Timisoara | [RO-RS] Portile de Fier-Djerdap [OPP] [RO] | RPDFE41 _XPF_DJ11_1:line | 1826 | 1836 | 1836 | -10 | 99 | []
RO-BG_CO_00001 | N-1 Tantareni-Kozlodui 1 | [RO-RS] Portile de Fier-Djerdap [OPP] [RO] | RPDFE41 _XPF_DJ11_1:line | 1781 | 1836 | 1836 | -55 | 97 | []
RO-BG_CO_00002 | N-1 Kozlodui-Tantareni 2 | [RO-RS] Portile de Fier-Djerdap [OPP] [RO] | RPDFE41 _XPF_DJ11_1:line | 1781 | 1836 | 1836 | -55 | 97 | []
RO_CO_00002 | N-1 Mintia-Arad | [RO-RS] Portile de Fier-Djerdap [OPP] [RO] | RPDFE41 _XPF_DJ11_1:line | 1772 | 1836 | 1836 | -64 | 97 | []
RO-UA_CO_00001 | N-1 Rosiori-Mukacevo | [RO-RS] Portile de Fier-Djerdap [OPP] [RO] | RPDFE41 _XPF_DJ11_1:line | 1771 | 1836 | 1836 | -65 | 96 | []
RO-HU_CO_00002 | N-1 Nadab-Bekescsaba | [RO-RS] Portile de Fier-Djerdap [OPP] [RO] | RPDFE41 _XPF_DJ11_1:line | 1710 | 1836 | 1836 | -126 | 93 | []
RO-HU_CO_00001 | N-1 Arad-Sandorfalva | [RO-RS] Portile de Fier-Djerdap [OPP] [RO] | RPDFE41 _XPF_DJ11_1:line | 1701 | 1836 | 1836 | -135 | 93 | []
RO_CO_00027 | N-1 AT3 Arad | [RO-RS] Portile de Fier-Djerdap [OPP] [RO] | RPDFE41 _XPF_DJ11_1:line | 1694 | 1836 | 1836 | -142 | 92 | []
BC | Base Case | [RO-RS] Portile de Fier-Djerdap [OPP] [RO] | RPDFE41 _XPF_DJ11_1:line | 1670 | 1836 | 1836 | -166 | 91 | []
RO_CO_00012 | N-1 Isaccea - Tulcea Vest | [RO-RO] Lacu Sarat - Gura Ialomitei [OPP] [RO] | RGIAL11 _RLACS41 _1:line | 1399 | 1600 | 1600 | -201 | 87 | []
RO_CO_00013 | N-1 Lacu Sarat - Gura Ialomitei | [RO-RO] Isaccea - Tulcea Vest [DIR] [RO] | RTULC41 _RIS1A41 _1:line | 1306 | 1600 | 1600 | -294 | 82 | []
RO_CO_00015 | N-1 Tulcea Vest - Tariverde | [RO-RO] Lacu Sarat - Gura Ialomitei [OPP] [RO] | RGIAL11 _RLACS41 _1:line | 1247 | 1600 | 1600 | -353 | 78 | []
RO-BG_CO_00002 | N-1 Kozlodui-Tantareni 2 | [RO-BG] Tantareni-Kozlodui 1 [OPP] [RO] | RTINTB1 _XKO_TI11_1:line | 1159 | 1600 | 1600 | -441 | 72 | []
RO-BG_CO_00001 | N-1 Tantareni-Kozlodui 1 | [RO-BG] Tantareni-Kozlodui 2 [DIR] [RO] | RTINTB1 _XKO_TI12_1:line | 1159 | 1600 | 1600 | -441 | 72 | []
RO_BG_CO_00001 | N-1 400kV TINTARENI1-KOZLODUI | [BG-RO] 400kV KOZLODUI-TINTARENI2 [DIR] [BG] | VAECKO11_XKO_TI12_1:line | -1153 | 1601 | 1601 | -448 | 72 | []
RO_BG_CO_00002 | N-1 400kV KOZLODUI-TINTARENI2 | [BG-RO] 400kV NPP Kozloduy - Tantareni ck. 1 [DIR] [BG] | VAECKO11_XKO_TI11_1:line | -1153 | 1601 | 1601 | -448 | 72 | []
RO-RS_CO_00001, RO_RS_CO_00001 | N-1 Portile de Fier-Djerdap, N-1 Portile de Fier-Djerdap | [RO-BG] Tantareni-Kozlodui 1 [OPP] [RO] | RTINTB1 _XKO_TI11_1:line | 1142 | 1600 | 1600 | -458 | 71 | []
RO-RS_CO_00001, RO_RS_CO_00001 | N-1 Portile de Fier-Djerdap, N-1 Portile de Fier-Djerdap | [RO-BG] Tantareni-Kozlodui 2 [DIR] [RO] | RTINTB1 _XKO_TI12_1:line | 1142 | 1600 | 1600 | -458 | 71 | []
RO_CO_00016 | N-1 Tariverde - Constanta Nord | [RO-RO] Lacu Sarat - Gura Ialomitei [OPP] [RO] | RGIAL11 _RLACS41 _1:line | 1136 | 1600 | 1600 | -464 | 71 | []
RO-RS_CO_00001, RO_RS_CO_00001 | N-1 Portile de Fier-Djerdap, N-1 Portile de Fier-Djerdap | [BG-RO] 400kV NPP Kozloduy - Tantareni ck. 1 [DIR] [BG] | VAECKO11_XKO_TI11_1:line | -1136 | 1601 | 1601 | -465 | 71 | []
RO-RS_CO_00001, RO_RS_CO_00001 | N-1 Portile de Fier-Djerdap, N-1 Portile de Fier-Djerdap | [BG-RO] 400kV KOZLODUI-TINTARENI2 [DIR] [BG] | VAECKO11_XKO_TI12_1:line | -1136 | 1601 | 1601 | -465 | 71 | []
RO_CO_00035 | N-1 AT3 Portile de Fier | [RO-RO] AT1 Portile de Fier [DIR] [RO] | RPDFE41 _RPDF222 _1:trf | -878 | -1248 | -1248 | -370 | 70 | []
RO_CO_00034 | N-1 AT2 Portile de Fier | [RO-RO] AT1 Portile de Fier [DIR] [RO] | RPDFE41 _RPDF222 _1:trf | -875 | -1248 | -1248 | -374 | 70 | []
RO_CO_00028 | N-1 AT1 Portile de Fier | [RO-RO] AT3 Portile de Fier [DIR] [RO] | RPDFE41 _RPDF212 _3:trf | -874 | -1248 | -1248 | -374 | 70 | []

## 1030Curative
Detailed results
Generated at: | 2024-01-09 19:09
Business day: | 10.01.2024
Timestamp: | 10:30
Border & direction: | South-Romania Export
Horizon: | DA
Remedial actions: | true
Evaluation type: | CURATIVE
TTC [MW]: | 3323
Fallback applied | false
Loading threshold | 0.7
Applied RAs
CO ID | RA ID | Name of the RA | Usage | Type | Location | Status
[n/a] | BG_RA_00001 | PRA 400 kV TINTARENI1-KOZLODUI | preventive | topological |  | helpful
[n/a] | RO_RA_00001 | PRA 400/220kV AT3 Arad | preventive | pst |  | helpful
[n/a] | RO_RA_00002 | PRA 400/220kV AT Urechesti | preventive | pst |  | helpful
[n/a] | RO_RA_00008 | PRA 400 kV Tantareni-Kozlodui 1 | preventive | topological |  | notApplied
[n/a] | RO_RA_00009 | PRA 400 kV Tantareni-Kozlodui 2 | preventive | topological |  | notApplied
Limiting CNECs
CO ID | Name of the CO | Name of the CNE | CNE UCTE branch | Calculated I (A) | I max (PRE) | I max (CUR) | Margin (A) | Loading (%) | Applicable curative RAs
RO_CO_00001 | N-1 Portile de Fier-Resita | [RO-RS] Portile de Fier-Djerdap [OPP] [RO] | RPDFE41 _XPF_DJ11_1:line | 1833 |  | 1836 | -3 | 100 | []
RO_CO_00029 | N-1 Resita-Timisoara | [RO-RS] Portile de Fier-Djerdap [OPP] [RO] | RPDFE41 _XPF_DJ11_1:line | 1826 |  | 1836 | -10 | 99 | []
RO-BG_CO_00001 | N-1 Tantareni-Kozlodui 1 | [RO-RS] Portile de Fier-Djerdap [OPP] [RO] | RPDFE41 _XPF_DJ11_1:line | 1781 |  | 1836 | -55 | 97 | []
RO-BG_CO_00002 | N-1 Kozlodui-Tantareni 2 | [RO-RS] Portile de Fier-Djerdap [OPP] [RO] | RPDFE41 _XPF_DJ11_1:line | 1781 |  | 1836 | -55 | 97 | []
RO_CO_00002 | N-1 Mintia-Arad | [RO-RS] Portile de Fier-Djerdap [OPP] [RO] | RPDFE41 _XPF_DJ11_1:line | 1772 |  | 1836 | -64 | 97 | []
RO-UA_CO_00001 | N-1 Rosiori-Mukacevo | [RO-RS] Portile de Fier-Djerdap [OPP] [RO] | RPDFE41 _XPF_DJ11_1:line | 1771 |  | 1836 | -65 | 96 | []
RO-HU_CO_00002 | N-1 Nadab-Bekescsaba | [RO-RS] Portile de Fier-Djerdap [OPP] [RO] | RPDFE41 _XPF_DJ11_1:line | 1710 |  | 1836 | -126 | 93 | []
RO-HU_CO_00001 | N-1 Arad-Sandorfalva | [RO-RS] Portile de Fier-Djerdap [OPP] [RO] | RPDFE41 _XPF_DJ11_1:line | 1701 |  | 1836 | -135 | 93 | []
RO_CO_00027 | N-1 AT3 Arad | [RO-RS] Portile de Fier-Djerdap [OPP] [RO] | RPDFE41 _XPF_DJ11_1:line | 1694 |  | 1836 | -142 | 92 | []
BC | Base Case | [RO-RS] Portile de Fier-Djerdap [OPP] [RO] | RPDFE41 _XPF_DJ11_1:line | 1670 |  | 1836 | -166 | 91 | []
RO_CO_00012 | N-1 Isaccea - Tulcea Vest | [RO-RO] Lacu Sarat - Gura Ialomitei [OPP] [RO] | RGIAL11 _RLACS41 _1:line | 1399 |  | 1600 | -201 | 87 | []
RO_CO_00013 | N-1 Lacu Sarat - Gura Ialomitei | [RO-RO] Isaccea - Tulcea Vest [DIR] [RO] | RTULC41 _RIS1A41 _1:line | 1306 |  | 1600 | -294 | 82 | []
RO_CO_00015 | N-1 Tulcea Vest - Tariverde | [RO-RO] Lacu Sarat - Gura Ialomitei [OPP] [RO] | RGIAL11 _RLACS41 _1:line | 1247 |  | 1600 | -353 | 78 | []
RO-BG_CO_00002 | N-1 Kozlodui-Tantareni 2 | [RO-BG] Tantareni-Kozlodui 1 [OPP] [RO] | RTINTB1 _XKO_TI11_1:line | 1159 |  | 1600 | -441 | 72 | []
RO-BG_CO_00001 | N-1 Tantareni-Kozlodui 1 | [RO-BG] Tantareni-Kozlodui 2 [DIR] [RO] | RTINTB1 _XKO_TI12_1:line | 1159 |  | 1600 | -441 | 72 | []
RO_BG_CO_00001 | N-1 400kV TINTARENI1-KOZLODUI | [BG-RO] 400kV KOZLODUI-TINTARENI2 [DIR] [BG] | VAECKO11_XKO_TI12_1:line | -1153 |  | 1601 | -448 | 72 | []
RO_BG_CO_00002 | N-1 400kV KOZLODUI-TINTARENI2 | [BG-RO] 400kV NPP Kozloduy - Tantareni ck. 1 [DIR] [BG] | VAECKO11_XKO_TI11_1:line | -1153 |  | 1601 | -448 | 72 | []
RO-RS_CO_00001, RO_RS_CO_00001 | N-1 Portile de Fier-Djerdap, N-1 Portile de Fier-Djerdap | [RO-BG] Tantareni-Kozlodui 1 [OPP] [RO] | RTINTB1 _XKO_TI11_1:line | 1142 |  | 1600 | -458 | 71 | []
RO-RS_CO_00001, RO_RS_CO_00001 | N-1 Portile de Fier-Djerdap, N-1 Portile de Fier-Djerdap | [RO-BG] Tantareni-Kozlodui 2 [DIR] [RO] | RTINTB1 _XKO_TI12_1:line | 1142 |  | 1600 | -458 | 71 | []
RO_CO_00016 | N-1 Tariverde - Constanta Nord | [RO-RO] Lacu Sarat - Gura Ialomitei [OPP] [RO] | RGIAL11 _RLACS41 _1:line | 1136 |  | 1600 | -464 | 71 | []
RO-RS_CO_00001, RO_RS_CO_00001 | N-1 Portile de Fier-Djerdap, N-1 Portile de Fier-Djerdap | [BG-RO] 400kV NPP Kozloduy - Tantareni ck. 1 [DIR] [BG] | VAECKO11_XKO_TI11_1:line | -1136 |  | 1601 | -465 | 71 | []
RO-RS_CO_00001, RO_RS_CO_00001 | N-1 Portile de Fier-Djerdap, N-1 Portile de Fier-Djerdap | [BG-RO] 400kV KOZLODUI-TINTARENI2 [DIR] [BG] | VAECKO11_XKO_TI12_1:line | -1136 |  | 1601 | -465 | 71 | []
RO_CO_00035 | N-1 AT3 Portile de Fier | [RO-RO] AT1 Portile de Fier [DIR] [RO] | RPDFE41 _RPDF222 _1:trf | -878 |  | -1248 | -370 | 70 | []
RO_CO_00034 | N-1 AT2 Portile de Fier | [RO-RO] AT1 Portile de Fier [DIR] [RO] | RPDFE41 _RPDF222 _1:trf | -875 |  | -1248 | -374 | 70 | []
RO_CO_00028 | N-1 AT1 Portile de Fier | [RO-RO] AT3 Portile de Fier [DIR] [RO] | RPDFE41 _RPDF212 _3:trf | -874 |  | -1248 | -374 | 70 | []

## 1130Preventive
Detailed results
Generated at: | 2024-01-09 19:09
Business day: | 10.01.2024
Timestamp: | 11:30
Border & direction: | South-Romania Export
Horizon: | DA
Remedial actions: | true
Evaluation type: | PREVENTIVE
TTC [MW]: | 3263
Fallback applied | false
Loading threshold | 0.7
Applied RAs
CO ID | RA ID | Name of the RA | Usage | Type | Location | Status
[n/a] | BG_RA_00001 | PRA 400 kV TINTARENI1-KOZLODUI | preventive | topological |  | helpful
[n/a] | RO_RA_00001 | PRA 400/220kV AT3 Arad | preventive | pst |  | helpful
[n/a] | RO_RA_00002 | PRA 400/220kV AT Urechesti | preventive | pst |  | helpful
[n/a] | RO_RA_00008 | PRA 400 kV Tantareni-Kozlodui 1 | preventive | topological |  | notApplied
[n/a] | RO_RA_00009 | PRA 400 kV Tantareni-Kozlodui 2 | preventive | topological |  | notApplied
Limiting CNECs
CO ID | Name of the CO | Name of the CNE | CNE UCTE branch | Calculated I (A) | I max (PRE) | I max (CUR) | Margin (A) | Loading (%) | Applicable curative RAs
RO_CO_00001 | N-1 Portile de Fier-Resita | [RO-RS] Portile de Fier-Djerdap [DIR] [RO] | RPDFE41 _XPF_DJ11_1:line | 1835 | 1836 | 1836 | -1 | 100 | []
RO_CO_00029 | N-1 Resita-Timisoara | [RO-RS] Portile de Fier-Djerdap [DIR] [RO] | RPDFE41 _XPF_DJ11_1:line | 1827 | 1836 | 1836 | -9 | 100 | []
RO-BG_CO_00002 | N-1 Kozlodui-Tantareni 2 | [RO-RS] Portile de Fier-Djerdap [DIR] [RO] | RPDFE41 _XPF_DJ11_1:line | 1786 | 1836 | 1836 | -50 | 97 | []
RO-BG_CO_00001 | N-1 Tantareni-Kozlodui 1 | [RO-RS] Portile de Fier-Djerdap [DIR] [RO] | RPDFE41 _XPF_DJ11_1:line | 1786 | 1836 | 1836 | -50 | 97 | []
RO_CO_00002 | N-1 Mintia-Arad | [RO-RS] Portile de Fier-Djerdap [DIR] [RO] | RPDFE41 _XPF_DJ11_1:line | 1785 | 1836 | 1836 | -51 | 97 | []
RO-UA_CO_00001 | N-1 Rosiori-Mukacevo | [RO-RS] Portile de Fier-Djerdap [DIR] [RO] | RPDFE41 _XPF_DJ11_1:line | 1778 | 1836 | 1836 | -58 | 97 | []
RO-HU_CO_00002 | N-1 Nadab-Bekescsaba | [RO-RS] Portile de Fier-Djerdap [DIR] [RO] | RPDFE41 _XPF_DJ11_1:line | 1721 | 1836 | 1836 | -115 | 94 | []
RO-HU_CO_00001 | N-1 Arad-Sandorfalva | [RO-RS] Portile de Fier-Djerdap [DIR] [RO] | RPDFE41 _XPF_DJ11_1:line | 1715 | 1836 | 1836 | -121 | 93 | []
RO_CO_00027 | N-1 AT3 Arad | [RO-RS] Portile de Fier-Djerdap [DIR] [RO] | RPDFE41 _XPF_DJ11_1:line | 1704 | 1836 | 1836 | -132 | 93 | []
BC | Base Case | [RO-RS] Portile de Fier-Djerdap [DIR] [RO] | RPDFE41 _XPF_DJ11_1:line | 1680 | 1836 | 1836 | -156 | 91 | []
RO_CO_00012 | N-1 Isaccea - Tulcea Vest | [RO-RO] Lacu Sarat - Gura Ialomitei [DIR] [RO] | RGIAL11 _RLACS41 _1:line | 1380 | 1600 | 1600 | -220 | 86 | []
RO_CO_00013 | N-1 Lacu Sarat - Gura Ialomitei | [RO-RO] Isaccea - Tulcea Vest [DIR] [RO] | RTULC41 _RIS1A41 _1:line | 1292 | 1600 | 1600 | -308 | 81 | []
RO_CO_00015 | N-1 Tulcea Vest - Tariverde | [RO-RO] Lacu Sarat - Gura Ialomitei [DIR] [RO] | RGIAL11 _RLACS41 _1:line | 1226 | 1600 | 1600 | -374 | 77 | []
RO_CO_00035 | N-1 AT3 Portile de Fier | [RO-RO] AT1 Portile de Fier [DIR] [RO] | RPDFE41 _RPDF222 _1:trf | -891 | -1248 | -1248 | -358 | 71 | []
RO_CO_00034 | N-1 AT2 Portile de Fier | [RO-RO] AT1 Portile de Fier [DIR] [RO] | RPDFE41 _RPDF222 _1:trf | -887 | -1248 | -1248 | -361 | 71 | []
RO_CO_00028 | N-1 AT1 Portile de Fier | [RO-RO] AT3 Portile de Fier [DIR] [RO] | RPDFE41 _RPDF212 _3:trf | -886 | -1248 | -1248 | -362 | 71 | []
RO_CO_00034 | N-1 AT2 Portile de Fier | [RO-RO] AT3 Portile de Fier [DIR] [RO] | RPDFE41 _RPDF212 _3:trf | -877 | -1248 | -1248 | -371 | 70 | []
RO_CO_00028 | N-1 AT1 Portile de Fier | [RO-RO] AT2 Portile de Fier [DIR] [RO] | RPDF241 _RPDF222 _2:trf | -877 | -1248 | -1248 | -372 | 70 | []

## 1130Curative
Detailed results
Generated at: | 2024-01-09 19:09
Business day: | 10.01.2024
Timestamp: | 11:30
Border & direction: | South-Romania Export
Horizon: | DA
Remedial actions: | true
Evaluation type: | CURATIVE
TTC [MW]: | 3263
Fallback applied | false
Loading threshold | 0.7
Applied RAs
CO ID | RA ID | Name of the RA | Usage | Type | Location | Status
[n/a] | BG_RA_00001 | PRA 400 kV TINTARENI1-KOZLODUI | preventive | topological |  | helpful
[n/a] | RO_RA_00001 | PRA 400/220kV AT3 Arad | preventive | pst |  | helpful
[n/a] | RO_RA_00002 | PRA 400/220kV AT Urechesti | preventive | pst |  | helpful
[n/a] | RO_RA_00008 | PRA 400 kV Tantareni-Kozlodui 1 | preventive | topological |  | notApplied
[n/a] | RO_RA_00009 | PRA 400 kV Tantareni-Kozlodui 2 | preventive | topological |  | notApplied
Limiting CNECs
CO ID | Name of the CO | Name of the CNE | CNE UCTE branch | Calculated I (A) | I max (PRE) | I max (CUR) | Margin (A) | Loading (%) | Applicable curative RAs
RO_CO_00001 | N-1 Portile de Fier-Resita | [RO-RS] Portile de Fier-Djerdap [DIR] [RO] | RPDFE41 _XPF_DJ11_1:line | 1835 |  | 1836 | -1 | 100 | []
RO_CO_00029 | N-1 Resita-Timisoara | [RO-RS] Portile de Fier-Djerdap [DIR] [RO] | RPDFE41 _XPF_DJ11_1:line | 1827 |  | 1836 | -9 | 100 | []
RO-BG_CO_00002 | N-1 Kozlodui-Tantareni 2 | [RO-RS] Portile de Fier-Djerdap [DIR] [RO] | RPDFE41 _XPF_DJ11_1:line | 1786 |  | 1836 | -50 | 97 | []
RO-BG_CO_00001 | N-1 Tantareni-Kozlodui 1 | [RO-RS] Portile de Fier-Djerdap [DIR] [RO] | RPDFE41 _XPF_DJ11_1:line | 1786 |  | 1836 | -50 | 97 | []
RO_CO_00002 | N-1 Mintia-Arad | [RO-RS] Portile de Fier-Djerdap [DIR] [RO] | RPDFE41 _XPF_DJ11_1:line | 1785 |  | 1836 | -51 | 97 | []
RO-UA_CO_00001 | N-1 Rosiori-Mukacevo | [RO-RS] Portile de Fier-Djerdap [DIR] [RO] | RPDFE41 _XPF_DJ11_1:line | 1778 |  | 1836 | -58 | 97 | []
RO-HU_CO_00002 | N-1 Nadab-Bekescsaba | [RO-RS] Portile de Fier-Djerdap [DIR] [RO] | RPDFE41 _XPF_DJ11_1:line | 1721 |  | 1836 | -115 | 94 | []
RO-HU_CO_00001 | N-1 Arad-Sandorfalva | [RO-RS] Portile de Fier-Djerdap [DIR] [RO] | RPDFE41 _XPF_DJ11_1:line | 1715 |  | 1836 | -121 | 93 | []
RO_CO_00027 | N-1 AT3 Arad | [RO-RS] Portile de Fier-Djerdap [DIR] [RO] | RPDFE41 _XPF_DJ11_1:line | 1704 |  | 1836 | -132 | 93 | []
BC | Base Case | [RO-RS] Portile de Fier-Djerdap [DIR] [RO] | RPDFE41 _XPF_DJ11_1:line | 1680 |  | 1836 | -156 | 91 | []
RO_CO_00012 | N-1 Isaccea - Tulcea Vest | [RO-RO] Lacu Sarat - Gura Ialomitei [DIR] [RO] | RGIAL11 _RLACS41 _1:line | 1380 |  | 1600 | -220 | 86 | []
RO_CO_00013 | N-1 Lacu Sarat - Gura Ialomitei | [RO-RO] Isaccea - Tulcea Vest [DIR] [RO] | RTULC41 _RIS1A41 _1:line | 1292 |  | 1600 | -308 | 81 | []
RO_CO_00015 | N-1 Tulcea Vest - Tariverde | [RO-RO] Lacu Sarat - Gura Ialomitei [DIR] [RO] | RGIAL11 _RLACS41 _1:line | 1226 |  | 1600 | -374 | 77 | []
RO_CO_00035 | N-1 AT3 Portile de Fier | [RO-RO] AT1 Portile de Fier [DIR] [RO] | RPDFE41 _RPDF222 _1:trf | -891 |  | -1248 | -358 | 71 | []
RO_CO_00034 | N-1 AT2 Portile de Fier | [RO-RO] AT1 Portile de Fier [DIR] [RO] | RPDFE41 _RPDF222 _1:trf | -887 |  | -1248 | -361 | 71 | []
RO_CO_00028 | N-1 AT1 Portile de Fier | [RO-RO] AT3 Portile de Fier [DIR] [RO] | RPDFE41 _RPDF212 _3:trf | -886 |  | -1248 | -362 | 71 | []
RO_CO_00034 | N-1 AT2 Portile de Fier | [RO-RO] AT3 Portile de Fier [DIR] [RO] | RPDFE41 _RPDF212 _3:trf | -877 |  | -1248 | -371 | 70 | []
RO_CO_00028 | N-1 AT1 Portile de Fier | [RO-RO] AT2 Portile de Fier [DIR] [RO] | RPDF241 _RPDF222 _2:trf | -877 |  | -1248 | -372 | 70 | []

## 1230Preventive
Detailed results
Generated at: | 2024-01-09 19:09
Business day: | 10.01.2024
Timestamp: | 12:30
Border & direction: | South-Romania Export
Horizon: | DA
Remedial actions: | true
Evaluation type: | PREVENTIVE
TTC [MW]: | 3347
Fallback applied | false
Loading threshold | 0.7
Applied RAs
CO ID | RA ID | Name of the RA | Usage | Type | Location | Status
[n/a] | BG_RA_00001 | PRA 400 kV TINTARENI1-KOZLODUI | preventive | topological |  | helpful
[n/a] | RO_RA_00001 | PRA 400/220kV AT3 Arad | preventive | pst |  | helpful
[n/a] | RO_RA_00002 | PRA 400/220kV AT Urechesti | preventive | pst |  | helpful
[n/a] | RO_RA_00008 | PRA 400 kV Tantareni-Kozlodui 1 | preventive | topological |  | notApplied
[n/a] | RO_RA_00009 | PRA 400 kV Tantareni-Kozlodui 2 | preventive | topological |  | notApplied
Limiting CNECs
CO ID | Name of the CO | Name of the CNE | CNE UCTE branch | Calculated I (A) | I max (PRE) | I max (CUR) | Margin (A) | Loading (%) | Applicable curative RAs
RO_CO_00001 | N-1 Portile de Fier-Resita | [RO-RS] Portile de Fier-Djerdap [DIR] [RO] | RPDFE41 _XPF_DJ11_1:line | 1835 | 1836 | 1836 | -1 | 100 | []
RO_CO_00029 | N-1 Resita-Timisoara | [RO-RS] Portile de Fier-Djerdap [DIR] [RO] | RPDFE41 _XPF_DJ11_1:line | 1829 | 1836 | 1836 | -7 | 100 | []
RO-BG_CO_00001 | N-1 Tantareni-Kozlodui 1 | [RO-RS] Portile de Fier-Djerdap [DIR] [RO] | RPDFE41 _XPF_DJ11_1:line | 1804 | 1836 | 1836 | -32 | 98 | []
RO-BG_CO_00002 | N-1 Kozlodui-Tantareni 2 | [RO-RS] Portile de Fier-Djerdap [DIR] [RO] | RPDFE41 _XPF_DJ11_1:line | 1804 | 1836 | 1836 | -32 | 98 | []
RO_CO_00002 | N-1 Mintia-Arad | [RO-RS] Portile de Fier-Djerdap [DIR] [RO] | RPDFE41 _XPF_DJ11_1:line | 1781 | 1836 | 1836 | -55 | 97 | []
RO-UA_CO_00001 | N-1 Rosiori-Mukacevo | [RO-RS] Portile de Fier-Djerdap [DIR] [RO] | RPDFE41 _XPF_DJ11_1:line | 1772 | 1836 | 1836 | -64 | 97 | []
RO-HU_CO_00002 | N-1 Nadab-Bekescsaba | [RO-RS] Portile de Fier-Djerdap [DIR] [RO] | RPDFE41 _XPF_DJ11_1:line | 1726 | 1836 | 1836 | -110 | 94 | []
RO-HU_CO_00001 | N-1 Arad-Sandorfalva | [RO-RS] Portile de Fier-Djerdap [DIR] [RO] | RPDFE41 _XPF_DJ11_1:line | 1722 | 1836 | 1836 | -114 | 94 | []
RO_CO_00027 | N-1 AT3 Arad | [RO-RS] Portile de Fier-Djerdap [DIR] [RO] | RPDFE41 _XPF_DJ11_1:line | 1714 | 1836 | 1836 | -122 | 93 | []
BC | Base Case | [RO-RS] Portile de Fier-Djerdap [DIR] [RO] | RPDFE41 _XPF_DJ11_1:line | 1691 | 1836 | 1836 | -145 | 92 | []
RO_CO_00012 | N-1 Isaccea - Tulcea Vest | [RO-RO] Lacu Sarat - Gura Ialomitei [DIR] [RO] | RGIAL11 _RLACS41 _1:line | 1385 | 1600 | 1600 | -215 | 87 | []
RO_CO_00013 | N-1 Lacu Sarat - Gura Ialomitei | [RO-RO] Isaccea - Tulcea Vest [OPP] [RO] | RTULC41 _RIS1A41 _1:line | 1301 | 1600 | 1600 | -299 | 81 | []
RO_CO_00015 | N-1 Tulcea Vest - Tariverde | [RO-RO] Lacu Sarat - Gura Ialomitei [DIR] [RO] | RGIAL11 _RLACS41 _1:line | 1227 | 1600 | 1600 | -373 | 77 | []
RO_CO_00035 | N-1 AT3 Portile de Fier | [RO-RO] AT1 Portile de Fier [DIR] [RO] | RPDFE41 _RPDF222 _1:trf | -913 | -1248 | -1248 | -335 | 73 | []
RO_CO_00034 | N-1 AT2 Portile de Fier | [RO-RO] AT1 Portile de Fier [DIR] [RO] | RPDFE41 _RPDF222 _1:trf | -909 | -1248 | -1248 | -339 | 73 | []
RO_CO_00028 | N-1 AT1 Portile de Fier | [RO-RO] AT3 Portile de Fier [OPP] [RO] | RPDFE41 _RPDF212 _3:trf | -909 | -1248 | -1248 | -340 | 73 | []
RO-BG_CO_00002 | N-1 Kozlodui-Tantareni 2 | [RO-BG] Tantareni-Kozlodui 1 [OPP] [RO] | RTINTB1 _XKO_TI11_1:line | 1163 | 1600 | 1600 | -437 | 73 | []
RO-BG_CO_00001 | N-1 Tantareni-Kozlodui 1 | [RO-BG] Tantareni-Kozlodui 2 [DIR] [RO] | RTINTB1 _XKO_TI12_1:line | 1163 | 1600 | 1600 | -437 | 73 | []
RO_BG_CO_00001 | N-1 400kV TINTARENI1-KOZLODUI | [BG-RO] 400kV KOZLODUI-TINTARENI2 [DIR] [BG] | VAECKO11_XKO_TI12_1:line | -1157 | 1601 | 1601 | -444 | 72 | []
RO_BG_CO_00002 | N-1 400kV KOZLODUI-TINTARENI2 | [BG-RO] 400kV TINTARENI1-KOZLODUI [DIR] [BG] | VAECKO11_XKO_TI11_1:line | -1157 | 1601 | 1601 | -444 | 72 | []
RO_CO_00034 | N-1 AT2 Portile de Fier | [RO-RO] AT3 Portile de Fier [OPP] [RO] | RPDFE41 _RPDF212 _3:trf | -899 | -1248 | -1248 | -349 | 72 | []
RO_CO_00028 | N-1 AT1 Portile de Fier | [RO-RO] AT2 Portile de Fier [DIR] [RO] | RPDF241 _RPDF222 _2:trf | -899 | -1248 | -1248 | -350 | 72 | []
RO-RS_CO_00001, RO_RS_CO_00001 | N-1 Portile de Fier-Djerdap, N-1 Portile de Fier-Djerdap | [RO-BG] Tantareni-Kozlodui 2 [DIR] [RO] | RTINTB1 _XKO_TI12_1:line | 1150 | 1600 | 1600 | -450 | 72 | []
RO-RS_CO_00001, RO_RS_CO_00001 | N-1 Portile de Fier-Djerdap, N-1 Portile de Fier-Djerdap | [RO-BG] Tantareni-Kozlodui 1 [OPP] [RO] | RTINTB1 _XKO_TI11_1:line | 1150 | 1600 | 1600 | -450 | 72 | []
RO_CO_00035 | N-1 AT3 Portile de Fier | [RO-RO] AT2 Portile de Fier [DIR] [RO] | RPDF241 _RPDF222 _2:trf | -893 | -1248 | -1248 | -356 | 72 | []
RO-RS_CO_00001, RO_RS_CO_00001 | N-1 Portile de Fier-Djerdap, N-1 Portile de Fier-Djerdap | [BG-RO] 400kV TINTARENI1-KOZLODUI [DIR] [BG] | VAECKO11_XKO_TI11_1:line | -1144 | 1601 | 1601 | -457 | 71 | []
RO-RS_CO_00001, RO_RS_CO_00001 | N-1 Portile de Fier-Djerdap, N-1 Portile de Fier-Djerdap | [BG-RO] 400kV KOZLODUI-TINTARENI2 [DIR] [BG] | VAECKO11_XKO_TI12_1:line | -1144 | 1601 | 1601 | -457 | 71 | []

## 1230Curative
Detailed results
Generated at: | 2024-01-09 19:09
Business day: | 10.01.2024
Timestamp: | 12:30
Border & direction: | South-Romania Export
Horizon: | DA
Remedial actions: | true
Evaluation type: | CURATIVE
TTC [MW]: | 3347
Fallback applied | false
Loading threshold | 0.7
Applied RAs
CO ID | RA ID | Name of the RA | Usage | Type | Location | Status
[n/a] | BG_RA_00001 | PRA 400 kV TINTARENI1-KOZLODUI | preventive | topological |  | helpful
[n/a] | RO_RA_00001 | PRA 400/220kV AT3 Arad | preventive | pst |  | helpful
[n/a] | RO_RA_00002 | PRA 400/220kV AT Urechesti | preventive | pst |  | helpful
[n/a] | RO_RA_00008 | PRA 400 kV Tantareni-Kozlodui 1 | preventive | topological |  | notApplied
[n/a] | RO_RA_00009 | PRA 400 kV Tantareni-Kozlodui 2 | preventive | topological |  | notApplied
Limiting CNECs
CO ID | Name of the CO | Name of the CNE | CNE UCTE branch | Calculated I (A) | I max (PRE) | I max (CUR) | Margin (A) | Loading (%) | Applicable curative RAs
RO_CO_00001 | N-1 Portile de Fier-Resita | [RO-RS] Portile de Fier-Djerdap [DIR] [RO] | RPDFE41 _XPF_DJ11_1:line | 1835 |  | 1836 | -1 | 100 | []
RO_CO_00029 | N-1 Resita-Timisoara | [RO-RS] Portile de Fier-Djerdap [DIR] [RO] | RPDFE41 _XPF_DJ11_1:line | 1829 |  | 1836 | -7 | 100 | []
RO-BG_CO_00001 | N-1 Tantareni-Kozlodui 1 | [RO-RS] Portile de Fier-Djerdap [DIR] [RO] | RPDFE41 _XPF_DJ11_1:line | 1804 |  | 1836 | -32 | 98 | []
RO-BG_CO_00002 | N-1 Kozlodui-Tantareni 2 | [RO-RS] Portile de Fier-Djerdap [DIR] [RO] | RPDFE41 _XPF_DJ11_1:line | 1804 |  | 1836 | -32 | 98 | []
RO_CO_00002 | N-1 Mintia-Arad | [RO-RS] Portile de Fier-Djerdap [DIR] [RO] | RPDFE41 _XPF_DJ11_1:line | 1781 |  | 1836 | -55 | 97 | []
RO-UA_CO_00001 | N-1 Rosiori-Mukacevo | [RO-RS] Portile de Fier-Djerdap [DIR] [RO] | RPDFE41 _XPF_DJ11_1:line | 1772 |  | 1836 | -64 | 97 | []
RO-HU_CO_00002 | N-1 Nadab-Bekescsaba | [RO-RS] Portile de Fier-Djerdap [DIR] [RO] | RPDFE41 _XPF_DJ11_1:line | 1726 |  | 1836 | -110 | 94 | []
RO-HU_CO_00001 | N-1 Arad-Sandorfalva | [RO-RS] Portile de Fier-Djerdap [DIR] [RO] | RPDFE41 _XPF_DJ11_1:line | 1722 |  | 1836 | -114 | 94 | []
RO_CO_00027 | N-1 AT3 Arad | [RO-RS] Portile de Fier-Djerdap [DIR] [RO] | RPDFE41 _XPF_DJ11_1:line | 1714 |  | 1836 | -122 | 93 | []
BC | Base Case | [RO-RS] Portile de Fier-Djerdap [DIR] [RO] | RPDFE41 _XPF_DJ11_1:line | 1691 |  | 1836 | -145 | 92 | []
RO_CO_00012 | N-1 Isaccea - Tulcea Vest | [RO-RO] Lacu Sarat - Gura Ialomitei [DIR] [RO] | RGIAL11 _RLACS41 _1:line | 1385 |  | 1600 | -215 | 87 | []
RO_CO_00013 | N-1 Lacu Sarat - Gura Ialomitei | [RO-RO] Isaccea - Tulcea Vest [OPP] [RO] | RTULC41 _RIS1A41 _1:line | 1301 |  | 1600 | -299 | 81 | []
RO_CO_00015 | N-1 Tulcea Vest - Tariverde | [RO-RO] Lacu Sarat - Gura Ialomitei [DIR] [RO] | RGIAL11 _RLACS41 _1:line | 1227 |  | 1600 | -373 | 77 | []
RO_CO_00035 | N-1 AT3 Portile de Fier | [RO-RO] AT1 Portile de Fier [DIR] [RO] | RPDFE41 _RPDF222 _1:trf | -913 |  | -1248 | -335 | 73 | []
RO_CO_00034 | N-1 AT2 Portile de Fier | [RO-RO] AT1 Portile de Fier [DIR] [RO] | RPDFE41 _RPDF222 _1:trf | -909 |  | -1248 | -339 | 73 | []
RO_CO_00028 | N-1 AT1 Portile de Fier | [RO-RO] AT3 Portile de Fier [OPP] [RO] | RPDFE41 _RPDF212 _3:trf | -909 |  | -1248 | -340 | 73 | []
RO-BG_CO_00002 | N-1 Kozlodui-Tantareni 2 | [RO-BG] Tantareni-Kozlodui 1 [OPP] [RO] | RTINTB1 _XKO_TI11_1:line | 1163 |  | 1600 | -437 | 73 | []
RO-BG_CO_00001 | N-1 Tantareni-Kozlodui 1 | [RO-BG] Tantareni-Kozlodui 2 [DIR] [RO] | RTINTB1 _XKO_TI12_1:line | 1163 |  | 1600 | -437 | 73 | []
RO_BG_CO_00001 | N-1 400kV TINTARENI1-KOZLODUI | [BG-RO] 400kV KOZLODUI-TINTARENI2 [DIR] [BG] | VAECKO11_XKO_TI12_1:line | -1157 |  | 1601 | -444 | 72 | []
RO_BG_CO_00002 | N-1 400kV KOZLODUI-TINTARENI2 | [BG-RO] 400kV TINTARENI1-KOZLODUI [DIR] [BG] | VAECKO11_XKO_TI11_1:line | -1157 |  | 1601 | -444 | 72 | []
RO_CO_00034 | N-1 AT2 Portile de Fier | [RO-RO] AT3 Portile de Fier [OPP] [RO] | RPDFE41 _RPDF212 _3:trf | -899 |  | -1248 | -349 | 72 | []
RO_CO_00028 | N-1 AT1 Portile de Fier | [RO-RO] AT2 Portile de Fier [DIR] [RO] | RPDF241 _RPDF222 _2:trf | -899 |  | -1248 | -350 | 72 | []
RO-RS_CO_00001, RO_RS_CO_00001 | N-1 Portile de Fier-Djerdap, N-1 Portile de Fier-Djerdap | [RO-BG] Tantareni-Kozlodui 2 [DIR] [RO] | RTINTB1 _XKO_TI12_1:line | 1150 |  | 1600 | -450 | 72 | []
RO-RS_CO_00001, RO_RS_CO_00001 | N-1 Portile de Fier-Djerdap, N-1 Portile de Fier-Djerdap | [RO-BG] Tantareni-Kozlodui 1 [OPP] [RO] | RTINTB1 _XKO_TI11_1:line | 1150 |  | 1600 | -450 | 72 | []
RO_CO_00035 | N-1 AT3 Portile de Fier | [RO-RO] AT2 Portile de Fier [DIR] [RO] | RPDF241 _RPDF222 _2:trf | -893 |  | -1248 | -356 | 72 | []
RO-RS_CO_00001, RO_RS_CO_00001 | N-1 Portile de Fier-Djerdap, N-1 Portile de Fier-Djerdap | [BG-RO] 400kV TINTARENI1-KOZLODUI [DIR] [BG] | VAECKO11_XKO_TI11_1:line | -1144 |  | 1601 | -457 | 71 | []
RO-RS_CO_00001, RO_RS_CO_00001 | N-1 Portile de Fier-Djerdap, N-1 Portile de Fier-Djerdap | [BG-RO] 400kV KOZLODUI-TINTARENI2 [DIR] [BG] | VAECKO11_XKO_TI12_1:line | -1144 |  | 1601 | -457 | 71 | []

## 1330Preventive
Detailed results
Generated at: | 2024-01-09 19:09
Business day: | 10.01.2024
Timestamp: | 13:30
Border & direction: | South-Romania Export
Horizon: | DA
Remedial actions: | true
Evaluation type: | PREVENTIVE
TTC [MW]: | 3347
Fallback applied | false
Loading threshold | 0.7
Applied RAs
CO ID | RA ID | Name of the RA | Usage | Type | Location | Status
[n/a] | BG_RA_00001 | PRA 400 kV TINTARENI1-KOZLODUI | preventive | topological |  | helpful
[n/a] | RO_RA_00001 | PRA 400/220kV AT3 Arad | preventive | pst |  | helpful
[n/a] | RO_RA_00002 | PRA 400/220kV AT Urechesti | preventive | pst |  | helpful
[n/a] | RO_RA_00008 | PRA 400 kV Tantareni-Kozlodui 1 | preventive | topological |  | notApplied
[n/a] | RO_RA_00009 | PRA 400 kV Tantareni-Kozlodui 2 | preventive | topological |  | notApplied
Limiting CNECs
CO ID | Name of the CO | Name of the CNE | CNE UCTE branch | Calculated I (A) | I max (PRE) | I max (CUR) | Margin (A) | Loading (%) | Applicable curative RAs
RO_CO_00001 | N-1 Portile de Fier-Resita | [RO-RS] Portile de Fier-Djerdap [OPP] [RO] | RPDFE41 _XPF_DJ11_1:line | 1828 | 1836 | 1836 | -8 | 100 | []
RO_CO_00029 | N-1 Resita-Timisoara | [RO-RS] Portile de Fier-Djerdap [OPP] [RO] | RPDFE41 _XPF_DJ11_1:line | 1822 | 1836 | 1836 | -14 | 99 | []
RO-BG_CO_00001 | N-1 Tantareni-Kozlodui 1 | [RO-RS] Portile de Fier-Djerdap [OPP] [RO] | RPDFE41 _XPF_DJ11_1:line | 1800 | 1836 | 1836 | -36 | 98 | []
RO-BG_CO_00002 | N-1 Kozlodui-Tantareni 2 | [RO-RS] Portile de Fier-Djerdap [OPP] [RO] | RPDFE41 _XPF_DJ11_1:line | 1800 | 1836 | 1836 | -36 | 98 | []
RO_CO_00002 | N-1 Mintia-Arad | [RO-RS] Portile de Fier-Djerdap [OPP] [RO] | RPDFE41 _XPF_DJ11_1:line | 1777 | 1836 | 1836 | -59 | 97 | []
RO-UA_CO_00001 | N-1 Rosiori-Mukacevo | [RO-RS] Portile de Fier-Djerdap [OPP] [RO] | RPDFE41 _XPF_DJ11_1:line | 1774 | 1836 | 1836 | -62 | 97 | []
RO-HU_CO_00002 | N-1 Nadab-Bekescsaba | [RO-RS] Portile de Fier-Djerdap [OPP] [RO] | RPDFE41 _XPF_DJ11_1:line | 1722 | 1836 | 1836 | -114 | 94 | []
RO-HU_CO_00001 | N-1 Arad-Sandorfalva | [RO-RS] Portile de Fier-Djerdap [OPP] [RO] | RPDFE41 _XPF_DJ11_1:line | 1715 | 1836 | 1836 | -121 | 93 | []
RO_CO_00027 | N-1 AT3 Arad | [RO-RS] Portile de Fier-Djerdap [OPP] [RO] | RPDFE41 _XPF_DJ11_1:line | 1711 | 1836 | 1836 | -125 | 93 | []
BC | Base Case | [RO-RS] Portile de Fier-Djerdap [OPP] [RO] | RPDFE41 _XPF_DJ11_1:line | 1687 | 1836 | 1836 | -149 | 92 | []
RO_CO_00012 | N-1 Isaccea - Tulcea Vest | [RO-RO] Lacu Sarat - Gura Ialomitei [DIR] [RO] | RGIAL11 _RLACS41 _1:line | 1377 | 1600 | 1600 | -223 | 86 | []
RO_CO_00013 | N-1 Lacu Sarat - Gura Ialomitei | [RO-RO] Isaccea - Tulcea Vest [DIR] [RO] | RTULC41 _RIS1A41 _1:line | 1292 | 1600 | 1600 | -308 | 81 | []
RO_CO_00015 | N-1 Tulcea Vest - Tariverde | [RO-RO] Lacu Sarat - Gura Ialomitei [DIR] [RO] | RGIAL11 _RLACS41 _1:line | 1222 | 1600 | 1600 | -378 | 76 | []
RO_CO_00035 | N-1 AT3 Portile de Fier | [RO-RO] AT1 Portile de Fier [OPP] [RO] | RPDFE41 _RPDF222 _1:trf | -922 | -1248 | -1248 | -327 | 74 | []
RO_CO_00034 | N-1 AT2 Portile de Fier | [RO-RO] AT1 Portile de Fier [OPP] [RO] | RPDFE41 _RPDF222 _1:trf | -918 | -1248 | -1248 | -330 | 74 | []
RO_CO_00028 | N-1 AT1 Portile de Fier | [RO-RO] AT3 Portile de Fier [DIR] [RO] | RPDFE41 _RPDF212 _3:trf | -917 | -1248 | -1248 | -331 | 73 | []
RO-BG_CO_00002 | N-1 Kozlodui-Tantareni 2 | [RO-BG] Tantareni-Kozlodui 1 [OPP] [RO] | RTINTB1 _XKO_TI11_1:line | 1172 | 1600 | 1600 | -428 | 73 | []
RO-BG_CO_00001 | N-1 Tantareni-Kozlodui 1 | [RO-BG] Tantareni-Kozlodui 2 [OPP] [RO] | RTINTB1 _XKO_TI12_1:line | 1172 | 1600 | 1600 | -428 | 73 | []
RO_BG_CO_00001 | N-1 400kV TINTARENI1-KOZLODUI | [BG-RO] 400kV NPP Kozloduy - Tantareni ck. 2 [DIR] [BG] | VAECKO11_XKO_TI12_1:line | -1166 | 1601 | 1601 | -435 | 73 | []
RO_BG_CO_00002 | N-1 400kV KOZLODUI-TINTARENI2 | [BG-RO] 400kV NPP Kozloduy - Tantareni ck. 1 [DIR] [BG] | VAECKO11_XKO_TI11_1:line | -1166 | 1601 | 1601 | -435 | 73 | []
RO_CO_00034 | N-1 AT2 Portile de Fier | [RO-RO] AT3 Portile de Fier [DIR] [RO] | RPDFE41 _RPDF212 _3:trf | -908 | -1248 | -1248 | -341 | 73 | []
RO_CO_00028 | N-1 AT1 Portile de Fier | [RO-RO] AT2 Portile de Fier [OPP] [RO] | RPDF241 _RPDF222 _2:trf | -908 | -1248 | -1248 | -341 | 73 | []
RO_CO_00035 | N-1 AT3 Portile de Fier | [RO-RO] AT2 Portile de Fier [OPP] [RO] | RPDF241 _RPDF222 _2:trf | -901 | -1248 | -1248 | -347 | 72 | []
RO-RS_CO_00001, RO_RS_CO_00001 | N-1 Portile de Fier-Djerdap, N-1 Portile de Fier-Djerdap | [RO-BG] Tantareni-Kozlodui 2 [OPP] [RO] | RTINTB1 _XKO_TI12_1:line | 1154 | 1600 | 1600 | -446 | 72 | []
RO-RS_CO_00001, RO_RS_CO_00001 | N-1 Portile de Fier-Djerdap, N-1 Portile de Fier-Djerdap | [RO-BG] Tantareni-Kozlodui 1 [OPP] [RO] | RTINTB1 _XKO_TI11_1:line | 1154 | 1600 | 1600 | -446 | 72 | []
RO-RS_CO_00001, RO_RS_CO_00001 | N-1 Portile de Fier-Djerdap, N-1 Portile de Fier-Djerdap | [BG-RO] 400kV NPP Kozloduy - Tantareni ck. 1 [DIR] [BG] | VAECKO11_XKO_TI11_1:line | -1148 | 1601 | 1601 | -453 | 72 | []
RO-RS_CO_00001, RO_RS_CO_00001 | N-1 Portile de Fier-Djerdap, N-1 Portile de Fier-Djerdap | [BG-RO] 400kV NPP Kozloduy - Tantareni ck. 2 [DIR] [BG] | VAECKO11_XKO_TI12_1:line | -1148 | 1601 | 1601 | -453 | 72 | []

## 1330Curative
Detailed results
Generated at: | 2024-01-09 19:09
Business day: | 10.01.2024
Timestamp: | 13:30
Border & direction: | South-Romania Export
Horizon: | DA
Remedial actions: | true
Evaluation type: | CURATIVE
TTC [MW]: | 3347
Fallback applied | false
Loading threshold | 0.7
Applied RAs
CO ID | RA ID | Name of the RA | Usage | Type | Location | Status
[n/a] | BG_RA_00001 | PRA 400 kV TINTARENI1-KOZLODUI | preventive | topological |  | helpful
[n/a] | RO_RA_00001 | PRA 400/220kV AT3 Arad | preventive | pst |  | helpful
[n/a] | RO_RA_00002 | PRA 400/220kV AT Urechesti | preventive | pst |  | helpful
[n/a] | RO_RA_00008 | PRA 400 kV Tantareni-Kozlodui 1 | preventive | topological |  | notApplied
[n/a] | RO_RA_00009 | PRA 400 kV Tantareni-Kozlodui 2 | preventive | topological |  | notApplied
Limiting CNECs
CO ID | Name of the CO | Name of the CNE | CNE UCTE branch | Calculated I (A) | I max (PRE) | I max (CUR) | Margin (A) | Loading (%) | Applicable curative RAs
RO_CO_00001 | N-1 Portile de Fier-Resita | [RO-RS] Portile de Fier-Djerdap [OPP] [RO] | RPDFE41 _XPF_DJ11_1:line | 1828 |  | 1836 | -8 | 100 | []
RO_CO_00029 | N-1 Resita-Timisoara | [RO-RS] Portile de Fier-Djerdap [OPP] [RO] | RPDFE41 _XPF_DJ11_1:line | 1822 |  | 1836 | -14 | 99 | []
RO-BG_CO_00001 | N-1 Tantareni-Kozlodui 1 | [RO-RS] Portile de Fier-Djerdap [OPP] [RO] | RPDFE41 _XPF_DJ11_1:line | 1800 |  | 1836 | -36 | 98 | []
RO-BG_CO_00002 | N-1 Kozlodui-Tantareni 2 | [RO-RS] Portile de Fier-Djerdap [OPP] [RO] | RPDFE41 _XPF_DJ11_1:line | 1800 |  | 1836 | -36 | 98 | []
RO_CO_00002 | N-1 Mintia-Arad | [RO-RS] Portile de Fier-Djerdap [OPP] [RO] | RPDFE41 _XPF_DJ11_1:line | 1777 |  | 1836 | -59 | 97 | []
RO-UA_CO_00001 | N-1 Rosiori-Mukacevo | [RO-RS] Portile de Fier-Djerdap [OPP] [RO] | RPDFE41 _XPF_DJ11_1:line | 1774 |  | 1836 | -62 | 97 | []
RO-HU_CO_00002 | N-1 Nadab-Bekescsaba | [RO-RS] Portile de Fier-Djerdap [OPP] [RO] | RPDFE41 _XPF_DJ11_1:line | 1722 |  | 1836 | -114 | 94 | []
RO-HU_CO_00001 | N-1 Arad-Sandorfalva | [RO-RS] Portile de Fier-Djerdap [OPP] [RO] | RPDFE41 _XPF_DJ11_1:line | 1715 |  | 1836 | -121 | 93 | []
RO_CO_00027 | N-1 AT3 Arad | [RO-RS] Portile de Fier-Djerdap [OPP] [RO] | RPDFE41 _XPF_DJ11_1:line | 1711 |  | 1836 | -125 | 93 | []
BC | Base Case | [RO-RS] Portile de Fier-Djerdap [OPP] [RO] | RPDFE41 _XPF_DJ11_1:line | 1687 |  | 1836 | -149 | 92 | []
RO_CO_00012 | N-1 Isaccea - Tulcea Vest | [RO-RO] Lacu Sarat - Gura Ialomitei [DIR] [RO] | RGIAL11 _RLACS41 _1:line | 1377 |  | 1600 | -223 | 86 | []
RO_CO_00013 | N-1 Lacu Sarat - Gura Ialomitei | [RO-RO] Isaccea - Tulcea Vest [DIR] [RO] | RTULC41 _RIS1A41 _1:line | 1292 |  | 1600 | -308 | 81 | []
RO_CO_00015 | N-1 Tulcea Vest - Tariverde | [RO-RO] Lacu Sarat - Gura Ialomitei [DIR] [RO] | RGIAL11 _RLACS41 _1:line | 1222 |  | 1600 | -378 | 76 | []
RO_CO_00035 | N-1 AT3 Portile de Fier | [RO-RO] AT1 Portile de Fier [OPP] [RO] | RPDFE41 _RPDF222 _1:trf | -922 |  | -1248 | -327 | 74 | []
RO_CO_00034 | N-1 AT2 Portile de Fier | [RO-RO] AT1 Portile de Fier [OPP] [RO] | RPDFE41 _RPDF222 _1:trf | -918 |  | -1248 | -330 | 74 | []
RO_CO_00028 | N-1 AT1 Portile de Fier | [RO-RO] AT3 Portile de Fier [DIR] [RO] | RPDFE41 _RPDF212 _3:trf | -917 |  | -1248 | -331 | 73 | []
RO-BG_CO_00002 | N-1 Kozlodui-Tantareni 2 | [RO-BG] Tantareni-Kozlodui 1 [OPP] [RO] | RTINTB1 _XKO_TI11_1:line | 1172 |  | 1600 | -428 | 73 | []
RO-BG_CO_00001 | N-1 Tantareni-Kozlodui 1 | [RO-BG] Tantareni-Kozlodui 2 [OPP] [RO] | RTINTB1 _XKO_TI12_1:line | 1172 |  | 1600 | -428 | 73 | []
RO_BG_CO_00001 | N-1 400kV TINTARENI1-KOZLODUI | [BG-RO] 400kV NPP Kozloduy - Tantareni ck. 2 [DIR] [BG] | VAECKO11_XKO_TI12_1:line | -1166 |  | 1601 | -435 | 73 | []
RO_BG_CO_00002 | N-1 400kV KOZLODUI-TINTARENI2 | [BG-RO] 400kV NPP Kozloduy - Tantareni ck. 1 [DIR] [BG] | VAECKO11_XKO_TI11_1:line | -1166 |  | 1601 | -435 | 73 | []
RO_CO_00034 | N-1 AT2 Portile de Fier | [RO-RO] AT3 Portile de Fier [DIR] [RO] | RPDFE41 _RPDF212 _3:trf | -908 |  | -1248 | -341 | 73 | []
RO_CO_00028 | N-1 AT1 Portile de Fier | [RO-RO] AT2 Portile de Fier [OPP] [RO] | RPDF241 _RPDF222 _2:trf | -908 |  | -1248 | -341 | 73 | []
RO_CO_00035 | N-1 AT3 Portile de Fier | [RO-RO] AT2 Portile de Fier [OPP] [RO] | RPDF241 _RPDF222 _2:trf | -901 |  | -1248 | -347 | 72 | []
RO-RS_CO_00001, RO_RS_CO_00001 | N-1 Portile de Fier-Djerdap, N-1 Portile de Fier-Djerdap | [RO-BG] Tantareni-Kozlodui 2 [OPP] [RO] | RTINTB1 _XKO_TI12_1:line | 1154 |  | 1600 | -446 | 72 | []
RO-RS_CO_00001, RO_RS_CO_00001 | N-1 Portile de Fier-Djerdap, N-1 Portile de Fier-Djerdap | [RO-BG] Tantareni-Kozlodui 1 [OPP] [RO] | RTINTB1 _XKO_TI11_1:line | 1154 |  | 1600 | -446 | 72 | []
RO-RS_CO_00001, RO_RS_CO_00001 | N-1 Portile de Fier-Djerdap, N-1 Portile de Fier-Djerdap | [BG-RO] 400kV NPP Kozloduy - Tantareni ck. 1 [DIR] [BG] | VAECKO11_XKO_TI11_1:line | -1148 |  | 1601 | -453 | 72 | []
RO-RS_CO_00001, RO_RS_CO_00001 | N-1 Portile de Fier-Djerdap, N-1 Portile de Fier-Djerdap | [BG-RO] 400kV NPP Kozloduy - Tantareni ck. 2 [DIR] [BG] | VAECKO11_XKO_TI12_1:line | -1148 |  | 1601 | -453 | 72 | []

## 1430Preventive
Detailed results
Generated at: | 2024-01-09 19:09
Business day: | 10.01.2024
Timestamp: | 14:30
Border & direction: | South-Romania Export
Horizon: | DA
Remedial actions: | true
Evaluation type: | PREVENTIVE
TTC [MW]: | 3552
Fallback applied | false
Loading threshold | 0.7
Applied RAs
CO ID | RA ID | Name of the RA | Usage | Type | Location | Status
[n/a] | BG_RA_00001 | PRA 400 kV TINTARENI1-KOZLODUI | preventive | topological |  | helpful
[n/a] | RO_RA_00001 | PRA 400/220kV AT3 Arad | preventive | pst |  | helpful
[n/a] | RO_RA_00002 | PRA 400/220kV AT Urechesti | preventive | pst |  | helpful
[n/a] | RO_RA_00008 | PRA 400 kV Tantareni-Kozlodui 1 | preventive | topological |  | notApplied
[n/a] | RO_RA_00009 | PRA 400 kV Tantareni-Kozlodui 2 | preventive | topological |  | notApplied
Limiting CNECs
CO ID | Name of the CO | Name of the CNE | CNE UCTE branch | Calculated I (A) | I max (PRE) | I max (CUR) | Margin (A) | Loading (%) | Applicable curative RAs
RO_CO_00012 | N-1 Isaccea - Tulcea Vest | [RO-RO] Lacu Sarat - Gura Ialomitei [OPP] [RO] | RGIAL11 _RLACS41 _1:line | 1545 | 1600 | 1600 | -55 | 97 | []
RO-BG_CO_00002 | N-1 Kozlodui-Tantareni 2 | [RO-RS] Portile de Fier-Djerdap [OPP] [RO] | RPDFE41 _XPF_DJ11_1:line | 1767 | 1836 | 1836 | -69 | 96 | []
RO-BG_CO_00001 | N-1 Tantareni-Kozlodui 1 | [RO-RS] Portile de Fier-Djerdap [OPP] [RO] | RPDFE41 _XPF_DJ11_1:line | 1767 | 1836 | 1836 | -69 | 96 | []
RO-BG_CO_00002 | N-1 Kozlodui-Tantareni 2 | [RO-BG] Tantareni-Kozlodui 1 [DIR] [RO] | RTINTB1 _XKO_TI11_1:line | 1495 | 1600 | 1600 | -105 | 93 | []
RO-BG_CO_00001 | N-1 Tantareni-Kozlodui 1 | [RO-BG] Tantareni-Kozlodui 2 [OPP] [RO] | RTINTB1 _XKO_TI12_1:line | 1495 | 1600 | 1600 | -105 | 93 | []
RO_CO_00001 | N-1 Portile de Fier-Resita | [RO-RS] Portile de Fier-Djerdap [OPP] [RO] | RPDFE41 _XPF_DJ11_1:line | 1712 | 1836 | 1836 | -124 | 93 | []
RO_CO_00029 | N-1 Resita-Timisoara | [RO-RS] Portile de Fier-Djerdap [OPP] [RO] | RPDFE41 _XPF_DJ11_1:line | 1709 | 1836 | 1836 | -127 | 93 | []
RO_BG_CO_00001 | N-1 400kV TINTARENI1-KOZLODUI | [BG-RO] 400kV KOZLODUI-TINTARENI2 [DIR] [BG] | VAECKO11_XKO_TI12_1:line | -1490 | 1601 | 1601 | -111 | 93 | []
RO_BG_CO_00002 | N-1 400kV KOZLODUI-TINTARENI2 | [BG-RO] 400kV NPP Kozloduy - Tantareni ck. 1 [DIR] [BG] | VAECKO11_XKO_TI11_1:line | -1490 | 1601 | 1601 | -111 | 93 | []
RO_CO_00013 | N-1 Lacu Sarat - Gura Ialomitei | [RO-RO] Isaccea - Tulcea Vest [DIR] [RO] | RTULC41 _RIS1A41 _1:line | 1457 | 1600 | 1600 | -143 | 91 | []
RO_CO_00002 | N-1 Mintia-Arad | [RO-RS] Portile de Fier-Djerdap [OPP] [RO] | RPDFE41 _XPF_DJ11_1:line | 1665 | 1836 | 1836 | -171 | 91 | []
RO-UA_CO_00001 | N-1 Rosiori-Mukacevo | [RO-RS] Portile de Fier-Djerdap [OPP] [RO] | RPDFE41 _XPF_DJ11_1:line | 1640 | 1836 | 1836 | -196 | 89 | []
RO_CO_00027 | N-1 AT3 Arad | [RO-RS] Portile de Fier-Djerdap [OPP] [RO] | RPDFE41 _XPF_DJ11_1:line | 1640 | 1836 | 1836 | -196 | 89 | []
RO-HU_CO_00002 | N-1 Nadab-Bekescsaba | [RO-RS] Portile de Fier-Djerdap [OPP] [RO] | RPDFE41 _XPF_DJ11_1:line | 1639 | 1836 | 1836 | -197 | 89 | []
RO-HU_CO_00001 | N-1 Arad-Sandorfalva | [RO-RS] Portile de Fier-Djerdap [OPP] [RO] | RPDFE41 _XPF_DJ11_1:line | 1638 | 1836 | 1836 | -198 | 89 | []
BC | Base Case | [RO-RS] Portile de Fier-Djerdap [OPP] [RO] | RPDFE41 _XPF_DJ11_1:line | 1621 | 1836 | 1836 | -215 | 88 | []
RO_CO_00015 | N-1 Tulcea Vest - Tariverde | [RO-RO] Lacu Sarat - Gura Ialomitei [OPP] [RO] | RGIAL11 _RLACS41 _1:line | 1384 | 1600 | 1600 | -216 | 86 | []
RO-RS_CO_00001, RO_RS_CO_00001 | N-1 Portile de Fier-Djerdap, N-1 Portile de Fier-Djerdap | [RO-BG] Tantareni-Kozlodui 1 [DIR] [RO] | RTINTB1 _XKO_TI11_1:line | 1330 | 1600 | 1600 | -270 | 83 | []
RO-RS_CO_00001, RO_RS_CO_00001 | N-1 Portile de Fier-Djerdap, N-1 Portile de Fier-Djerdap | [RO-BG] Tantareni-Kozlodui 2 [OPP] [RO] | RTINTB1 _XKO_TI12_1:line | 1330 | 1600 | 1600 | -270 | 83 | []
RO-RS_CO_00001, RO_RS_CO_00001 | N-1 Portile de Fier-Djerdap, N-1 Portile de Fier-Djerdap | [BG-RO] 400kV KOZLODUI-TINTARENI2 [DIR] [BG] | VAECKO11_XKO_TI12_1:line | -1325 | 1601 | 1601 | -276 | 83 | []
RO-RS_CO_00001, RO_RS_CO_00001 | N-1 Portile de Fier-Djerdap, N-1 Portile de Fier-Djerdap | [BG-RO] 400kV NPP Kozloduy - Tantareni ck. 1 [DIR] [BG] | VAECKO11_XKO_TI11_1:line | -1325 | 1601 | 1601 | -276 | 83 | []
RO_CO_00035 | N-1 AT3 Portile de Fier | [RO-RO] AT1 Portile de Fier [OPP] [RO] | RPDFE41 _RPDF222 _1:trf | -1016 | -1248 | -1248 | -232 | 81 | []
RO_CO_00034 | N-1 AT2 Portile de Fier | [RO-RO] AT1 Portile de Fier [OPP] [RO] | RPDFE41 _RPDF222 _1:trf | -1013 | -1248 | -1248 | -235 | 81 | []
RO_CO_00028 | N-1 AT1 Portile de Fier | [RO-RO] AT3 Portile de Fier [OPP] [RO] | RPDFE41 _RPDF212 _3:trf | -1012 | -1248 | -1248 | -237 | 81 | []
RO_CO_00028 | N-1 AT1 Portile de Fier | [RO-RO] AT2 Portile de Fier [DIR] [RO] | RPDF241 _RPDF222 _2:trf | -1003 | -1248 | -1248 | -245 | 80 | []
RO_CO_00034 | N-1 AT2 Portile de Fier | [RO-RO] AT3 Portile de Fier [OPP] [RO] | RPDFE41 _RPDF212 _3:trf | -1003 | -1248 | -1248 | -246 | 80 | []
RO_CO_00016 | N-1 Tariverde - Constanta Nord | [RO-RO] Lacu Sarat - Gura Ialomitei [OPP] [RO] | RGIAL11 _RLACS41 _1:line | 1279 | 1600 | 1600 | -321 | 80 | []
RO_CO_00035 | N-1 AT3 Portile de Fier | [RO-RO] AT2 Portile de Fier [DIR] [RO] | RPDF241 _RPDF222 _2:trf | -997 | -1248 | -1248 | -252 | 80 | []
RO_CO_00017 | N-1 Constanta Nord- Cernavoda | [RO-RO] Lacu Sarat - Gura Ialomitei [OPP] [RO] | RGIAL11 _RLACS41 _1:line | 1241 | 1600 | 1600 | -359 | 78 | []

## 1430Curative
Detailed results
Generated at: | 2024-01-09 19:09
Business day: | 10.01.2024
Timestamp: | 14:30
Border & direction: | South-Romania Export
Horizon: | DA
Remedial actions: | true
Evaluation type: | CURATIVE
TTC [MW]: | 3552
Fallback applied | false
Loading threshold | 0.7
Applied RAs
CO ID | RA ID | Name of the RA | Usage | Type | Location | Status
[n/a] | BG_RA_00001 | PRA 400 kV TINTARENI1-KOZLODUI | preventive | topological |  | helpful
[n/a] | RO_RA_00001 | PRA 400/220kV AT3 Arad | preventive | pst |  | helpful
[n/a] | RO_RA_00002 | PRA 400/220kV AT Urechesti | preventive | pst |  | helpful
[n/a] | RO_RA_00008 | PRA 400 kV Tantareni-Kozlodui 1 | preventive | topological |  | notApplied
[n/a] | RO_RA_00009 | PRA 400 kV Tantareni-Kozlodui 2 | preventive | topological |  | notApplied
Limiting CNECs
CO ID | Name of the CO | Name of the CNE | CNE UCTE branch | Calculated I (A) | I max (PRE) | I max (CUR) | Margin (A) | Loading (%) | Applicable curative RAs
RO_CO_00012 | N-1 Isaccea - Tulcea Vest | [RO-RO] Lacu Sarat - Gura Ialomitei [OPP] [RO] | RGIAL11 _RLACS41 _1:line | 1545 |  | 1600 | -55 | 97 | []
RO-BG_CO_00002 | N-1 Kozlodui-Tantareni 2 | [RO-RS] Portile de Fier-Djerdap [OPP] [RO] | RPDFE41 _XPF_DJ11_1:line | 1767 |  | 1836 | -69 | 96 | []
RO-BG_CO_00001 | N-1 Tantareni-Kozlodui 1 | [RO-RS] Portile de Fier-Djerdap [OPP] [RO] | RPDFE41 _XPF_DJ11_1:line | 1767 |  | 1836 | -69 | 96 | []
RO-BG_CO_00002 | N-1 Kozlodui-Tantareni 2 | [RO-BG] Tantareni-Kozlodui 1 [DIR] [RO] | RTINTB1 _XKO_TI11_1:line | 1495 |  | 1600 | -105 | 93 | []
RO-BG_CO_00001 | N-1 Tantareni-Kozlodui 1 | [RO-BG] Tantareni-Kozlodui 2 [OPP] [RO] | RTINTB1 _XKO_TI12_1:line | 1495 |  | 1600 | -105 | 93 | []
RO_CO_00001 | N-1 Portile de Fier-Resita | [RO-RS] Portile de Fier-Djerdap [OPP] [RO] | RPDFE41 _XPF_DJ11_1:line | 1712 |  | 1836 | -124 | 93 | []
RO_CO_00029 | N-1 Resita-Timisoara | [RO-RS] Portile de Fier-Djerdap [OPP] [RO] | RPDFE41 _XPF_DJ11_1:line | 1709 |  | 1836 | -127 | 93 | []
RO_BG_CO_00001 | N-1 400kV TINTARENI1-KOZLODUI | [BG-RO] 400kV KOZLODUI-TINTARENI2 [DIR] [BG] | VAECKO11_XKO_TI12_1:line | -1490 |  | 1601 | -111 | 93 | []
RO_BG_CO_00002 | N-1 400kV KOZLODUI-TINTARENI2 | [BG-RO] 400kV NPP Kozloduy - Tantareni ck. 1 [DIR] [BG] | VAECKO11_XKO_TI11_1:line | -1490 |  | 1601 | -111 | 93 | []
RO_CO_00013 | N-1 Lacu Sarat - Gura Ialomitei | [RO-RO] Isaccea - Tulcea Vest [DIR] [RO] | RTULC41 _RIS1A41 _1:line | 1457 |  | 1600 | -143 | 91 | []
RO_CO_00002 | N-1 Mintia-Arad | [RO-RS] Portile de Fier-Djerdap [OPP] [RO] | RPDFE41 _XPF_DJ11_1:line | 1665 |  | 1836 | -171 | 91 | []
RO-UA_CO_00001 | N-1 Rosiori-Mukacevo | [RO-RS] Portile de Fier-Djerdap [OPP] [RO] | RPDFE41 _XPF_DJ11_1:line | 1640 |  | 1836 | -196 | 89 | []
RO_CO_00027 | N-1 AT3 Arad | [RO-RS] Portile de Fier-Djerdap [OPP] [RO] | RPDFE41 _XPF_DJ11_1:line | 1640 |  | 1836 | -196 | 89 | []
RO-HU_CO_00002 | N-1 Nadab-Bekescsaba | [RO-RS] Portile de Fier-Djerdap [OPP] [RO] | RPDFE41 _XPF_DJ11_1:line | 1639 |  | 1836 | -197 | 89 | []
RO-HU_CO_00001 | N-1 Arad-Sandorfalva | [RO-RS] Portile de Fier-Djerdap [OPP] [RO] | RPDFE41 _XPF_DJ11_1:line | 1638 |  | 1836 | -198 | 89 | []
BC | Base Case | [RO-RS] Portile de Fier-Djerdap [OPP] [RO] | RPDFE41 _XPF_DJ11_1:line | 1621 |  | 1836 | -215 | 88 | []
RO_CO_00015 | N-1 Tulcea Vest - Tariverde | [RO-RO] Lacu Sarat - Gura Ialomitei [OPP] [RO] | RGIAL11 _RLACS41 _1:line | 1384 |  | 1600 | -216 | 86 | []
RO-RS_CO_00001, RO_RS_CO_00001 | N-1 Portile de Fier-Djerdap, N-1 Portile de Fier-Djerdap | [RO-BG] Tantareni-Kozlodui 1 [DIR] [RO] | RTINTB1 _XKO_TI11_1:line | 1330 |  | 1600 | -270 | 83 | []
RO-RS_CO_00001, RO_RS_CO_00001 | N-1 Portile de Fier-Djerdap, N-1 Portile de Fier-Djerdap | [RO-BG] Tantareni-Kozlodui 2 [OPP] [RO] | RTINTB1 _XKO_TI12_1:line | 1330 |  | 1600 | -270 | 83 | []
RO-RS_CO_00001, RO_RS_CO_00001 | N-1 Portile de Fier-Djerdap, N-1 Portile de Fier-Djerdap | [BG-RO] 400kV KOZLODUI-TINTARENI2 [DIR] [BG] | VAECKO11_XKO_TI12_1:line | -1325 |  | 1601 | -276 | 83 | []
RO-RS_CO_00001, RO_RS_CO_00001 | N-1 Portile de Fier-Djerdap, N-1 Portile de Fier-Djerdap | [BG-RO] 400kV NPP Kozloduy - Tantareni ck. 1 [DIR] [BG] | VAECKO11_XKO_TI11_1:line | -1325 |  | 1601 | -276 | 83 | []
RO_CO_00035 | N-1 AT3 Portile de Fier | [RO-RO] AT1 Portile de Fier [OPP] [RO] | RPDFE41 _RPDF222 _1:trf | -1016 |  | -1248 | -232 | 81 | []
RO_CO_00034 | N-1 AT2 Portile de Fier | [RO-RO] AT1 Portile de Fier [OPP] [RO] | RPDFE41 _RPDF222 _1:trf | -1013 |  | -1248 | -235 | 81 | []
RO_CO_00028 | N-1 AT1 Portile de Fier | [RO-RO] AT3 Portile de Fier [OPP] [RO] | RPDFE41 _RPDF212 _3:trf | -1012 |  | -1248 | -237 | 81 | []
RO_CO_00028 | N-1 AT1 Portile de Fier | [RO-RO] AT2 Portile de Fier [DIR] [RO] | RPDF241 _RPDF222 _2:trf | -1003 |  | -1248 | -245 | 80 | []
RO_CO_00034 | N-1 AT2 Portile de Fier | [RO-RO] AT3 Portile de Fier [OPP] [RO] | RPDFE41 _RPDF212 _3:trf | -1003 |  | -1248 | -246 | 80 | []
RO_CO_00016 | N-1 Tariverde - Constanta Nord | [RO-RO] Lacu Sarat - Gura Ialomitei [OPP] [RO] | RGIAL11 _RLACS41 _1:line | 1279 |  | 1600 | -321 | 80 | []
RO_CO_00035 | N-1 AT3 Portile de Fier | [RO-RO] AT2 Portile de Fier [DIR] [RO] | RPDF241 _RPDF222 _2:trf | -997 |  | -1248 | -252 | 80 | []
RO_CO_00017 | N-1 Constanta Nord- Cernavoda | [RO-RO] Lacu Sarat - Gura Ialomitei [OPP] [RO] | RGIAL11 _RLACS41 _1:line | 1241 |  | 1600 | -359 | 78 | []

## 1530Preventive
Detailed results
Generated at: | 2024-01-09 19:09
Business day: | 10.01.2024
Timestamp: | 15:30
Border & direction: | South-Romania Export
Horizon: | DA
Remedial actions: | true
Evaluation type: | PREVENTIVE
TTC [MW]: | 3510
Fallback applied | false
Loading threshold | 0.7
Applied RAs
CO ID | RA ID | Name of the RA | Usage | Type | Location | Status
[n/a] | BG_RA_00001 | PRA 400 kV TINTARENI1-KOZLODUI | preventive | topological |  | helpful
[n/a] | RO_RA_00001 | PRA 400/220kV AT3 Arad | preventive | pst |  | helpful
[n/a] | RO_RA_00002 | PRA 400/220kV AT Urechesti | preventive | pst |  | helpful
[n/a] | RO_RA_00008 | PRA 400 kV Tantareni-Kozlodui 1 | preventive | topological |  | notApplied
[n/a] | RO_RA_00009 | PRA 400 kV Tantareni-Kozlodui 2 | preventive | topological |  | notApplied
Limiting CNECs
CO ID | Name of the CO | Name of the CNE | CNE UCTE branch | Calculated I (A) | I max (PRE) | I max (CUR) | Margin (A) | Loading (%) | Applicable curative RAs
RO_CO_00012 | N-1 Isaccea - Tulcea Vest | [RO-RO] Lacu Sarat - Gura Ialomitei [DIR] [RO] | RGIAL11 _RLACS41 _1:line | 1562 | 1600 | 1600 | -38 | 98 | []
RO-BG_CO_00002 | N-1 Kozlodui-Tantareni 2 | [RO-RS] Portile de Fier-Djerdap [DIR] [RO] | RPDFE41 _XPF_DJ11_1:line | 1720 | 1836 | 1836 | -116 | 94 | []
RO-BG_CO_00001 | N-1 Tantareni-Kozlodui 1 | [RO-RS] Portile de Fier-Djerdap [DIR] [RO] | RPDFE41 _XPF_DJ11_1:line | 1720 | 1836 | 1836 | -116 | 94 | []
RO_CO_00013 | N-1 Lacu Sarat - Gura Ialomitei | [RO-RO] Isaccea - Tulcea Vest [OPP] [RO] | RTULC41 _RIS1A41 _1:line | 1479 | 1600 | 1600 | -121 | 92 | []
RO_CO_00001 | N-1 Portile de Fier-Resita | [RO-RS] Portile de Fier-Djerdap [DIR] [RO] | RPDFE41 _XPF_DJ11_1:line | 1677 | 1836 | 1836 | -159 | 91 | []
RO_CO_00029 | N-1 Resita-Timisoara | [RO-RS] Portile de Fier-Djerdap [DIR] [RO] | RPDFE41 _XPF_DJ11_1:line | 1677 | 1836 | 1836 | -159 | 91 | []
RO-BG_CO_00001 | N-1 Tantareni-Kozlodui 1 | [RO-BG] Tantareni-Kozlodui 2 [OPP] [RO] | RTINTB1 _XKO_TI12_1:line | 1425 | 1600 | 1600 | -175 | 89 | []
RO-BG_CO_00002 | N-1 Kozlodui-Tantareni 2 | [RO-BG] Tantareni-Kozlodui 1 [OPP] [RO] | RTINTB1 _XKO_TI11_1:line | 1425 | 1600 | 1600 | -175 | 89 | []
RO_CO_00002 | N-1 Mintia-Arad | [RO-RS] Portile de Fier-Djerdap [DIR] [RO] | RPDFE41 _XPF_DJ11_1:line | 1629 | 1836 | 1836 | -207 | 89 | []
RO_BG_CO_00002 | N-1 400kV KOZLODUI-TINTARENI2 | [BG-RO] 400kV TINTARENI1-KOZLODUI [DIR] [BG] | VAECKO11_XKO_TI11_1:line | -1420 | 1601 | 1601 | -181 | 89 | []
RO_BG_CO_00001 | N-1 400kV TINTARENI1-KOZLODUI | [BG-RO] 400kV KOZLODUI-TINTARENI2 [DIR] [BG] | VAECKO11_XKO_TI12_1:line | -1420 | 1601 | 1601 | -181 | 89 | []
RO-HU_CO_00002 | N-1 Nadab-Bekescsaba | [RO-RS] Portile de Fier-Djerdap [DIR] [RO] | RPDFE41 _XPF_DJ11_1:line | 1604 | 1836 | 1836 | -232 | 87 | []
RO-UA_CO_00001 | N-1 Rosiori-Mukacevo | [RO-RS] Portile de Fier-Djerdap [DIR] [RO] | RPDFE41 _XPF_DJ11_1:line | 1602 | 1836 | 1836 | -234 | 87 | []
RO_CO_00027 | N-1 AT3 Arad | [RO-RS] Portile de Fier-Djerdap [DIR] [RO] | RPDFE41 _XPF_DJ11_1:line | 1601 | 1836 | 1836 | -235 | 87 | []
RO_CO_00015 | N-1 Tulcea Vest - Tariverde | [RO-RO] Lacu Sarat - Gura Ialomitei [DIR] [RO] | RGIAL11 _RLACS41 _1:line | 1393 | 1600 | 1600 | -207 | 87 | []
RO-HU_CO_00001 | N-1 Arad-Sandorfalva | [RO-RS] Portile de Fier-Djerdap [DIR] [RO] | RPDFE41 _XPF_DJ11_1:line | 1598 | 1836 | 1836 | -238 | 87 | []
BC | Base Case | [RO-RS] Portile de Fier-Djerdap [DIR] [RO] | RPDFE41 _XPF_DJ11_1:line | 1581 | 1836 | 1836 | -255 | 86 | []
RO_CO_00035 | N-1 AT3 Portile de Fier | [RO-RO] AT1 Portile de Fier [OPP] [RO] | RPDFE41 _RPDF222 _1:trf | -1014 | -1248 | -1248 | -234 | 81 | []
RO_CO_00034 | N-1 AT2 Portile de Fier | [RO-RO] AT1 Portile de Fier [OPP] [RO] | RPDFE41 _RPDF222 _1:trf | -1011 | -1248 | -1248 | -237 | 81 | []
RO_CO_00028 | N-1 AT1 Portile de Fier | [RO-RO] AT3 Portile de Fier [OPP] [RO] | RPDFE41 _RPDF212 _3:trf | -1010 | -1248 | -1248 | -239 | 81 | []
RO_CO_00028 | N-1 AT1 Portile de Fier | [RO-RO] AT2 Portile de Fier [OPP] [RO] | RPDF241 _RPDF222 _2:trf | -1002 | -1248 | -1248 | -247 | 80 | []
RO_CO_00034 | N-1 AT2 Portile de Fier | [RO-RO] AT3 Portile de Fier [OPP] [RO] | RPDFE41 _RPDF212 _3:trf | -1001 | -1248 | -1248 | -248 | 80 | []
RO_CO_00016 | N-1 Tariverde - Constanta Nord | [RO-RO] Lacu Sarat - Gura Ialomitei [DIR] [RO] | RGIAL11 _RLACS41 _1:line | 1282 | 1600 | 1600 | -318 | 80 | []
RO-RS_CO_00001, RO_RS_CO_00001 | N-1 Portile de Fier-Djerdap, N-1 Portile de Fier-Djerdap | [RO-BG] Tantareni-Kozlodui 1 [OPP] [RO] | RTINTB1 _XKO_TI11_1:line | 1278 | 1600 | 1600 | -322 | 80 | []
RO-RS_CO_00001, RO_RS_CO_00001 | N-1 Portile de Fier-Djerdap, N-1 Portile de Fier-Djerdap | [RO-BG] Tantareni-Kozlodui 2 [OPP] [RO] | RTINTB1 _XKO_TI12_1:line | 1278 | 1600 | 1600 | -322 | 80 | []
RO_CO_00035 | N-1 AT3 Portile de Fier | [RO-RO] AT2 Portile de Fier [OPP] [RO] | RPDF241 _RPDF222 _2:trf | -995 | -1248 | -1248 | -253 | 80 | []
RO-RS_CO_00001, RO_RS_CO_00001 | N-1 Portile de Fier-Djerdap, N-1 Portile de Fier-Djerdap | [BG-RO] 400kV TINTARENI1-KOZLODUI [DIR] [BG] | VAECKO11_XKO_TI11_1:line | -1273 | 1601 | 1601 | -328 | 80 | []
RO-RS_CO_00001, RO_RS_CO_00001 | N-1 Portile de Fier-Djerdap, N-1 Portile de Fier-Djerdap | [BG-RO] 400kV KOZLODUI-TINTARENI2 [DIR] [BG] | VAECKO11_XKO_TI12_1:line | -1273 | 1601 | 1601 | -328 | 80 | []
RO_CO_00017 | N-1 Constanta Nord- Cernavoda | [RO-RO] Lacu Sarat - Gura Ialomitei [DIR] [RO] | RGIAL11 _RLACS41 _1:line | 1241 | 1600 | 1600 | -359 | 78 | []

## 1530Curative
Detailed results
Generated at: | 2024-01-09 19:09
Business day: | 10.01.2024
Timestamp: | 15:30
Border & direction: | South-Romania Export
Horizon: | DA
Remedial actions: | true
Evaluation type: | CURATIVE
TTC [MW]: | 3510
Fallback applied | false
Loading threshold | 0.7
Applied RAs
CO ID | RA ID | Name of the RA | Usage | Type | Location | Status
[n/a] | BG_RA_00001 | PRA 400 kV TINTARENI1-KOZLODUI | preventive | topological |  | helpful
[n/a] | RO_RA_00001 | PRA 400/220kV AT3 Arad | preventive | pst |  | helpful
[n/a] | RO_RA_00002 | PRA 400/220kV AT Urechesti | preventive | pst |  | helpful
[n/a] | RO_RA_00008 | PRA 400 kV Tantareni-Kozlodui 1 | preventive | topological |  | notApplied
[n/a] | RO_RA_00009 | PRA 400 kV Tantareni-Kozlodui 2 | preventive | topological |  | notApplied
Limiting CNECs
CO ID | Name of the CO | Name of the CNE | CNE UCTE branch | Calculated I (A) | I max (PRE) | I max (CUR) | Margin (A) | Loading (%) | Applicable curative RAs
RO_CO_00012 | N-1 Isaccea - Tulcea Vest | [RO-RO] Lacu Sarat - Gura Ialomitei [DIR] [RO] | RGIAL11 _RLACS41 _1:line | 1562 |  | 1600 | -38 | 98 | []
RO-BG_CO_00002 | N-1 Kozlodui-Tantareni 2 | [RO-RS] Portile de Fier-Djerdap [DIR] [RO] | RPDFE41 _XPF_DJ11_1:line | 1720 |  | 1836 | -116 | 94 | []
RO-BG_CO_00001 | N-1 Tantareni-Kozlodui 1 | [RO-RS] Portile de Fier-Djerdap [DIR] [RO] | RPDFE41 _XPF_DJ11_1:line | 1720 |  | 1836 | -116 | 94 | []
RO_CO_00013 | N-1 Lacu Sarat - Gura Ialomitei | [RO-RO] Isaccea - Tulcea Vest [OPP] [RO] | RTULC41 _RIS1A41 _1:line | 1479 |  | 1600 | -121 | 92 | []
RO_CO_00001 | N-1 Portile de Fier-Resita | [RO-RS] Portile de Fier-Djerdap [DIR] [RO] | RPDFE41 _XPF_DJ11_1:line | 1677 |  | 1836 | -159 | 91 | []
RO_CO_00029 | N-1 Resita-Timisoara | [RO-RS] Portile de Fier-Djerdap [DIR] [RO] | RPDFE41 _XPF_DJ11_1:line | 1677 |  | 1836 | -159 | 91 | []
RO-BG_CO_00001 | N-1 Tantareni-Kozlodui 1 | [RO-BG] Tantareni-Kozlodui 2 [OPP] [RO] | RTINTB1 _XKO_TI12_1:line | 1425 |  | 1600 | -175 | 89 | []
RO-BG_CO_00002 | N-1 Kozlodui-Tantareni 2 | [RO-BG] Tantareni-Kozlodui 1 [OPP] [RO] | RTINTB1 _XKO_TI11_1:line | 1425 |  | 1600 | -175 | 89 | []
RO_CO_00002 | N-1 Mintia-Arad | [RO-RS] Portile de Fier-Djerdap [DIR] [RO] | RPDFE41 _XPF_DJ11_1:line | 1629 |  | 1836 | -207 | 89 | []
RO_BG_CO_00002 | N-1 400kV KOZLODUI-TINTARENI2 | [BG-RO] 400kV TINTARENI1-KOZLODUI [DIR] [BG] | VAECKO11_XKO_TI11_1:line | -1420 |  | 1601 | -181 | 89 | []
RO_BG_CO_00001 | N-1 400kV TINTARENI1-KOZLODUI | [BG-RO] 400kV KOZLODUI-TINTARENI2 [DIR] [BG] | VAECKO11_XKO_TI12_1:line | -1420 |  | 1601 | -181 | 89 | []
RO-HU_CO_00002 | N-1 Nadab-Bekescsaba | [RO-RS] Portile de Fier-Djerdap [DIR] [RO] | RPDFE41 _XPF_DJ11_1:line | 1604 |  | 1836 | -232 | 87 | []
RO-UA_CO_00001 | N-1 Rosiori-Mukacevo | [RO-RS] Portile de Fier-Djerdap [DIR] [RO] | RPDFE41 _XPF_DJ11_1:line | 1602 |  | 1836 | -234 | 87 | []
RO_CO_00027 | N-1 AT3 Arad | [RO-RS] Portile de Fier-Djerdap [DIR] [RO] | RPDFE41 _XPF_DJ11_1:line | 1601 |  | 1836 | -235 | 87 | []
RO_CO_00015 | N-1 Tulcea Vest - Tariverde | [RO-RO] Lacu Sarat - Gura Ialomitei [DIR] [RO] | RGIAL11 _RLACS41 _1:line | 1393 |  | 1600 | -207 | 87 | []
RO-HU_CO_00001 | N-1 Arad-Sandorfalva | [RO-RS] Portile de Fier-Djerdap [DIR] [RO] | RPDFE41 _XPF_DJ11_1:line | 1598 |  | 1836 | -238 | 87 | []
BC | Base Case | [RO-RS] Portile de Fier-Djerdap [DIR] [RO] | RPDFE41 _XPF_DJ11_1:line | 1581 |  | 1836 | -255 | 86 | []
RO_CO_00035 | N-1 AT3 Portile de Fier | [RO-RO] AT1 Portile de Fier [OPP] [RO] | RPDFE41 _RPDF222 _1:trf | -1014 |  | -1248 | -234 | 81 | []
RO_CO_00034 | N-1 AT2 Portile de Fier | [RO-RO] AT1 Portile de Fier [OPP] [RO] | RPDFE41 _RPDF222 _1:trf | -1011 |  | -1248 | -237 | 81 | []
RO_CO_00028 | N-1 AT1 Portile de Fier | [RO-RO] AT3 Portile de Fier [OPP] [RO] | RPDFE41 _RPDF212 _3:trf | -1010 |  | -1248 | -239 | 81 | []
RO_CO_00028 | N-1 AT1 Portile de Fier | [RO-RO] AT2 Portile de Fier [OPP] [RO] | RPDF241 _RPDF222 _2:trf | -1002 |  | -1248 | -247 | 80 | []
RO_CO_00034 | N-1 AT2 Portile de Fier | [RO-RO] AT3 Portile de Fier [OPP] [RO] | RPDFE41 _RPDF212 _3:trf | -1001 |  | -1248 | -248 | 80 | []
RO_CO_00016 | N-1 Tariverde - Constanta Nord | [RO-RO] Lacu Sarat - Gura Ialomitei [DIR] [RO] | RGIAL11 _RLACS41 _1:line | 1282 |  | 1600 | -318 | 80 | []
RO-RS_CO_00001, RO_RS_CO_00001 | N-1 Portile de Fier-Djerdap, N-1 Portile de Fier-Djerdap | [RO-BG] Tantareni-Kozlodui 1 [OPP] [RO] | RTINTB1 _XKO_TI11_1:line | 1278 |  | 1600 | -322 | 80 | []
RO-RS_CO_00001, RO_RS_CO_00001 | N-1 Portile de Fier-Djerdap, N-1 Portile de Fier-Djerdap | [RO-BG] Tantareni-Kozlodui 2 [OPP] [RO] | RTINTB1 _XKO_TI12_1:line | 1278 |  | 1600 | -322 | 80 | []
RO_CO_00035 | N-1 AT3 Portile de Fier | [RO-RO] AT2 Portile de Fier [OPP] [RO] | RPDF241 _RPDF222 _2:trf | -995 |  | -1248 | -253 | 80 | []
RO-RS_CO_00001, RO_RS_CO_00001 | N-1 Portile de Fier-Djerdap, N-1 Portile de Fier-Djerdap | [BG-RO] 400kV TINTARENI1-KOZLODUI [DIR] [BG] | VAECKO11_XKO_TI11_1:line | -1273 |  | 1601 | -328 | 80 | []
RO-RS_CO_00001, RO_RS_CO_00001 | N-1 Portile de Fier-Djerdap, N-1 Portile de Fier-Djerdap | [BG-RO] 400kV KOZLODUI-TINTARENI2 [DIR] [BG] | VAECKO11_XKO_TI12_1:line | -1273 |  | 1601 | -328 | 80 | []
RO_CO_00017 | N-1 Constanta Nord- Cernavoda | [RO-RO] Lacu Sarat - Gura Ialomitei [DIR] [RO] | RGIAL11 _RLACS41 _1:line | 1241 |  | 1600 | -359 | 78 | []

## 1630Preventive
Detailed results
Generated at: | 2024-01-09 19:09
Business day: | 10.01.2024
Timestamp: | 16:30
Border & direction: | South-Romania Export
Horizon: | DA
Remedial actions: | true
Evaluation type: | PREVENTIVE
TTC [MW]: | 3148
Fallback applied | false
Loading threshold | 0.7
Applied RAs
CO ID | RA ID | Name of the RA | Usage | Type | Location | Status
[n/a] | BG_RA_00001 | PRA 400 kV TINTARENI1-KOZLODUI | preventive | topological |  | helpful
[n/a] | RO_RA_00001 | PRA 400/220kV AT3 Arad | preventive | pst |  | helpful
[n/a] | RO_RA_00002 | PRA 400/220kV AT Urechesti | preventive | pst |  | helpful
[n/a] | RO_RA_00008 | PRA 400 kV Tantareni-Kozlodui 1 | preventive | topological |  | notApplied
[n/a] | RO_RA_00009 | PRA 400 kV Tantareni-Kozlodui 2 | preventive | topological |  | notApplied
Limiting CNECs
CO ID | Name of the CO | Name of the CNE | CNE UCTE branch | Calculated I (A) | I max (PRE) | I max (CUR) | Margin (A) | Loading (%) | Applicable curative RAs
RO_CO_00012 | N-1 Isaccea - Tulcea Vest | [RO-RO] Lacu Sarat - Gura Ialomitei [OPP] [RO] | RGIAL11 _RLACS41 _1:line | 1599 | 1600 | 1600 | -1 | 100 | []
RO_CO_00013 | N-1 Lacu Sarat - Gura Ialomitei | [RO-RO] Isaccea - Tulcea Vest [DIR] [RO] | RTULC41 _RIS1A41 _1:line | 1532 | 1600 | 1600 | -68 | 96 | []
RO_CO_00015 | N-1 Tulcea Vest - Tariverde | [RO-RO] Lacu Sarat - Gura Ialomitei [OPP] [RO] | RGIAL11 _RLACS41 _1:line | 1411 | 1600 | 1600 | -189 | 88 | []
RO-BG_CO_00002 | N-1 Kozlodui-Tantareni 2 | [RO-RS] Portile de Fier-Djerdap [OPP] [RO] | RPDFE41 _XPF_DJ11_1:line | 1501 | 1836 | 1836 | -335 | 82 | []
RO-BG_CO_00001 | N-1 Tantareni-Kozlodui 1 | [RO-RS] Portile de Fier-Djerdap [OPP] [RO] | RPDFE41 _XPF_DJ11_1:line | 1501 | 1836 | 1836 | -335 | 82 | []
RO-BG_CO_00002 | N-1 Kozlodui-Tantareni 2 | [RO-BG] Tantareni-Kozlodui 1 [DIR] [RO] | RTINTB1 _XKO_TI11_1:line | 1294 | 1600 | 1600 | -306 | 81 | []
RO-BG_CO_00001 | N-1 Tantareni-Kozlodui 1 | [RO-BG] Tantareni-Kozlodui 2 [OPP] [RO] | RTINTB1 _XKO_TI12_1:line | 1294 | 1600 | 1600 | -306 | 81 | []
RO_CO_00001 | N-1 Portile de Fier-Resita | [RO-RS] Portile de Fier-Djerdap [OPP] [RO] | RPDFE41 _XPF_DJ11_1:line | 1485 | 1836 | 1836 | -351 | 81 | []
RO_CO_00029 | N-1 Resita-Timisoara | [RO-RS] Portile de Fier-Djerdap [OPP] [RO] | RPDFE41 _XPF_DJ11_1:line | 1479 | 1836 | 1836 | -357 | 81 | []
RO_BG_CO_00001 | N-1 400kV TINTARENI1-KOZLODUI | [BG-RO] 400kV KOZLODUI-TINTARENI2 [DIR] [BG] | VAECKO11_XKO_TI12_1:line | -1289 | 1601 | 1601 | -312 | 80 | []
RO_BG_CO_00002 | N-1 400kV KOZLODUI-TINTARENI2 | [BG-RO] 400kV TINTARENI1-KOZLODUI [DIR] [BG] | VAECKO11_XKO_TI11_1:line | -1289 | 1601 | 1601 | -312 | 80 | []
RO_CO_00016 | N-1 Tariverde - Constanta Nord | [RO-RO] Lacu Sarat - Gura Ialomitei [OPP] [RO] | RGIAL11 _RLACS41 _1:line | 1278 | 1600 | 1600 | -322 | 80 | []
RO_CO_00035 | N-1 AT3 Portile de Fier | [RO-RO] AT1 Portile de Fier [DIR] [RO] | RPDFE41 _RPDF222 _1:trf | -982 | -1248 | -1248 | -267 | 79 | []
RO_CO_00034 | N-1 AT2 Portile de Fier | [RO-RO] AT1 Portile de Fier [DIR] [RO] | RPDFE41 _RPDF222 _1:trf | -980 | -1248 | -1248 | -269 | 78 | []
RO_CO_00028 | N-1 AT1 Portile de Fier | [RO-RO] AT3 Portile de Fier [OPP] [RO] | RPDFE41 _RPDF212 _3:trf | -977 | -1248 | -1248 | -271 | 78 | []
RO_CO_00028 | N-1 AT1 Portile de Fier | [RO-RO] AT2 Portile de Fier [DIR] [RO] | RPDF241 _RPDF222 _2:trf | -971 | -1248 | -1248 | -277 | 78 | []
RO_CO_00034 | N-1 AT2 Portile de Fier | [RO-RO] AT3 Portile de Fier [OPP] [RO] | RPDFE41 _RPDF212 _3:trf | -969 | -1248 | -1248 | -279 | 78 | []
RO_CO_00017 | N-1 Constanta Nord- Cernavoda | [RO-RO] Lacu Sarat - Gura Ialomitei [OPP] [RO] | RGIAL11 _RLACS41 _1:line | 1239 | 1600 | 1600 | -361 | 77 | []
RO_CO_00035 | N-1 AT3 Portile de Fier | [RO-RO] AT2 Portile de Fier [DIR] [RO] | RPDF241 _RPDF222 _2:trf | -965 | -1248 | -1248 | -283 | 77 | []
RO_CO_00002 | N-1 Mintia-Arad | [RO-RS] Portile de Fier-Djerdap [OPP] [RO] | RPDFE41 _XPF_DJ11_1:line | 1414 | 1836 | 1836 | -422 | 77 | []
RO_CO_00027 | N-1 AT3 Arad | [RO-RS] Portile de Fier-Djerdap [OPP] [RO] | RPDFE41 _XPF_DJ11_1:line | 1391 | 1836 | 1836 | -445 | 76 | []
RO-UA_CO_00001 | N-1 Rosiori-Mukacevo | [RO-RS] Portile de Fier-Djerdap [OPP] [RO] | RPDFE41 _XPF_DJ11_1:line | 1390 | 1836 | 1836 | -446 | 76 | []
RO-HU_CO_00002 | N-1 Nadab-Bekescsaba | [RO-RS] Portile de Fier-Djerdap [OPP] [RO] | RPDFE41 _XPF_DJ11_1:line | 1390 | 1836 | 1836 | -446 | 76 | []
RO-HU_CO_00001 | N-1 Arad-Sandorfalva | [RO-RS] Portile de Fier-Djerdap [OPP] [RO] | RPDFE41 _XPF_DJ11_1:line | 1382 | 1836 | 1836 | -454 | 75 | []
BC | Base Case | [RO-RS] Portile de Fier-Djerdap [OPP] [RO] | RPDFE41 _XPF_DJ11_1:line | 1374 | 1836 | 1836 | -462 | 75 | []
RO-RS_CO_00001, RO_RS_CO_00001 | N-1 Portile de Fier-Djerdap, N-1 Portile de Fier-Djerdap | [RO-BG] Tantareni-Kozlodui 2 [OPP] [RO] | RTINTB1 _XKO_TI12_1:line | 1145 | 1600 | 1600 | -455 | 72 | []
RO-RS_CO_00001, RO_RS_CO_00001 | N-1 Portile de Fier-Djerdap, N-1 Portile de Fier-Djerdap | [RO-BG] Tantareni-Kozlodui 1 [DIR] [RO] | RTINTB1 _XKO_TI11_1:line | 1145 | 1600 | 1600 | -455 | 72 | []
RO-RS_CO_00001, RO_RS_CO_00001 | N-1 Portile de Fier-Djerdap, N-1 Portile de Fier-Djerdap | [BG-RO] 400kV KOZLODUI-TINTARENI2 [DIR] [BG] | VAECKO11_XKO_TI12_1:line | -1140 | 1601 | 1601 | -461 | 71 | []
RO-RS_CO_00001, RO_RS_CO_00001 | N-1 Portile de Fier-Djerdap, N-1 Portile de Fier-Djerdap | [BG-RO] 400kV TINTARENI1-KOZLODUI [DIR] [BG] | VAECKO11_XKO_TI11_1:line | -1140 | 1601 | 1601 | -461 | 71 | []

## 1630Curative
Detailed results
Generated at: | 2024-01-09 19:09
Business day: | 10.01.2024
Timestamp: | 16:30
Border & direction: | South-Romania Export
Horizon: | DA
Remedial actions: | true
Evaluation type: | CURATIVE
TTC [MW]: | 3148
Fallback applied | false
Loading threshold | 0.7
Applied RAs
CO ID | RA ID | Name of the RA | Usage | Type | Location | Status
[n/a] | BG_RA_00001 | PRA 400 kV TINTARENI1-KOZLODUI | preventive | topological |  | helpful
[n/a] | RO_RA_00001 | PRA 400/220kV AT3 Arad | preventive | pst |  | helpful
[n/a] | RO_RA_00002 | PRA 400/220kV AT Urechesti | preventive | pst |  | helpful
[n/a] | RO_RA_00008 | PRA 400 kV Tantareni-Kozlodui 1 | preventive | topological |  | notApplied
[n/a] | RO_RA_00009 | PRA 400 kV Tantareni-Kozlodui 2 | preventive | topological |  | notApplied
Limiting CNECs
CO ID | Name of the CO | Name of the CNE | CNE UCTE branch | Calculated I (A) | I max (PRE) | I max (CUR) | Margin (A) | Loading (%) | Applicable curative RAs
RO_CO_00012 | N-1 Isaccea - Tulcea Vest | [RO-RO] Lacu Sarat - Gura Ialomitei [OPP] [RO] | RGIAL11 _RLACS41 _1:line | 1599 |  | 1600 | -1 | 100 | []
RO_CO_00013 | N-1 Lacu Sarat - Gura Ialomitei | [RO-RO] Isaccea - Tulcea Vest [DIR] [RO] | RTULC41 _RIS1A41 _1:line | 1532 |  | 1600 | -68 | 96 | []
RO_CO_00015 | N-1 Tulcea Vest - Tariverde | [RO-RO] Lacu Sarat - Gura Ialomitei [OPP] [RO] | RGIAL11 _RLACS41 _1:line | 1411 |  | 1600 | -189 | 88 | []
RO-BG_CO_00002 | N-1 Kozlodui-Tantareni 2 | [RO-RS] Portile de Fier-Djerdap [OPP] [RO] | RPDFE41 _XPF_DJ11_1:line | 1501 |  | 1836 | -335 | 82 | []
RO-BG_CO_00001 | N-1 Tantareni-Kozlodui 1 | [RO-RS] Portile de Fier-Djerdap [OPP] [RO] | RPDFE41 _XPF_DJ11_1:line | 1501 |  | 1836 | -335 | 82 | []
RO-BG_CO_00002 | N-1 Kozlodui-Tantareni 2 | [RO-BG] Tantareni-Kozlodui 1 [DIR] [RO] | RTINTB1 _XKO_TI11_1:line | 1294 |  | 1600 | -306 | 81 | []
RO-BG_CO_00001 | N-1 Tantareni-Kozlodui 1 | [RO-BG] Tantareni-Kozlodui 2 [OPP] [RO] | RTINTB1 _XKO_TI12_1:line | 1294 |  | 1600 | -306 | 81 | []
RO_CO_00001 | N-1 Portile de Fier-Resita | [RO-RS] Portile de Fier-Djerdap [OPP] [RO] | RPDFE41 _XPF_DJ11_1:line | 1485 |  | 1836 | -351 | 81 | []
RO_CO_00029 | N-1 Resita-Timisoara | [RO-RS] Portile de Fier-Djerdap [OPP] [RO] | RPDFE41 _XPF_DJ11_1:line | 1479 |  | 1836 | -357 | 81 | []
RO_BG_CO_00001 | N-1 400kV TINTARENI1-KOZLODUI | [BG-RO] 400kV KOZLODUI-TINTARENI2 [DIR] [BG] | VAECKO11_XKO_TI12_1:line | -1289 |  | 1601 | -312 | 80 | []
RO_BG_CO_00002 | N-1 400kV KOZLODUI-TINTARENI2 | [BG-RO] 400kV TINTARENI1-KOZLODUI [DIR] [BG] | VAECKO11_XKO_TI11_1:line | -1289 |  | 1601 | -312 | 80 | []
RO_CO_00016 | N-1 Tariverde - Constanta Nord | [RO-RO] Lacu Sarat - Gura Ialomitei [OPP] [RO] | RGIAL11 _RLACS41 _1:line | 1278 |  | 1600 | -322 | 80 | []
RO_CO_00035 | N-1 AT3 Portile de Fier | [RO-RO] AT1 Portile de Fier [DIR] [RO] | RPDFE41 _RPDF222 _1:trf | -982 |  | -1248 | -267 | 79 | []
RO_CO_00034 | N-1 AT2 Portile de Fier | [RO-RO] AT1 Portile de Fier [DIR] [RO] | RPDFE41 _RPDF222 _1:trf | -980 |  | -1248 | -269 | 78 | []
RO_CO_00028 | N-1 AT1 Portile de Fier | [RO-RO] AT3 Portile de Fier [OPP] [RO] | RPDFE41 _RPDF212 _3:trf | -977 |  | -1248 | -271 | 78 | []
RO_CO_00028 | N-1 AT1 Portile de Fier | [RO-RO] AT2 Portile de Fier [DIR] [RO] | RPDF241 _RPDF222 _2:trf | -971 |  | -1248 | -277 | 78 | []
RO_CO_00034 | N-1 AT2 Portile de Fier | [RO-RO] AT3 Portile de Fier [OPP] [RO] | RPDFE41 _RPDF212 _3:trf | -969 |  | -1248 | -279 | 78 | []
RO_CO_00017 | N-1 Constanta Nord- Cernavoda | [RO-RO] Lacu Sarat - Gura Ialomitei [OPP] [RO] | RGIAL11 _RLACS41 _1:line | 1239 |  | 1600 | -361 | 77 | []
RO_CO_00035 | N-1 AT3 Portile de Fier | [RO-RO] AT2 Portile de Fier [DIR] [RO] | RPDF241 _RPDF222 _2:trf | -965 |  | -1248 | -283 | 77 | []
RO_CO_00002 | N-1 Mintia-Arad | [RO-RS] Portile de Fier-Djerdap [OPP] [RO] | RPDFE41 _XPF_DJ11_1:line | 1414 |  | 1836 | -422 | 77 | []
RO_CO_00027 | N-1 AT3 Arad | [RO-RS] Portile de Fier-Djerdap [OPP] [RO] | RPDFE41 _XPF_DJ11_1:line | 1391 |  | 1836 | -445 | 76 | []
RO-UA_CO_00001 | N-1 Rosiori-Mukacevo | [RO-RS] Portile de Fier-Djerdap [OPP] [RO] | RPDFE41 _XPF_DJ11_1:line | 1390 |  | 1836 | -446 | 76 | []
RO-HU_CO_00002 | N-1 Nadab-Bekescsaba | [RO-RS] Portile de Fier-Djerdap [OPP] [RO] | RPDFE41 _XPF_DJ11_1:line | 1390 |  | 1836 | -446 | 76 | []
RO-HU_CO_00001 | N-1 Arad-Sandorfalva | [RO-RS] Portile de Fier-Djerdap [OPP] [RO] | RPDFE41 _XPF_DJ11_1:line | 1382 |  | 1836 | -454 | 75 | []
BC | Base Case | [RO-RS] Portile de Fier-Djerdap [OPP] [RO] | RPDFE41 _XPF_DJ11_1:line | 1374 |  | 1836 | -462 | 75 | []
RO-RS_CO_00001, RO_RS_CO_00001 | N-1 Portile de Fier-Djerdap, N-1 Portile de Fier-Djerdap | [RO-BG] Tantareni-Kozlodui 2 [OPP] [RO] | RTINTB1 _XKO_TI12_1:line | 1145 |  | 1600 | -455 | 72 | []
RO-RS_CO_00001, RO_RS_CO_00001 | N-1 Portile de Fier-Djerdap, N-1 Portile de Fier-Djerdap | [RO-BG] Tantareni-Kozlodui 1 [DIR] [RO] | RTINTB1 _XKO_TI11_1:line | 1145 |  | 1600 | -455 | 72 | []
RO-RS_CO_00001, RO_RS_CO_00001 | N-1 Portile de Fier-Djerdap, N-1 Portile de Fier-Djerdap | [BG-RO] 400kV KOZLODUI-TINTARENI2 [DIR] [BG] | VAECKO11_XKO_TI12_1:line | -1140 |  | 1601 | -461 | 71 | []
RO-RS_CO_00001, RO_RS_CO_00001 | N-1 Portile de Fier-Djerdap, N-1 Portile de Fier-Djerdap | [BG-RO] 400kV TINTARENI1-KOZLODUI [DIR] [BG] | VAECKO11_XKO_TI11_1:line | -1140 |  | 1601 | -461 | 71 | []

## 1730Preventive
Detailed results
Generated at: | 2024-01-09 19:09
Business day: | 10.01.2024
Timestamp: | 17:30
Border & direction: | South-Romania Export
Horizon: | DA
Remedial actions: | true
Evaluation type: | PREVENTIVE
TTC [MW]: | 2440
Fallback applied | false
Loading threshold | 0.7
Applied RAs
CO ID | RA ID | Name of the RA | Usage | Type | Location | Status
Limiting CNECs
CO ID | Name of the CO | Name of the CNE | CNE UCTE branch | Calculated I (A) | I max (PRE) | I max (CUR) | Margin (A) | Loading (%) | Applicable curative RAs
RO_CO_00012 | N-1 Isaccea - Tulcea Vest | [RO-RO] Lacu Sarat - Gura Ialomitei [OPP] [RO] | RGIAL11 _RLACS41 _1:line | 1597 | 1600 | 1600 | -3 | 100 | []
RO_CO_00013 | N-1 Lacu Sarat - Gura Ialomitei | [RO-RO] Isaccea - Tulcea Vest [DIR] [RO] | RTULC41 _RIS1A41 _1:line | 1532 | 1600 | 1600 | -68 | 96 | []
RO-RS_CO_00001, RO_RS_CO_00001 | N-1 Portile de Fier-Djerdap, N-1 Portile de Fier-Djerdap | [RO-BG] Tantareni-Kozlodui 2 [DIR] [RO] | RTINTB1 _XKO_TI12_1:line | 1508 | 1600 | 1600 | -92 | 94 | []
RO-RS_CO_00001, RO_RS_CO_00001 | N-1 Portile de Fier-Djerdap, N-1 Portile de Fier-Djerdap | [BG-RO] 400kV NPP Kozloduy - Tantareni ck. 2 [DIR] [BG] | VAECKO11_XKO_TI12_1:line | -1503 | 1601 | 1601 | -98 | 94 | []
RO_CO_00015 | N-1 Tulcea Vest - Tariverde | [RO-RO] Lacu Sarat - Gura Ialomitei [OPP] [RO] | RGIAL11 _RLACS41 _1:line | 1404 | 1600 | 1600 | -196 | 88 | []
RO-BG_CO_00002 | N-1 Kozlodui-Tantareni 2 | [RO-RS] Portile de Fier-Djerdap [OPP] [RO] | RPDFE41 _XPF_DJ11_1:line | 1606 | 1836 | 1836 | -230 | 87 | []
RO_CO_00016 | N-1 Tariverde - Constanta Nord | [RO-RO] Lacu Sarat - Gura Ialomitei [OPP] [RO] | RGIAL11 _RLACS41 _1:line | 1253 | 1600 | 1600 | -347 | 78 | []
RO_CO_00017 | N-1 Constanta Nord- Cernavoda | [RO-RO] Lacu Sarat - Gura Ialomitei [OPP] [RO] | RGIAL11 _RLACS41 _1:line | 1194 | 1600 | 1600 | -406 | 75 | []
RO_CO_00001 | N-1 Portile de Fier-Resita | [RO-RS] Portile de Fier-Djerdap [OPP] [RO] | RPDFE41 _XPF_DJ11_1:line | 1342 | 1836 | 1836 | -494 | 73 | []

## 1730Curative
Detailed results
Generated at: | 2024-01-09 19:09
Business day: | 10.01.2024
Timestamp: | 17:30
Border & direction: | South-Romania Export
Horizon: | DA
Remedial actions: | true
Evaluation type: | CURATIVE
TTC [MW]: | 2440
Fallback applied | false
Loading threshold | 0.7
Applied RAs
CO ID | RA ID | Name of the RA | Usage | Type | Location | Status
Limiting CNECs
CO ID | Name of the CO | Name of the CNE | CNE UCTE branch | Calculated I (A) | I max (PRE) | I max (CUR) | Margin (A) | Loading (%) | Applicable curative RAs
RO_CO_00012 | N-1 Isaccea - Tulcea Vest | [RO-RO] Lacu Sarat - Gura Ialomitei [OPP] [RO] | RGIAL11 _RLACS41 _1:line | 1597 |  | 1600 | -3 | 100 | []
RO_CO_00013 | N-1 Lacu Sarat - Gura Ialomitei | [RO-RO] Isaccea - Tulcea Vest [DIR] [RO] | RTULC41 _RIS1A41 _1:line | 1532 |  | 1600 | -68 | 96 | []
RO-RS_CO_00001, RO_RS_CO_00001 | N-1 Portile de Fier-Djerdap, N-1 Portile de Fier-Djerdap | [RO-BG] Tantareni-Kozlodui 2 [DIR] [RO] | RTINTB1 _XKO_TI12_1:line | 1508 |  | 1600 | -92 | 94 | []
RO-RS_CO_00001, RO_RS_CO_00001 | N-1 Portile de Fier-Djerdap, N-1 Portile de Fier-Djerdap | [BG-RO] 400kV NPP Kozloduy - Tantareni ck. 2 [DIR] [BG] | VAECKO11_XKO_TI12_1:line | -1503 |  | 1601 | -98 | 94 | []
RO_CO_00015 | N-1 Tulcea Vest - Tariverde | [RO-RO] Lacu Sarat - Gura Ialomitei [OPP] [RO] | RGIAL11 _RLACS41 _1:line | 1404 |  | 1600 | -196 | 88 | []
RO-BG_CO_00002 | N-1 Kozlodui-Tantareni 2 | [RO-RS] Portile de Fier-Djerdap [OPP] [RO] | RPDFE41 _XPF_DJ11_1:line | 1606 |  | 1836 | -230 | 87 | []
RO_CO_00016 | N-1 Tariverde - Constanta Nord | [RO-RO] Lacu Sarat - Gura Ialomitei [OPP] [RO] | RGIAL11 _RLACS41 _1:line | 1253 |  | 1600 | -347 | 78 | []
RO_CO_00017 | N-1 Constanta Nord- Cernavoda | [RO-RO] Lacu Sarat - Gura Ialomitei [OPP] [RO] | RGIAL11 _RLACS41 _1:line | 1194 |  | 1600 | -406 | 75 | []
RO_CO_00001 | N-1 Portile de Fier-Resita | [RO-RS] Portile de Fier-Djerdap [OPP] [RO] | RPDFE41 _XPF_DJ11_1:line | 1342 |  | 1836 | -494 | 73 | []

## 1830Preventive
Detailed results
Generated at: | 2024-01-09 19:09
Business day: | 10.01.2024
Timestamp: | 18:30
Border & direction: | South-Romania Export
Horizon: | DA
Remedial actions: | true
Evaluation type: | PREVENTIVE
TTC [MW]: | 2990
Fallback applied | false
Loading threshold | 0.7
Applied RAs
CO ID | RA ID | Name of the RA | Usage | Type | Location | Status
[n/a] | BG_RA_00001 | PRA 400 kV TINTARENI1-KOZLODUI | preventive | topological |  | helpful
[n/a] | RO_RA_00001 | PRA 400/220kV AT3 Arad | preventive | pst |  | helpful
[n/a] | RO_RA_00002 | PRA 400/220kV AT Urechesti | preventive | pst |  | helpful
[n/a] | RO_RA_00006 | PRA 110 kV Dobrogea | preventive | topological |  | helpful
[n/a] | RO_RA_00008 | PRA 400 kV Tantareni-Kozlodui 1 | preventive | topological |  | notApplied
[n/a] | RO_RA_00009 | PRA 400 kV Tantareni-Kozlodui 2 | preventive | topological |  | notApplied
Limiting CNECs
CO ID | Name of the CO | Name of the CNE | CNE UCTE branch | Calculated I (A) | I max (PRE) | I max (CUR) | Margin (A) | Loading (%) | Applicable curative RAs
RO_CO_00012 | N-1 Isaccea - Tulcea Vest | [RO-RO] Lacu Sarat - Gura Ialomitei [OPP] [RO] | RGIAL11 _RLACS41 _1:line | 1600 | 1600 | 1600 | 0 | 100 | []
RO_CO_00013 | N-1 Lacu Sarat - Gura Ialomitei | [RO-RO] Isaccea - Tulcea Vest [OPP] [RO] | RTULC41 _RIS1A41 _1:line | 1570 | 1600 | 1600 | -30 | 98 | []
RO_CO_00015 | N-1 Tulcea Vest - Tariverde | [RO-RO] Lacu Sarat - Gura Ialomitei [OPP] [RO] | RGIAL11 _RLACS41 _1:line | 1358 | 1600 | 1600 | -242 | 85 | []
RO-BG_CO_00002 | N-1 Kozlodui-Tantareni 2 | [RO-BG] Tantareni-Kozlodui 1 [DIR] [RO] | RTINTB1 _XKO_TI11_1:line | 1258 | 1600 | 1600 | -342 | 79 | []
RO-BG_CO_00001 | N-1 Tantareni-Kozlodui 1 | [RO-BG] Tantareni-Kozlodui 2 [DIR] [RO] | RTINTB1 _XKO_TI12_1:line | 1258 | 1600 | 1600 | -342 | 79 | []
RO_BG_CO_00001 | N-1 400kV TINTARENI1-KOZLODUI | [BG-RO] 400kV NPP Kozloduy - Tantareni ck. 2 [DIR] [BG] | VAECKO11_XKO_TI12_1:line | -1252 | 1601 | 1601 | -349 | 78 | []
RO_BG_CO_00002 | N-1 400kV KOZLODUI-TINTARENI2 | [BG-RO] 400kV NPP Kozloduy - Tantareni ck. 1 [DIR] [BG] | VAECKO11_XKO_TI11_1:line | -1252 | 1601 | 1601 | -349 | 78 | []
RO_CO_00016 | N-1 Tariverde - Constanta Nord | [RO-RO] Lacu Sarat - Gura Ialomitei [OPP] [RO] | RGIAL11 _RLACS41 _1:line | 1206 | 1600 | 1600 | -394 | 75 | []
RO_CO_00017 | N-1 Constanta Nord- Cernavoda | [RO-RO] Lacu Sarat - Gura Ialomitei [OPP] [RO] | RGIAL11 _RLACS41 _1:line | 1161 | 1600 | 1600 | -439 | 73 | []
RO_CO_00001 | N-1 Portile de Fier-Resita | [RO-RS] Portile de Fier-Djerdap [DIR] [RO] | RPDFE41 _XPF_DJ11_1:line | 1296 | 1836 | 1836 | -540 | 71 | []

## 1830Curative
Detailed results
Generated at: | 2024-01-09 19:09
Business day: | 10.01.2024
Timestamp: | 18:30
Border & direction: | South-Romania Export
Horizon: | DA
Remedial actions: | true
Evaluation type: | CURATIVE
TTC [MW]: | 2990
Fallback applied | false
Loading threshold | 0.7
Applied RAs
CO ID | RA ID | Name of the RA | Usage | Type | Location | Status
[n/a] | BG_RA_00001 | PRA 400 kV TINTARENI1-KOZLODUI | preventive | topological |  | helpful
[n/a] | RO_RA_00001 | PRA 400/220kV AT3 Arad | preventive | pst |  | helpful
[n/a] | RO_RA_00002 | PRA 400/220kV AT Urechesti | preventive | pst |  | helpful
[n/a] | RO_RA_00006 | PRA 110 kV Dobrogea | preventive | topological |  | helpful
[n/a] | RO_RA_00008 | PRA 400 kV Tantareni-Kozlodui 1 | preventive | topological |  | notApplied
[n/a] | RO_RA_00009 | PRA 400 kV Tantareni-Kozlodui 2 | preventive | topological |  | notApplied
Limiting CNECs
CO ID | Name of the CO | Name of the CNE | CNE UCTE branch | Calculated I (A) | I max (PRE) | I max (CUR) | Margin (A) | Loading (%) | Applicable curative RAs
RO_CO_00012 | N-1 Isaccea - Tulcea Vest | [RO-RO] Lacu Sarat - Gura Ialomitei [OPP] [RO] | RGIAL11 _RLACS41 _1:line | 1600 |  | 1600 | 0 | 100 | []
RO_CO_00013 | N-1 Lacu Sarat - Gura Ialomitei | [RO-RO] Isaccea - Tulcea Vest [OPP] [RO] | RTULC41 _RIS1A41 _1:line | 1570 |  | 1600 | -30 | 98 | []
RO_CO_00015 | N-1 Tulcea Vest - Tariverde | [RO-RO] Lacu Sarat - Gura Ialomitei [OPP] [RO] | RGIAL11 _RLACS41 _1:line | 1358 |  | 1600 | -242 | 85 | []
RO-BG_CO_00002 | N-1 Kozlodui-Tantareni 2 | [RO-BG] Tantareni-Kozlodui 1 [DIR] [RO] | RTINTB1 _XKO_TI11_1:line | 1258 |  | 1600 | -342 | 79 | []
RO-BG_CO_00001 | N-1 Tantareni-Kozlodui 1 | [RO-BG] Tantareni-Kozlodui 2 [DIR] [RO] | RTINTB1 _XKO_TI12_1:line | 1258 |  | 1600 | -342 | 79 | []
RO_BG_CO_00001 | N-1 400kV TINTARENI1-KOZLODUI | [BG-RO] 400kV NPP Kozloduy - Tantareni ck. 2 [DIR] [BG] | VAECKO11_XKO_TI12_1:line | -1252 |  | 1601 | -349 | 78 | []
RO_BG_CO_00002 | N-1 400kV KOZLODUI-TINTARENI2 | [BG-RO] 400kV NPP Kozloduy - Tantareni ck. 1 [DIR] [BG] | VAECKO11_XKO_TI11_1:line | -1252 |  | 1601 | -349 | 78 | []
RO_CO_00016 | N-1 Tariverde - Constanta Nord | [RO-RO] Lacu Sarat - Gura Ialomitei [OPP] [RO] | RGIAL11 _RLACS41 _1:line | 1206 |  | 1600 | -394 | 75 | []
RO_CO_00017 | N-1 Constanta Nord- Cernavoda | [RO-RO] Lacu Sarat - Gura Ialomitei [OPP] [RO] | RGIAL11 _RLACS41 _1:line | 1161 |  | 1600 | -439 | 73 | []
RO_CO_00001 | N-1 Portile de Fier-Resita | [RO-RS] Portile de Fier-Djerdap [DIR] [RO] | RPDFE41 _XPF_DJ11_1:line | 1296 |  | 1836 | -540 | 71 | []

## 1930Preventive
Detailed results
Generated at: | 2024-01-09 19:09
Business day: | 10.01.2024
Timestamp: | 19:30
Border & direction: | South-Romania Export
Horizon: | DA
Remedial actions: | true
Evaluation type: | PREVENTIVE
TTC [MW]: | 2875
Fallback applied | false
Loading threshold | 0.7
Applied RAs
CO ID | RA ID | Name of the RA | Usage | Type | Location | Status
[n/a] | BG_RA_00001 | PRA 400 kV TINTARENI1-KOZLODUI | preventive | topological |  | helpful
[n/a] | RO_RA_00001 | PRA 400/220kV AT3 Arad | preventive | pst |  | helpful
[n/a] | RO_RA_00002 | PRA 400/220kV AT Urechesti | preventive | pst |  | helpful
[n/a] | RO_RA_00006 | PRA 110 kV Dobrogea | preventive | topological |  | helpful
[n/a] | RO_RA_00008 | PRA 400 kV Tantareni-Kozlodui 1 | preventive | topological |  | notApplied
[n/a] | RO_RA_00009 | PRA 400 kV Tantareni-Kozlodui 2 | preventive | topological |  | notApplied
Limiting CNECs
CO ID | Name of the CO | Name of the CNE | CNE UCTE branch | Calculated I (A) | I max (PRE) | I max (CUR) | Margin (A) | Loading (%) | Applicable curative RAs
RO_CO_00012 | N-1 Isaccea - Tulcea Vest | [RO-RO] Lacu Sarat - Gura Ialomitei [OPP] [RO] | RGIAL11 _RLACS41 _1:line | 1599 | 1600 | 1600 | -1 | 100 | []
RO_CO_00013 | N-1 Lacu Sarat - Gura Ialomitei | [RO-RO] Isaccea - Tulcea Vest [OPP] [RO] | RTULC41 _RIS1A41 _1:line | 1565 | 1600 | 1600 | -35 | 98 | []
RO_CO_00015 | N-1 Tulcea Vest - Tariverde | [RO-RO] Lacu Sarat - Gura Ialomitei [OPP] [RO] | RGIAL11 _RLACS41 _1:line | 1360 | 1600 | 1600 | -240 | 85 | []
RO-BG_CO_00002 | N-1 Kozlodui-Tantareni 2 | [RO-BG] Tantareni-Kozlodui 1 [DIR] [RO] | RTINTB1 _XKO_TI11_1:line | 1257 | 1600 | 1600 | -343 | 79 | []
RO-BG_CO_00001 | N-1 Tantareni-Kozlodui 1 | [RO-BG] Tantareni-Kozlodui 2 [OPP] [RO] | RTINTB1 _XKO_TI12_1:line | 1257 | 1600 | 1600 | -343 | 79 | []
RO_BG_CO_00002 | N-1 400kV KOZLODUI-TINTARENI2 | [BG-RO] 400kV NPP Kozloduy - Tantareni ck. 1 [DIR] [BG] | VAECKO11_XKO_TI11_1:line | -1252 | 1601 | 1601 | -349 | 78 | []
RO_BG_CO_00001 | N-1 400kV TINTARENI1-KOZLODUI | [BG-RO] 400kV NPP Kozloduy - Tantareni ck. 2 [DIR] [BG] | VAECKO11_XKO_TI12_1:line | -1252 | 1601 | 1601 | -349 | 78 | []
RO_CO_00016 | N-1 Tariverde - Constanta Nord | [RO-RO] Lacu Sarat - Gura Ialomitei [OPP] [RO] | RGIAL11 _RLACS41 _1:line | 1210 | 1600 | 1600 | -390 | 76 | []
RO_CO_00017 | N-1 Constanta Nord- Cernavoda | [RO-RO] Lacu Sarat - Gura Ialomitei [OPP] [RO] | RGIAL11 _RLACS41 _1:line | 1165 | 1600 | 1600 | -435 | 73 | []

## 1930Curative
Detailed results
Generated at: | 2024-01-09 19:09
Business day: | 10.01.2024
Timestamp: | 19:30
Border & direction: | South-Romania Export
Horizon: | DA
Remedial actions: | true
Evaluation type: | CURATIVE
TTC [MW]: | 2875
Fallback applied | false
Loading threshold | 0.7
Applied RAs
CO ID | RA ID | Name of the RA | Usage | Type | Location | Status
[n/a] | BG_RA_00001 | PRA 400 kV TINTARENI1-KOZLODUI | preventive | topological |  | helpful
[n/a] | RO_RA_00001 | PRA 400/220kV AT3 Arad | preventive | pst |  | helpful
[n/a] | RO_RA_00002 | PRA 400/220kV AT Urechesti | preventive | pst |  | helpful
[n/a] | RO_RA_00006 | PRA 110 kV Dobrogea | preventive | topological |  | helpful
[n/a] | RO_RA_00008 | PRA 400 kV Tantareni-Kozlodui 1 | preventive | topological |  | notApplied
[n/a] | RO_RA_00009 | PRA 400 kV Tantareni-Kozlodui 2 | preventive | topological |  | notApplied
Limiting CNECs
CO ID | Name of the CO | Name of the CNE | CNE UCTE branch | Calculated I (A) | I max (PRE) | I max (CUR) | Margin (A) | Loading (%) | Applicable curative RAs
RO_CO_00012 | N-1 Isaccea - Tulcea Vest | [RO-RO] Lacu Sarat - Gura Ialomitei [OPP] [RO] | RGIAL11 _RLACS41 _1:line | 1599 |  | 1600 | -1 | 100 | []
RO_CO_00013 | N-1 Lacu Sarat - Gura Ialomitei | [RO-RO] Isaccea - Tulcea Vest [OPP] [RO] | RTULC41 _RIS1A41 _1:line | 1565 |  | 1600 | -35 | 98 | []
RO_CO_00015 | N-1 Tulcea Vest - Tariverde | [RO-RO] Lacu Sarat - Gura Ialomitei [OPP] [RO] | RGIAL11 _RLACS41 _1:line | 1360 |  | 1600 | -240 | 85 | []
RO-BG_CO_00002 | N-1 Kozlodui-Tantareni 2 | [RO-BG] Tantareni-Kozlodui 1 [DIR] [RO] | RTINTB1 _XKO_TI11_1:line | 1257 |  | 1600 | -343 | 79 | []
RO-BG_CO_00001 | N-1 Tantareni-Kozlodui 1 | [RO-BG] Tantareni-Kozlodui 2 [OPP] [RO] | RTINTB1 _XKO_TI12_1:line | 1257 |  | 1600 | -343 | 79 | []
RO_BG_CO_00002 | N-1 400kV KOZLODUI-TINTARENI2 | [BG-RO] 400kV NPP Kozloduy - Tantareni ck. 1 [DIR] [BG] | VAECKO11_XKO_TI11_1:line | -1252 |  | 1601 | -349 | 78 | []
RO_BG_CO_00001 | N-1 400kV TINTARENI1-KOZLODUI | [BG-RO] 400kV NPP Kozloduy - Tantareni ck. 2 [DIR] [BG] | VAECKO11_XKO_TI12_1:line | -1252 |  | 1601 | -349 | 78 | []
RO_CO_00016 | N-1 Tariverde - Constanta Nord | [RO-RO] Lacu Sarat - Gura Ialomitei [OPP] [RO] | RGIAL11 _RLACS41 _1:line | 1210 |  | 1600 | -390 | 76 | []
RO_CO_00017 | N-1 Constanta Nord- Cernavoda | [RO-RO] Lacu Sarat - Gura Ialomitei [OPP] [RO] | RGIAL11 _RLACS41 _1:line | 1165 |  | 1600 | -435 | 73 | []

## 2030Preventive
Detailed results
Generated at: | 2024-01-09 19:09
Business day: | 10.01.2024
Timestamp: | 20:30
Border & direction: | South-Romania Export
Horizon: | DA
Remedial actions: | true
Evaluation type: | PREVENTIVE
TTC [MW]: | 2802
Fallback applied | false
Loading threshold | 0.7
Applied RAs
CO ID | RA ID | Name of the RA | Usage | Type | Location | Status
[n/a] | BG_RA_00001 | PRA 400 kV TINTARENI1-KOZLODUI | preventive | topological |  | helpful
[n/a] | RO_RA_00008 | PRA 400 kV Tantareni-Kozlodui 1 | preventive | topological |  | notApplied
Limiting CNECs
CO ID | Name of the CO | Name of the CNE | CNE UCTE branch | Calculated I (A) | I max (PRE) | I max (CUR) | Margin (A) | Loading (%) | Applicable curative RAs
RO_CO_00012 | N-1 Isaccea - Tulcea Vest | [RO-RO] Lacu Sarat - Gura Ialomitei [DIR] [RO] | RGIAL11 _RLACS41 _1:line | 1598 | 1600 | 1600 | -2 | 100 | []
RO_CO_00013 | N-1 Lacu Sarat - Gura Ialomitei | [RO-RO] Isaccea - Tulcea Vest [DIR] [RO] | RTULC41 _RIS1A41 _1:line | 1548 | 1600 | 1600 | -52 | 97 | []
RO_CO_00015 | N-1 Tulcea Vest - Tariverde | [RO-RO] Lacu Sarat - Gura Ialomitei [DIR] [RO] | RGIAL11 _RLACS41 _1:line | 1399 | 1600 | 1600 | -201 | 87 | []
RO-BG_CO_00001 | N-1 Tantareni-Kozlodui 1 | [RO-BG] Tantareni-Kozlodui 2 [OPP] [RO] | RTINTB1 _XKO_TI12_1:line | 1337 | 1600 | 1600 | -263 | 84 | []
RO-BG_CO_00002 | N-1 Kozlodui-Tantareni 2 | [RO-BG] Tantareni-Kozlodui 1 [DIR] [RO] | RTINTB1 _XKO_TI11_1:line | 1337 | 1600 | 1600 | -263 | 84 | []
RO_BG_CO_00002 | N-1 400kV KOZLODUI-TINTARENI2 | [BG-RO] 400kV NPP Kozloduy - Tantareni ck. 1 [DIR] [BG] | VAECKO11_XKO_TI11_1:line | -1332 | 1601 | 1601 | -269 | 83 | []
RO_BG_CO_00001 | N-1 400kV TINTARENI1-KOZLODUI | [BG-RO] 400kV KOZLODUI-TINTARENI2 [DIR] [BG] | VAECKO11_XKO_TI12_1:line | -1332 | 1601 | 1601 | -269 | 83 | []
RO_CO_00016 | N-1 Tariverde - Constanta Nord | [RO-RO] Lacu Sarat - Gura Ialomitei [DIR] [RO] | RGIAL11 _RLACS41 _1:line | 1244 | 1600 | 1600 | -356 | 78 | []
RO_CO_00017 | N-1 Constanta Nord- Cernavoda | [RO-RO] Lacu Sarat - Gura Ialomitei [DIR] [RO] | RGIAL11 _RLACS41 _1:line | 1180 | 1600 | 1600 | -420 | 74 | []

## 2030Curative
Detailed results
Generated at: | 2024-01-09 19:09
Business day: | 10.01.2024
Timestamp: | 20:30
Border & direction: | South-Romania Export
Horizon: | DA
Remedial actions: | true
Evaluation type: | CURATIVE
TTC [MW]: | 2802
Fallback applied | false
Loading threshold | 0.7
Applied RAs
CO ID | RA ID | Name of the RA | Usage | Type | Location | Status
[n/a] | BG_RA_00001 | PRA 400 kV TINTARENI1-KOZLODUI | preventive | topological |  | helpful
[n/a] | RO_RA_00008 | PRA 400 kV Tantareni-Kozlodui 1 | preventive | topological |  | notApplied
Limiting CNECs
CO ID | Name of the CO | Name of the CNE | CNE UCTE branch | Calculated I (A) | I max (PRE) | I max (CUR) | Margin (A) | Loading (%) | Applicable curative RAs
RO_CO_00012 | N-1 Isaccea - Tulcea Vest | [RO-RO] Lacu Sarat - Gura Ialomitei [DIR] [RO] | RGIAL11 _RLACS41 _1:line | 1598 |  | 1600 | -2 | 100 | []
RO_CO_00013 | N-1 Lacu Sarat - Gura Ialomitei | [RO-RO] Isaccea - Tulcea Vest [DIR] [RO] | RTULC41 _RIS1A41 _1:line | 1548 |  | 1600 | -52 | 97 | []
RO_CO_00015 | N-1 Tulcea Vest - Tariverde | [RO-RO] Lacu Sarat - Gura Ialomitei [DIR] [RO] | RGIAL11 _RLACS41 _1:line | 1399 |  | 1600 | -201 | 87 | []
RO-BG_CO_00001 | N-1 Tantareni-Kozlodui 1 | [RO-BG] Tantareni-Kozlodui 2 [OPP] [RO] | RTINTB1 _XKO_TI12_1:line | 1337 |  | 1600 | -263 | 84 | []
RO-BG_CO_00002 | N-1 Kozlodui-Tantareni 2 | [RO-BG] Tantareni-Kozlodui 1 [DIR] [RO] | RTINTB1 _XKO_TI11_1:line | 1337 |  | 1600 | -263 | 84 | []
RO_BG_CO_00002 | N-1 400kV KOZLODUI-TINTARENI2 | [BG-RO] 400kV NPP Kozloduy - Tantareni ck. 1 [DIR] [BG] | VAECKO11_XKO_TI11_1:line | -1332 |  | 1601 | -269 | 83 | []
RO_BG_CO_00001 | N-1 400kV TINTARENI1-KOZLODUI | [BG-RO] 400kV KOZLODUI-TINTARENI2 [DIR] [BG] | VAECKO11_XKO_TI12_1:line | -1332 |  | 1601 | -269 | 83 | []
RO_CO_00016 | N-1 Tariverde - Constanta Nord | [RO-RO] Lacu Sarat - Gura Ialomitei [DIR] [RO] | RGIAL11 _RLACS41 _1:line | 1244 |  | 1600 | -356 | 78 | []
RO_CO_00017 | N-1 Constanta Nord- Cernavoda | [RO-RO] Lacu Sarat - Gura Ialomitei [DIR] [RO] | RGIAL11 _RLACS41 _1:line | 1180 |  | 1600 | -420 | 74 | []

## 2130Preventive
Detailed results
Generated at: | 2024-01-09 19:09
Business day: | 10.01.2024
Timestamp: | 21:30
Border & direction: | South-Romania Export
Horizon: | DA
Remedial actions: | true
Evaluation type: | PREVENTIVE
TTC [MW]: | 3276
Fallback applied | false
Loading threshold | 0.7
Applied RAs
CO ID | RA ID | Name of the RA | Usage | Type | Location | Status
[n/a] | BG_RA_00001 | PRA 400 kV TINTARENI1-KOZLODUI | preventive | topological |  | helpful
[n/a] | RO_RA_00001 | PRA 400/220kV AT3 Arad | preventive | pst |  | helpful
[n/a] | RO_RA_00002 | PRA 400/220kV AT Urechesti | preventive | pst |  | helpful
[n/a] | RO_RA_00006 | PRA 110 kV Dobrogea | preventive | topological |  | helpful
[n/a] | RO_RA_00008 | PRA 400 kV Tantareni-Kozlodui 1 | preventive | topological |  | notApplied
[n/a] | RO_RA_00009 | PRA 400 kV Tantareni-Kozlodui 2 | preventive | topological |  | notApplied
Limiting CNECs
CO ID | Name of the CO | Name of the CNE | CNE UCTE branch | Calculated I (A) | I max (PRE) | I max (CUR) | Margin (A) | Loading (%) | Applicable curative RAs
RO_CO_00012 | N-1 Isaccea - Tulcea Vest | [RO-RO] Lacu Sarat - Gura Ialomitei [DIR] [RO] | RGIAL11 _RLACS41 _1:line | 1598 | 1600 | 1600 | -2 | 100 | []
RO_CO_00013 | N-1 Lacu Sarat - Gura Ialomitei | [RO-RO] Isaccea - Tulcea Vest [DIR] [RO] | RTULC41 _RIS1A41 _1:line | 1553 | 1600 | 1600 | -47 | 97 | []
RO-BG_CO_00001 | N-1 Tantareni-Kozlodui 1 | [RO-BG] Tantareni-Kozlodui 2 [DIR] [RO] | RTINTB1 _XKO_TI12_1:line | 1492 | 1600 | 1600 | -108 | 93 | []
RO-BG_CO_00002 | N-1 Kozlodui-Tantareni 2 | [RO-BG] Tantareni-Kozlodui 1 [OPP] [RO] | RTINTB1 _XKO_TI11_1:line | 1492 | 1600 | 1600 | -108 | 93 | []
RO_BG_CO_00002 | N-1 400kV KOZLODUI-TINTARENI2 | [BG-RO] 400kV NPP Kozloduy - Tantareni ck. 1 [DIR] [BG] | VAECKO11_XKO_TI11_1:line | -1487 | 1601 | 1601 | -114 | 93 | []
RO_BG_CO_00001 | N-1 400kV TINTARENI1-KOZLODUI | [BG-RO] 400kV NPP Kozloduy - Tantareni ck. 2 [DIR] [BG] | VAECKO11_XKO_TI12_1:line | -1487 | 1601 | 1601 | -114 | 93 | []
RO_CO_00015 | N-1 Tulcea Vest - Tariverde | [RO-RO] Lacu Sarat - Gura Ialomitei [DIR] [RO] | RGIAL11 _RLACS41 _1:line | 1371 | 1600 | 1600 | -229 | 86 | []
RO_CO_00016 | N-1 Tariverde - Constanta Nord | [RO-RO] Lacu Sarat - Gura Ialomitei [DIR] [RO] | RGIAL11 _RLACS41 _1:line | 1243 | 1600 | 1600 | -357 | 78 | []
RO_CO_00001 | N-1 Portile de Fier-Resita | [RO-RS] Portile de Fier-Djerdap [DIR] [RO] | RPDFE41 _XPF_DJ11_1:line | -1395 | -1836 | -1836 | -441 | 76 | []
RO-RS_CO_00001, RO_RS_CO_00001 | N-1 Portile de Fier-Djerdap, N-1 Portile de Fier-Djerdap | [RO-BG] Tantareni-Kozlodui 1 [OPP] [RO] | RTINTB1 _XKO_TI11_1:line | 1206 | 1600 | 1600 | -394 | 75 | []
RO-RS_CO_00001, RO_RS_CO_00001 | N-1 Portile de Fier-Djerdap, N-1 Portile de Fier-Djerdap | [RO-BG] Tantareni-Kozlodui 2 [DIR] [RO] | RTINTB1 _XKO_TI12_1:line | 1206 | 1600 | 1600 | -394 | 75 | []
RO-RS_CO_00001, RO_RS_CO_00001 | N-1 Portile de Fier-Djerdap, N-1 Portile de Fier-Djerdap | [BG-RO] 400kV NPP Kozloduy - Tantareni ck. 2 [DIR] [BG] | VAECKO11_XKO_TI12_1:line | -1201 | 1601 | 1601 | -400 | 75 | []
RO-RS_CO_00001, RO_RS_CO_00001 | N-1 Portile de Fier-Djerdap, N-1 Portile de Fier-Djerdap | [BG-RO] 400kV NPP Kozloduy - Tantareni ck. 1 [DIR] [BG] | VAECKO11_XKO_TI11_1:line | -1201 | 1601 | 1601 | -400 | 75 | []
RO_CO_00017 | N-1 Constanta Nord- Cernavoda | [RO-RO] Lacu Sarat - Gura Ialomitei [DIR] [RO] | RGIAL11 _RLACS41 _1:line | 1196 | 1600 | 1600 | -404 | 75 | []
RO-BG_CO_00001 | N-1 Tantareni-Kozlodui 1 | [RO-RS] Portile de Fier-Djerdap [DIR] [RO] | RPDFE41 _XPF_DJ11_1:line | -1338 | -1836 | -1836 | -498 | 73 | []
RO-BG_CO_00002 | N-1 Kozlodui-Tantareni 2 | [RO-RS] Portile de Fier-Djerdap [DIR] [RO] | RPDFE41 _XPF_DJ11_1:line | -1338 | -1836 | -1836 | -498 | 73 | []
RO_CO_00029 | N-1 Resita-Timisoara | [RO-RS] Portile de Fier-Djerdap [DIR] [RO] | RPDFE41 _XPF_DJ11_1:line | -1307 | -1836 | -1836 | -529 | 71 | []

## 2130Curative
Detailed results
Generated at: | 2024-01-09 19:09
Business day: | 10.01.2024
Timestamp: | 21:30
Border & direction: | South-Romania Export
Horizon: | DA
Remedial actions: | true
Evaluation type: | CURATIVE
TTC [MW]: | 3276
Fallback applied | false
Loading threshold | 0.7
Applied RAs
CO ID | RA ID | Name of the RA | Usage | Type | Location | Status
[n/a] | BG_RA_00001 | PRA 400 kV TINTARENI1-KOZLODUI | preventive | topological |  | helpful
[n/a] | RO_RA_00001 | PRA 400/220kV AT3 Arad | preventive | pst |  | helpful
[n/a] | RO_RA_00002 | PRA 400/220kV AT Urechesti | preventive | pst |  | helpful
[n/a] | RO_RA_00006 | PRA 110 kV Dobrogea | preventive | topological |  | helpful
[n/a] | RO_RA_00008 | PRA 400 kV Tantareni-Kozlodui 1 | preventive | topological |  | notApplied
[n/a] | RO_RA_00009 | PRA 400 kV Tantareni-Kozlodui 2 | preventive | topological |  | notApplied
Limiting CNECs
CO ID | Name of the CO | Name of the CNE | CNE UCTE branch | Calculated I (A) | I max (PRE) | I max (CUR) | Margin (A) | Loading (%) | Applicable curative RAs
RO_CO_00012 | N-1 Isaccea - Tulcea Vest | [RO-RO] Lacu Sarat - Gura Ialomitei [DIR] [RO] | RGIAL11 _RLACS41 _1:line | 1598 |  | 1600 | -2 | 100 | []
RO_CO_00013 | N-1 Lacu Sarat - Gura Ialomitei | [RO-RO] Isaccea - Tulcea Vest [DIR] [RO] | RTULC41 _RIS1A41 _1:line | 1553 |  | 1600 | -47 | 97 | []
RO-BG_CO_00001 | N-1 Tantareni-Kozlodui 1 | [RO-BG] Tantareni-Kozlodui 2 [DIR] [RO] | RTINTB1 _XKO_TI12_1:line | 1492 |  | 1600 | -108 | 93 | []
RO-BG_CO_00002 | N-1 Kozlodui-Tantareni 2 | [RO-BG] Tantareni-Kozlodui 1 [OPP] [RO] | RTINTB1 _XKO_TI11_1:line | 1492 |  | 1600 | -108 | 93 | []
RO_BG_CO_00002 | N-1 400kV KOZLODUI-TINTARENI2 | [BG-RO] 400kV NPP Kozloduy - Tantareni ck. 1 [DIR] [BG] | VAECKO11_XKO_TI11_1:line | -1487 |  | 1601 | -114 | 93 | []
RO_BG_CO_00001 | N-1 400kV TINTARENI1-KOZLODUI | [BG-RO] 400kV NPP Kozloduy - Tantareni ck. 2 [DIR] [BG] | VAECKO11_XKO_TI12_1:line | -1487 |  | 1601 | -114 | 93 | []
RO_CO_00015 | N-1 Tulcea Vest - Tariverde | [RO-RO] Lacu Sarat - Gura Ialomitei [DIR] [RO] | RGIAL11 _RLACS41 _1:line | 1371 |  | 1600 | -229 | 86 | []
RO_CO_00016 | N-1 Tariverde - Constanta Nord | [RO-RO] Lacu Sarat - Gura Ialomitei [DIR] [RO] | RGIAL11 _RLACS41 _1:line | 1243 |  | 1600 | -357 | 78 | []
RO_CO_00001 | N-1 Portile de Fier-Resita | [RO-RS] Portile de Fier-Djerdap [DIR] [RO] | RPDFE41 _XPF_DJ11_1:line | -1395 |  | -1836 | -441 | 76 | []
RO-RS_CO_00001, RO_RS_CO_00001 | N-1 Portile de Fier-Djerdap, N-1 Portile de Fier-Djerdap | [RO-BG] Tantareni-Kozlodui 1 [OPP] [RO] | RTINTB1 _XKO_TI11_1:line | 1206 |  | 1600 | -394 | 75 | []
RO-RS_CO_00001, RO_RS_CO_00001 | N-1 Portile de Fier-Djerdap, N-1 Portile de Fier-Djerdap | [RO-BG] Tantareni-Kozlodui 2 [DIR] [RO] | RTINTB1 _XKO_TI12_1:line | 1206 |  | 1600 | -394 | 75 | []
RO-RS_CO_00001, RO_RS_CO_00001 | N-1 Portile de Fier-Djerdap, N-1 Portile de Fier-Djerdap | [BG-RO] 400kV NPP Kozloduy - Tantareni ck. 2 [DIR] [BG] | VAECKO11_XKO_TI12_1:line | -1201 |  | 1601 | -400 | 75 | []
RO-RS_CO_00001, RO_RS_CO_00001 | N-1 Portile de Fier-Djerdap, N-1 Portile de Fier-Djerdap | [BG-RO] 400kV NPP Kozloduy - Tantareni ck. 1 [DIR] [BG] | VAECKO11_XKO_TI11_1:line | -1201 |  | 1601 | -400 | 75 | []
RO_CO_00017 | N-1 Constanta Nord- Cernavoda | [RO-RO] Lacu Sarat - Gura Ialomitei [DIR] [RO] | RGIAL11 _RLACS41 _1:line | 1196 |  | 1600 | -404 | 75 | []
RO-BG_CO_00001 | N-1 Tantareni-Kozlodui 1 | [RO-RS] Portile de Fier-Djerdap [DIR] [RO] | RPDFE41 _XPF_DJ11_1:line | -1338 |  | -1836 | -498 | 73 | []
RO-BG_CO_00002 | N-1 Kozlodui-Tantareni 2 | [RO-RS] Portile de Fier-Djerdap [DIR] [RO] | RPDFE41 _XPF_DJ11_1:line | -1338 |  | -1836 | -498 | 73 | []
RO_CO_00029 | N-1 Resita-Timisoara | [RO-RS] Portile de Fier-Djerdap [DIR] [RO] | RPDFE41 _XPF_DJ11_1:line | -1307 |  | -1836 | -529 | 71 | []

## 2230Preventive
Detailed results
Generated at: | 2024-01-09 19:09
Business day: | 10.01.2024
Timestamp: | 22:30
Border & direction: | South-Romania Export
Horizon: | DA
Remedial actions: | true
Evaluation type: | PREVENTIVE
TTC [MW]: | 3239
Fallback applied | false
Loading threshold | 0.7
Applied RAs
CO ID | RA ID | Name of the RA | Usage | Type | Location | Status
[n/a] | BG_RA_00001 | PRA 400 kV TINTARENI1-KOZLODUI | preventive | topological |  | helpful
[n/a] | RO_RA_00001 | PRA 400/220kV AT3 Arad | preventive | pst |  | helpful
[n/a] | RO_RA_00002 | PRA 400/220kV AT Urechesti | preventive | pst |  | helpful
[n/a] | RO_RA_00008 | PRA 400 kV Tantareni-Kozlodui 1 | preventive | topological |  | notApplied
[n/a] | RO_RA_00009 | PRA 400 kV Tantareni-Kozlodui 2 | preventive | topological |  | notApplied
Limiting CNECs
CO ID | Name of the CO | Name of the CNE | CNE UCTE branch | Calculated I (A) | I max (PRE) | I max (CUR) | Margin (A) | Loading (%) | Applicable curative RAs
RO-BG_CO_00002 | N-1 Kozlodui-Tantareni 2 | [RO-BG] Tantareni-Kozlodui 1 [DIR] [RO] | RTINTB1 _XKO_TI11_1:line | 1595 | 1600 | 1600 | -5 | 100 | []
RO-BG_CO_00001 | N-1 Tantareni-Kozlodui 1 | [RO-BG] Tantareni-Kozlodui 2 [DIR] [RO] | RTINTB1 _XKO_TI12_1:line | 1595 | 1600 | 1600 | -5 | 100 | []
RO_BG_CO_00002 | N-1 400kV KOZLODUI-TINTARENI2 | [BG-RO] 400kV TINTARENI1-KOZLODUI [DIR] [BG] | VAECKO11_XKO_TI11_1:line | -1590 | 1601 | 1601 | -11 | 99 | []
RO_BG_CO_00001 | N-1 400kV TINTARENI1-KOZLODUI | [BG-RO] 400kV NPP Kozloduy - Tantareni ck. 2 [DIR] [BG] | VAECKO11_XKO_TI12_1:line | -1590 | 1601 | 1601 | -11 | 99 | []
RO_CO_00012 | N-1 Isaccea - Tulcea Vest | [RO-RO] Lacu Sarat - Gura Ialomitei [OPP] [RO] | RGIAL11 _RLACS41 _1:line | 1501 | 1600 | 1600 | -99 | 94 | []
RO_CO_00013 | N-1 Lacu Sarat - Gura Ialomitei | [RO-RO] Isaccea - Tulcea Vest [OPP] [RO] | RTULC41 _RIS1A41 _1:line | 1434 | 1600 | 1600 | -166 | 90 | []
RO_CO_00015 | N-1 Tulcea Vest - Tariverde | [RO-RO] Lacu Sarat - Gura Ialomitei [OPP] [RO] | RGIAL11 _RLACS41 _1:line | 1333 | 1600 | 1600 | -267 | 83 | []
RO-RS_CO_00001, RO_RS_CO_00001 | N-1 Portile de Fier-Djerdap, N-1 Portile de Fier-Djerdap | [RO-BG] Tantareni-Kozlodui 1 [DIR] [RO] | RTINTB1 _XKO_TI11_1:line | 1220 | 1600 | 1600 | -380 | 76 | []
RO-RS_CO_00001, RO_RS_CO_00001 | N-1 Portile de Fier-Djerdap, N-1 Portile de Fier-Djerdap | [RO-BG] Tantareni-Kozlodui 2 [DIR] [RO] | RTINTB1 _XKO_TI12_1:line | 1220 | 1600 | 1600 | -380 | 76 | []
RO-RS_CO_00001, RO_RS_CO_00001 | N-1 Portile de Fier-Djerdap, N-1 Portile de Fier-Djerdap | [BG-RO] 400kV TINTARENI1-KOZLODUI [DIR] [BG] | VAECKO11_XKO_TI11_1:line | -1215 | 1601 | 1601 | -386 | 76 | []
RO-RS_CO_00001, RO_RS_CO_00001 | N-1 Portile de Fier-Djerdap, N-1 Portile de Fier-Djerdap | [BG-RO] 400kV NPP Kozloduy - Tantareni ck. 2 [DIR] [BG] | VAECKO11_XKO_TI12_1:line | -1215 | 1601 | 1601 | -386 | 76 | []
RO_CO_00016 | N-1 Tariverde - Constanta Nord | [RO-RO] Lacu Sarat - Gura Ialomitei [OPP] [RO] | RGIAL11 _RLACS41 _1:line | 1207 | 1600 | 1600 | -393 | 75 | []
RO_CO_00017 | N-1 Constanta Nord- Cernavoda | [RO-RO] Lacu Sarat - Gura Ialomitei [OPP] [RO] | RGIAL11 _RLACS41 _1:line | 1150 | 1600 | 1600 | -450 | 72 | []

## 2230Curative
Detailed results
Generated at: | 2024-01-09 19:09
Business day: | 10.01.2024
Timestamp: | 22:30
Border & direction: | South-Romania Export
Horizon: | DA
Remedial actions: | true
Evaluation type: | CURATIVE
TTC [MW]: | 3239
Fallback applied | false
Loading threshold | 0.7
Applied RAs
CO ID | RA ID | Name of the RA | Usage | Type | Location | Status
[n/a] | BG_RA_00001 | PRA 400 kV TINTARENI1-KOZLODUI | preventive | topological |  | helpful
[n/a] | RO_RA_00001 | PRA 400/220kV AT3 Arad | preventive | pst |  | helpful
[n/a] | RO_RA_00002 | PRA 400/220kV AT Urechesti | preventive | pst |  | helpful
[n/a] | RO_RA_00008 | PRA 400 kV Tantareni-Kozlodui 1 | preventive | topological |  | notApplied
[n/a] | RO_RA_00009 | PRA 400 kV Tantareni-Kozlodui 2 | preventive | topological |  | notApplied
Limiting CNECs
CO ID | Name of the CO | Name of the CNE | CNE UCTE branch | Calculated I (A) | I max (PRE) | I max (CUR) | Margin (A) | Loading (%) | Applicable curative RAs
RO-BG_CO_00002 | N-1 Kozlodui-Tantareni 2 | [RO-BG] Tantareni-Kozlodui 1 [DIR] [RO] | RTINTB1 _XKO_TI11_1:line | 1595 |  | 1600 | -5 | 100 | []
RO-BG_CO_00001 | N-1 Tantareni-Kozlodui 1 | [RO-BG] Tantareni-Kozlodui 2 [DIR] [RO] | RTINTB1 _XKO_TI12_1:line | 1595 |  | 1600 | -5 | 100 | []
RO_BG_CO_00002 | N-1 400kV KOZLODUI-TINTARENI2 | [BG-RO] 400kV TINTARENI1-KOZLODUI [DIR] [BG] | VAECKO11_XKO_TI11_1:line | -1590 |  | 1601 | -11 | 99 | []
RO_BG_CO_00001 | N-1 400kV TINTARENI1-KOZLODUI | [BG-RO] 400kV NPP Kozloduy - Tantareni ck. 2 [DIR] [BG] | VAECKO11_XKO_TI12_1:line | -1590 |  | 1601 | -11 | 99 | []
RO_CO_00012 | N-1 Isaccea - Tulcea Vest | [RO-RO] Lacu Sarat - Gura Ialomitei [OPP] [RO] | RGIAL11 _RLACS41 _1:line | 1501 |  | 1600 | -99 | 94 | []
RO_CO_00013 | N-1 Lacu Sarat - Gura Ialomitei | [RO-RO] Isaccea - Tulcea Vest [OPP] [RO] | RTULC41 _RIS1A41 _1:line | 1434 |  | 1600 | -166 | 90 | []
RO_CO_00015 | N-1 Tulcea Vest - Tariverde | [RO-RO] Lacu Sarat - Gura Ialomitei [OPP] [RO] | RGIAL11 _RLACS41 _1:line | 1333 |  | 1600 | -267 | 83 | []
RO-RS_CO_00001, RO_RS_CO_00001 | N-1 Portile de Fier-Djerdap, N-1 Portile de Fier-Djerdap | [RO-BG] Tantareni-Kozlodui 1 [DIR] [RO] | RTINTB1 _XKO_TI11_1:line | 1220 |  | 1600 | -380 | 76 | []
RO-RS_CO_00001, RO_RS_CO_00001 | N-1 Portile de Fier-Djerdap, N-1 Portile de Fier-Djerdap | [RO-BG] Tantareni-Kozlodui 2 [DIR] [RO] | RTINTB1 _XKO_TI12_1:line | 1220 |  | 1600 | -380 | 76 | []
RO-RS_CO_00001, RO_RS_CO_00001 | N-1 Portile de Fier-Djerdap, N-1 Portile de Fier-Djerdap | [BG-RO] 400kV TINTARENI1-KOZLODUI [DIR] [BG] | VAECKO11_XKO_TI11_1:line | -1215 |  | 1601 | -386 | 76 | []
RO-RS_CO_00001, RO_RS_CO_00001 | N-1 Portile de Fier-Djerdap, N-1 Portile de Fier-Djerdap | [BG-RO] 400kV NPP Kozloduy - Tantareni ck. 2 [DIR] [BG] | VAECKO11_XKO_TI12_1:line | -1215 |  | 1601 | -386 | 76 | []
RO_CO_00016 | N-1 Tariverde - Constanta Nord | [RO-RO] Lacu Sarat - Gura Ialomitei [OPP] [RO] | RGIAL11 _RLACS41 _1:line | 1207 |  | 1600 | -393 | 75 | []
RO_CO_00017 | N-1 Constanta Nord- Cernavoda | [RO-RO] Lacu Sarat - Gura Ialomitei [OPP] [RO] | RGIAL11 _RLACS41 _1:line | 1150 |  | 1600 | -450 | 72 | []

## 2330Preventive
Detailed results
Generated at: | 2024-01-09 19:09
Business day: | 10.01.2024
Timestamp: | 23:30
Border & direction: | South-Romania Export
Horizon: | DA
Remedial actions: | true
Evaluation type: | PREVENTIVE
TTC [MW]: | 3311
Fallback applied | false
Loading threshold | 0.7
Applied RAs
CO ID | RA ID | Name of the RA | Usage | Type | Location | Status
[n/a] | BG_RA_00001 | PRA 400 kV TINTARENI1-KOZLODUI | preventive | topological |  | helpful
[n/a] | RO_RA_00001 | PRA 400/220kV AT3 Arad | preventive | pst |  | helpful
[n/a] | RO_RA_00002 | PRA 400/220kV AT Urechesti | preventive | pst |  | helpful
[n/a] | RO_RA_00008 | PRA 400 kV Tantareni-Kozlodui 1 | preventive | topological |  | notApplied
[n/a] | RO_RA_00009 | PRA 400 kV Tantareni-Kozlodui 2 | preventive | topological |  | notApplied
Limiting CNECs
CO ID | Name of the CO | Name of the CNE | CNE UCTE branch | Calculated I (A) | I max (PRE) | I max (CUR) | Margin (A) | Loading (%) | Applicable curative RAs
RO-BG_CO_00001 | N-1 Tantareni-Kozlodui 1 | [RO-BG] Tantareni-Kozlodui 2 [OPP] [RO] | RTINTB1 _XKO_TI12_1:line | 1594 | 1600 | 1600 | -6 | 100 | []
RO-BG_CO_00002 | N-1 Kozlodui-Tantareni 2 | [RO-BG] Tantareni-Kozlodui 1 [OPP] [RO] | RTINTB1 _XKO_TI11_1:line | 1594 | 1600 | 1600 | -6 | 100 | []
RO_BG_CO_00001 | N-1 400kV TINTARENI1-KOZLODUI | [BG-RO] 400kV NPP Kozloduy - Tantareni ck. 2 [DIR] [BG] | VAECKO11_XKO_TI12_1:line | -1589 | 1601 | 1601 | -12 | 99 | []
RO_BG_CO_00002 | N-1 400kV KOZLODUI-TINTARENI2 | [BG-RO] 400kV TINTARENI1-KOZLODUI [DIR] [BG] | VAECKO11_XKO_TI11_1:line | -1589 | 1601 | 1601 | -12 | 99 | []
RO_CO_00012 | N-1 Isaccea - Tulcea Vest | [RO-RO] Lacu Sarat - Gura Ialomitei [DIR] [RO] | RGIAL11 _RLACS41 _1:line | 1468 | 1600 | 1600 | -132 | 92 | []
RO_CO_00013 | N-1 Lacu Sarat - Gura Ialomitei | [RO-RO] Isaccea - Tulcea Vest [DIR] [RO] | RTULC41 _RIS1A41 _1:line | 1396 | 1600 | 1600 | -204 | 87 | []
RO_CO_00015 | N-1 Tulcea Vest - Tariverde | [RO-RO] Lacu Sarat - Gura Ialomitei [DIR] [RO] | RGIAL11 _RLACS41 _1:line | 1308 | 1600 | 1600 | -292 | 82 | []
RO-RS_CO_00001, RO_RS_CO_00001 | N-1 Portile de Fier-Djerdap, N-1 Portile de Fier-Djerdap | [RO-BG] Tantareni-Kozlodui 1 [OPP] [RO] | RTINTB1 _XKO_TI11_1:line | 1236 | 1600 | 1600 | -364 | 77 | []
RO-RS_CO_00001, RO_RS_CO_00001 | N-1 Portile de Fier-Djerdap, N-1 Portile de Fier-Djerdap | [RO-BG] Tantareni-Kozlodui 2 [OPP] [RO] | RTINTB1 _XKO_TI12_1:line | 1236 | 1600 | 1600 | -364 | 77 | []
RO-RS_CO_00001, RO_RS_CO_00001 | N-1 Portile de Fier-Djerdap, N-1 Portile de Fier-Djerdap | [BG-RO] 400kV NPP Kozloduy - Tantareni ck. 2 [DIR] [BG] | VAECKO11_XKO_TI12_1:line | -1230 | 1601 | 1601 | -371 | 77 | []
RO-RS_CO_00001, RO_RS_CO_00001 | N-1 Portile de Fier-Djerdap, N-1 Portile de Fier-Djerdap | [BG-RO] 400kV TINTARENI1-KOZLODUI [DIR] [BG] | VAECKO11_XKO_TI11_1:line | -1230 | 1601 | 1601 | -371 | 77 | []
RO_CO_00016 | N-1 Tariverde - Constanta Nord | [RO-RO] Lacu Sarat - Gura Ialomitei [DIR] [RO] | RGIAL11 _RLACS41 _1:line | 1189 | 1600 | 1600 | -411 | 74 | []
RO_CO_00017 | N-1 Constanta Nord- Cernavoda | [RO-RO] Lacu Sarat - Gura Ialomitei [DIR] [RO] | RGIAL11 _RLACS41 _1:line | 1131 | 1600 | 1600 | -469 | 71 | []
RO_CO_00035 | N-1 AT3 Portile de Fier | [RO-RO] AT1 Portile de Fier [DIR] [RO] | RPDFE41 _RPDF222 _1:trf | -879 | -1248 | -1248 | -369 | 70 | []
RO_CO_00034 | N-1 AT2 Portile de Fier | [RO-RO] AT1 Portile de Fier [DIR] [RO] | RPDFE41 _RPDF222 _1:trf | -879 | -1248 | -1248 | -370 | 70 | []
RO_CO_00028 | N-1 AT1 Portile de Fier | [RO-RO] AT3 Portile de Fier [DIR] [RO] | RPDFE41 _RPDF212 _3:trf | -875 | -1248 | -1248 | -374 | 70 | []

## 2330Curative
Detailed results
Generated at: | 2024-01-09 19:09
Business day: | 10.01.2024
Timestamp: | 23:30
Border & direction: | South-Romania Export
Horizon: | DA
Remedial actions: | true
Evaluation type: | CURATIVE
TTC [MW]: | 3311
Fallback applied | false
Loading threshold | 0.7
Applied RAs
CO ID | RA ID | Name of the RA | Usage | Type | Location | Status
[n/a] | BG_RA_00001 | PRA 400 kV TINTARENI1-KOZLODUI | preventive | topological |  | helpful
[n/a] | RO_RA_00001 | PRA 400/220kV AT3 Arad | preventive | pst |  | helpful
[n/a] | RO_RA_00002 | PRA 400/220kV AT Urechesti | preventive | pst |  | helpful
[n/a] | RO_RA_00008 | PRA 400 kV Tantareni-Kozlodui 1 | preventive | topological |  | notApplied
[n/a] | RO_RA_00009 | PRA 400 kV Tantareni-Kozlodui 2 | preventive | topological |  | notApplied
Limiting CNECs
CO ID | Name of the CO | Name of the CNE | CNE UCTE branch | Calculated I (A) | I max (PRE) | I max (CUR) | Margin (A) | Loading (%) | Applicable curative RAs
RO-BG_CO_00001 | N-1 Tantareni-Kozlodui 1 | [RO-BG] Tantareni-Kozlodui 2 [OPP] [RO] | RTINTB1 _XKO_TI12_1:line | 1594 |  | 1600 | -6 | 100 | []
RO-BG_CO_00002 | N-1 Kozlodui-Tantareni 2 | [RO-BG] Tantareni-Kozlodui 1 [OPP] [RO] | RTINTB1 _XKO_TI11_1:line | 1594 |  | 1600 | -6 | 100 | []
RO_BG_CO_00001 | N-1 400kV TINTARENI1-KOZLODUI | [BG-RO] 400kV NPP Kozloduy - Tantareni ck. 2 [DIR] [BG] | VAECKO11_XKO_TI12_1:line | -1589 |  | 1601 | -12 | 99 | []
RO_BG_CO_00002 | N-1 400kV KOZLODUI-TINTARENI2 | [BG-RO] 400kV TINTARENI1-KOZLODUI [DIR] [BG] | VAECKO11_XKO_TI11_1:line | -1589 |  | 1601 | -12 | 99 | []
RO_CO_00012 | N-1 Isaccea - Tulcea Vest | [RO-RO] Lacu Sarat - Gura Ialomitei [DIR] [RO] | RGIAL11 _RLACS41 _1:line | 1468 |  | 1600 | -132 | 92 | []
RO_CO_00013 | N-1 Lacu Sarat - Gura Ialomitei | [RO-RO] Isaccea - Tulcea Vest [DIR] [RO] | RTULC41 _RIS1A41 _1:line | 1396 |  | 1600 | -204 | 87 | []
RO_CO_00015 | N-1 Tulcea Vest - Tariverde | [RO-RO] Lacu Sarat - Gura Ialomitei [DIR] [RO] | RGIAL11 _RLACS41 _1:line | 1308 |  | 1600 | -292 | 82 | []
RO-RS_CO_00001, RO_RS_CO_00001 | N-1 Portile de Fier-Djerdap, N-1 Portile de Fier-Djerdap | [RO-BG] Tantareni-Kozlodui 1 [OPP] [RO] | RTINTB1 _XKO_TI11_1:line | 1236 |  | 1600 | -364 | 77 | []
RO-RS_CO_00001, RO_RS_CO_00001 | N-1 Portile de Fier-Djerdap, N-1 Portile de Fier-Djerdap | [RO-BG] Tantareni-Kozlodui 2 [OPP] [RO] | RTINTB1 _XKO_TI12_1:line | 1236 |  | 1600 | -364 | 77 | []
RO-RS_CO_00001, RO_RS_CO_00001 | N-1 Portile de Fier-Djerdap, N-1 Portile de Fier-Djerdap | [BG-RO] 400kV NPP Kozloduy - Tantareni ck. 2 [DIR] [BG] | VAECKO11_XKO_TI12_1:line | -1230 |  | 1601 | -371 | 77 | []
RO-RS_CO_00001, RO_RS_CO_00001 | N-1 Portile de Fier-Djerdap, N-1 Portile de Fier-Djerdap | [BG-RO] 400kV TINTARENI1-KOZLODUI [DIR] [BG] | VAECKO11_XKO_TI11_1:line | -1230 |  | 1601 | -371 | 77 | []
RO_CO_00016 | N-1 Tariverde - Constanta Nord | [RO-RO] Lacu Sarat - Gura Ialomitei [DIR] [RO] | RGIAL11 _RLACS41 _1:line | 1189 |  | 1600 | -411 | 74 | []
RO_CO_00017 | N-1 Constanta Nord- Cernavoda | [RO-RO] Lacu Sarat - Gura Ialomitei [DIR] [RO] | RGIAL11 _RLACS41 _1:line | 1131 |  | 1600 | -469 | 71 | []
RO_CO_00035 | N-1 AT3 Portile de Fier | [RO-RO] AT1 Portile de Fier [DIR] [RO] | RPDFE41 _RPDF222 _1:trf | -879 |  | -1248 | -369 | 70 | []
RO_CO_00034 | N-1 AT2 Portile de Fier | [RO-RO] AT1 Portile de Fier [DIR] [RO] | RPDFE41 _RPDF222 _1:trf | -879 |  | -1248 | -370 | 70 | []
RO_CO_00028 | N-1 AT1 Portile de Fier | [RO-RO] AT3 Portile de Fier [DIR] [RO] | RPDFE41 _RPDF212 _3:trf | -875 |  | -1248 | -374 | 70 | []