## 0030Preventive
Detailed results
Generated at: | 2024-01-19 21:11
Business day: | 21.01.2024
Timestamp: | 00:30
Border & direction: | North-Greece Importing
Horizon: | 2D
Remedial actions: | true
Evaluation type: | PREVENTIVE
TTC [MW]: | 2988
Fallback applied | false
Loading threshold | 0.7
Applied RAs
CO ID | RA ID | Name of the RA | Usage | Type | Location | Status
Limiting CNECs
CO ID | Name of the CO | Name of the CNE | CNE UCTE branch | Calculated I (A) | I max (PRE) | I max (CUR) | Margin (A) | Loading (%) | Applicable curative RAs
AL_GR_CO_00001 | N-1 400 kV Zemplak-Kardia | [MK-GR] 400 kV Bitola-Meliti | XFL_BI11_GMELIT11_1:line | 1591 | 1600 | 1600 | -9 | 99 | []
BG_CO_00001 | N-1 400kV Chervena Mogila - Blagoevgrad ck. 2 | [MK-GR] 400 kV Bitola-Meliti | XFL_BI11_GMELIT11_1:line | 1511 | 1600 | 1600 | -89 | 94 | []
MK_GR_CO_00002 | N-1 400 kV Dubrovo-Thessaloniki | [MK-GR] 400 kV Bitola-Meliti | XFL_BI11_GMELIT11_1:line | 1466 | 1600 | 1600 | -134 | 92 | []
AL_CO_00002 | N-1 400 kV Elbasan 2-Zemlak | [MK-GR] 400 kV Bitola-Meliti | XFL_BI11_GMELIT11_1:line | 1463 | 1600 | 1600 | -137 | 91 | []
BG_GR_CO_00001 | N-1 400 kV Blagoevgrad-Thessaloniki | [MK-GR] 400 kV Bitola-Meliti | XFL_BI11_GMELIT11_1:line | 1461 | 1600 | 1600 | -139 | 91 | []
GR_CO_00001 | N-1 400 kV Filippoi-Nea Santa ck.2 | [MK-GR] 400 kV Bitola-Meliti | XFL_BI11_GMELIT11_1:line | 1438 | 1600 | 1600 | -162 | 90 | []
GR_CO_00002 | N-1 400 kV Filippoi-Lagadas ck.2 | [MK-GR] 400 kV Bitola-Meliti | XFL_BI11_GMELIT11_1:line | 1329 | 1600 | 1600 | -271 | 83 | []
AL_CO_00001 | N-1 400 kV Elbasan 2-Tirana 2 | [MK-GR] 400 kV Bitola-Meliti | XFL_BI11_GMELIT11_1:line | 1310 | 1600 | 1600 | -290 | 82 | []
GR_CO_00004 | N-1 400 kV Amideo-Lagadas ck.2 | [MK-GR] 400 kV Bitola-Meliti | XFL_BI11_GMELIT11_1:line | 1280 | 1600 | 1600 | -320 | 80 | []
BG_GR_CO_00002 | N-1 400 kV Maritsa Iztok-Nea Santa | [MK-GR] 400 kV Bitola-Meliti | XFL_BI11_GMELIT11_1:line | 1261 | 1600 | 1600 | -339 | 79 | []
TR_GR_CO_00001 | N-1 400 kV Babaeski-N Santa | [MK-GR] 400 kV Bitola-Meliti | XFL_BI11_GMELIT11_1:line | 1253 | 1600 | 1600 | -347 | 78 | []
AL_ME_CO_00001 | N-1 400 kV Tirana 2âPodgorica 2 | [MK-GR] 400 kV Bitola-Meliti | XFL_BI11_GMELIT11_1:line | 1242 | 1600 | 1600 | -358 | 78 | []
BG_CO_00002 | N-1 400kV Sofia Zapad - Chervena Mogila ck. 2 | [MK-GR] 400 kV Bitola-Meliti | XFL_BI11_GMELIT11_1:line | 1226 | 1600 | 1600 | -374 | 77 | []
BG_CO_00009 | N-1 400kV Maritsa Iztok 2Â - Maritsa Iztok 3 | [MK-GR] 400 kV Bitola-Meliti | XFL_BI11_GMELIT11_1:line | 1217 | 1600 | 1600 | -383 | 76 | []
TR_CO_00001 | N-1 400 kV Habitabat NGCC -Babaeski | [MK-GR] 400 kV Bitola-Meliti | XFL_BI11_GMELIT11_1:line | 1215 | 1600 | 1600 | -385 | 76 | []
BG_TR_CO_00002 | N-1 400kV Maritsa 3 - Hamitabat 2 | [MK-GR] 400 kV Bitola-Meliti | XFL_BI11_GMELIT11_1:line | 1213 | 1600 | 1600 | -387 | 76 | []
BG_TR_CO_00001 | N-1 400kV Maritsa 3 - Hamitabat 1 | [MK-GR] 400 kV Bitola-Meliti | XFL_BI11_GMELIT11_1:line | 1213 | 1600 | 1600 | -387 | 76 | []
BG_CO_00012 | Â N-1 400kV Varna - Burgas | [MK-GR] 400 kV Bitola-Meliti | XFL_BI11_GMELIT11_1:line | 1212 | 1600 | 1600 | -388 | 76 | []
BC | Base Case | [MK-GR] 400 kV Bitola-Meliti | XFL_BI11_GMELIT11_1:line | 1211 | 1600 | 1600 | -389 | 76 | []
BG_CO_00010 | N-1 400kV Maritsa Iztok â Maritsa Iztok 3 | [MK-GR] 400 kV Bitola-Meliti | XFL_BI11_GMELIT11_1:line | 1211 | 1600 | 1600 | -389 | 76 | []
BG_CO_00013 | N-1 400kV Burgas â Maritsa Iztok 2 | [MK-GR] 400 kV Bitola-Meliti | XFL_BI11_GMELIT11_1:line | 1208 | 1600 | 1600 | -392 | 76 | []
BG_CO_00011 | N-1 400kV Maritsa Iztok - Plovdiv | [MK-GR] 400 kV Bitola-Meliti | XFL_BI11_GMELIT11_1:line | 1206 | 1600 | 1600 | -394 | 75 | []
BG_CO_00016 | N-1 400kV Kozloduy - Sofia Zapad ck.2 | [MK-GR] 400 kV Bitola-Meliti | XFL_BI11_GMELIT11_1:line | 1205 | 1600 | 1600 | -395 | 75 | []
BG_CO_00007 | N-1 400kV Vetren - Chervena Mogila | [MK-GR] 400 kV Bitola-Meliti | XFL_BI11_GMELIT11_1:line | 1204 | 1600 | 1600 | -396 | 75 | []
BG_CO_00006, BG_CO_00008 | N-1 400kV Plovdiv - Vetren , N-1 400kV Plovdiv - Vetren | [MK-GR] 400 kV Bitola-Meliti | XFL_BI11_GMELIT11_1:line | 1204 | 1600 | 1600 | -396 | 75 | []
BG_RS_CO_00001 | N-1 400kV Sofia Zapad - Nis Â | [MK-GR] 400 kV Bitola-Meliti | XFL_BI11_GMELIT11_1:line | 1203 | 1600 | 1600 | -397 | 75 | []
RS_KS_CO_00002 | N-1 400 kV Kosovo B-Nis 2 | [MK-GR] 400 kV Bitola-Meliti | XFL_BI11_GMELIT11_1:line | 1193 | 1600 | 1600 | -407 | 75 | []
GR_CO_00005 | N-1 400 kV Thessaloniki-Lagadas ck.2 | [MK-GR] 400 kV Bitola-Meliti | XFL_BI11_GMELIT11_1:line | 1190 | 1600 | 1600 | -410 | 74 | []
KS_ME_CO_00001 | N-1 400 kV Pec 3-Ribarevina | [MK-GR] 400 kV Bitola-Meliti | XFL_BI11_GMELIT11_1:line | 1188 | 1600 | 1600 | -412 | 74 | []
GR_CO_00001 | N-1 400 kV Filippoi-Nea Santa ck.2 | [BG-GR] 400 kV Blagoevgrad - Thessaloniki | XBG_TH11_GTHESS13_1:line | 1179 | 1600 | 1600 | -421 | 74 | []
RS_MK_00001 | N-1 400 kV Vranje 4 -Stip | [MK-GR] 400 kV Bitola-Meliti | XFL_BI11_GMELIT11_1:line | 1171 | 1600 | 1600 | -429 | 73 | []
RS_CO_00003 | N-1 400 kV Vranje 4 âLeskovac 2 | [MK-GR] 400 kV Bitola-Meliti | XFL_BI11_GMELIT11_1:line | 1171 | 1600 | 1600 | -429 | 73 | []
RS_CO_00004 | N-1 400 kV Nis 2 âLeskovac 2 | [MK-GR] 400 kV Bitola-Meliti | XFL_BI11_GMELIT11_1:line | 1162 | 1600 | 1600 | -438 | 73 | []
MK_CO_00003 | N-1 400 kV Skopje 4 âSkopje 5 | [MK-GR] 400 kV Bitola-Meliti | XFL_BI11_GMELIT11_1:line | 1132 | 1600 | 1600 | -468 | 71 | []
MK_CO_00002 | N-1 400 kV Dubrovo âStip | [BG-GR] 400 kV Blagoevgrad - Thessaloniki | XBG_TH11_GTHESS13_1:line | 1130 | 1600 | 1600 | -470 | 71 | []

## 0030Curative
Detailed results
Generated at: | 2024-01-19 21:11
Business day: | 21.01.2024
Timestamp: | 00:30
Border & direction: | North-Greece Importing
Horizon: | 2D
Remedial actions: | true
Evaluation type: | CURATIVE
TTC [MW]: | 2988
Fallback applied | false
Loading threshold | 0.7
Applied RAs
CO ID | RA ID | Name of the RA | Usage | Type | Location | Status
Limiting CNECs
CO ID | Name of the CO | Name of the CNE | CNE UCTE branch | Calculated I (A) | I max (PRE) | I max (CUR) | Margin (A) | Loading (%) | Applicable curative RAs
AL_GR_CO_00001 | N-1 400 kV Zemplak-Kardia | [MK-GR] 400 kV Bitola-Meliti | XFL_BI11_GMELIT11_1:line | 1591 |  | 1600 | -9 | 99 | []
BG_CO_00001 | N-1 400kV Chervena Mogila - Blagoevgrad ck. 2 | [MK-GR] 400 kV Bitola-Meliti | XFL_BI11_GMELIT11_1:line | 1511 |  | 1600 | -89 | 94 | []
MK_GR_CO_00002 | N-1 400 kV Dubrovo-Thessaloniki | [MK-GR] 400 kV Bitola-Meliti | XFL_BI11_GMELIT11_1:line | 1466 |  | 1600 | -134 | 92 | []
AL_CO_00002 | N-1 400 kV Elbasan 2-Zemlak | [MK-GR] 400 kV Bitola-Meliti | XFL_BI11_GMELIT11_1:line | 1463 |  | 1600 | -137 | 91 | []
BG_GR_CO_00001 | N-1 400 kV Blagoevgrad-Thessaloniki | [MK-GR] 400 kV Bitola-Meliti | XFL_BI11_GMELIT11_1:line | 1461 |  | 1600 | -139 | 91 | []
GR_CO_00001 | N-1 400 kV Filippoi-Nea Santa ck.2 | [MK-GR] 400 kV Bitola-Meliti | XFL_BI11_GMELIT11_1:line | 1438 |  | 1600 | -162 | 90 | []
GR_CO_00002 | N-1 400 kV Filippoi-Lagadas ck.2 | [MK-GR] 400 kV Bitola-Meliti | XFL_BI11_GMELIT11_1:line | 1329 |  | 1600 | -271 | 83 | []
AL_CO_00001 | N-1 400 kV Elbasan 2-Tirana 2 | [MK-GR] 400 kV Bitola-Meliti | XFL_BI11_GMELIT11_1:line | 1310 |  | 1600 | -290 | 82 | []
GR_CO_00004 | N-1 400 kV Amideo-Lagadas ck.2 | [MK-GR] 400 kV Bitola-Meliti | XFL_BI11_GMELIT11_1:line | 1280 |  | 1600 | -320 | 80 | []
BG_GR_CO_00002 | N-1 400 kV Maritsa Iztok-Nea Santa | [MK-GR] 400 kV Bitola-Meliti | XFL_BI11_GMELIT11_1:line | 1261 |  | 1600 | -339 | 79 | []
TR_GR_CO_00001 | N-1 400 kV Babaeski-N Santa | [MK-GR] 400 kV Bitola-Meliti | XFL_BI11_GMELIT11_1:line | 1253 |  | 1600 | -347 | 78 | []
AL_ME_CO_00001 | N-1 400 kV Tirana 2âPodgorica 2 | [MK-GR] 400 kV Bitola-Meliti | XFL_BI11_GMELIT11_1:line | 1242 |  | 1600 | -358 | 78 | []
BG_CO_00002 | N-1 400kV Sofia Zapad - Chervena Mogila ck. 2 | [MK-GR] 400 kV Bitola-Meliti | XFL_BI11_GMELIT11_1:line | 1226 |  | 1600 | -374 | 77 | []
BG_CO_00009 | N-1 400kV Maritsa Iztok 2Â - Maritsa Iztok 3 | [MK-GR] 400 kV Bitola-Meliti | XFL_BI11_GMELIT11_1:line | 1217 |  | 1600 | -383 | 76 | []
TR_CO_00001 | N-1 400 kV Habitabat NGCC -Babaeski | [MK-GR] 400 kV Bitola-Meliti | XFL_BI11_GMELIT11_1:line | 1215 |  | 1600 | -385 | 76 | []
BG_TR_CO_00002 | N-1 400kV Maritsa 3 - Hamitabat 2 | [MK-GR] 400 kV Bitola-Meliti | XFL_BI11_GMELIT11_1:line | 1213 |  | 1600 | -387 | 76 | []
BG_TR_CO_00001 | N-1 400kV Maritsa 3 - Hamitabat 1 | [MK-GR] 400 kV Bitola-Meliti | XFL_BI11_GMELIT11_1:line | 1213 |  | 1600 | -387 | 76 | []
BG_CO_00012 | Â N-1 400kV Varna - Burgas | [MK-GR] 400 kV Bitola-Meliti | XFL_BI11_GMELIT11_1:line | 1212 |  | 1600 | -388 | 76 | []
BC | Base Case | [MK-GR] 400 kV Bitola-Meliti | XFL_BI11_GMELIT11_1:line | 1211 |  | 1600 | -389 | 76 | []
BG_CO_00010 | N-1 400kV Maritsa Iztok â Maritsa Iztok 3 | [MK-GR] 400 kV Bitola-Meliti | XFL_BI11_GMELIT11_1:line | 1211 |  | 1600 | -389 | 76 | []
BG_CO_00013 | N-1 400kV Burgas â Maritsa Iztok 2 | [MK-GR] 400 kV Bitola-Meliti | XFL_BI11_GMELIT11_1:line | 1208 |  | 1600 | -392 | 76 | []
BG_CO_00011 | N-1 400kV Maritsa Iztok - Plovdiv | [MK-GR] 400 kV Bitola-Meliti | XFL_BI11_GMELIT11_1:line | 1206 |  | 1600 | -394 | 75 | []
BG_CO_00016 | N-1 400kV Kozloduy - Sofia Zapad ck.2 | [MK-GR] 400 kV Bitola-Meliti | XFL_BI11_GMELIT11_1:line | 1205 |  | 1600 | -395 | 75 | []
BG_CO_00007 | N-1 400kV Vetren - Chervena Mogila | [MK-GR] 400 kV Bitola-Meliti | XFL_BI11_GMELIT11_1:line | 1204 |  | 1600 | -396 | 75 | []
BG_CO_00006, BG_CO_00008 | N-1 400kV Plovdiv - Vetren , N-1 400kV Plovdiv - Vetren | [MK-GR] 400 kV Bitola-Meliti | XFL_BI11_GMELIT11_1:line | 1204 |  | 1600 | -396 | 75 | []
BG_RS_CO_00001 | N-1 400kV Sofia Zapad - Nis Â | [MK-GR] 400 kV Bitola-Meliti | XFL_BI11_GMELIT11_1:line | 1203 |  | 1600 | -397 | 75 | []
RS_KS_CO_00002 | N-1 400 kV Kosovo B-Nis 2 | [MK-GR] 400 kV Bitola-Meliti | XFL_BI11_GMELIT11_1:line | 1193 |  | 1600 | -407 | 75 | []
GR_CO_00005 | N-1 400 kV Thessaloniki-Lagadas ck.2 | [MK-GR] 400 kV Bitola-Meliti | XFL_BI11_GMELIT11_1:line | 1190 |  | 1600 | -410 | 74 | []
KS_ME_CO_00001 | N-1 400 kV Pec 3-Ribarevina | [MK-GR] 400 kV Bitola-Meliti | XFL_BI11_GMELIT11_1:line | 1188 |  | 1600 | -412 | 74 | []
GR_CO_00001 | N-1 400 kV Filippoi-Nea Santa ck.2 | [BG-GR] 400 kV Blagoevgrad - Thessaloniki | XBG_TH11_GTHESS13_1:line | 1179 |  | 1600 | -421 | 74 | []
RS_MK_00001 | N-1 400 kV Vranje 4 -Stip | [MK-GR] 400 kV Bitola-Meliti | XFL_BI11_GMELIT11_1:line | 1171 |  | 1600 | -429 | 73 | []
RS_CO_00003 | N-1 400 kV Vranje 4 âLeskovac 2 | [MK-GR] 400 kV Bitola-Meliti | XFL_BI11_GMELIT11_1:line | 1171 |  | 1600 | -429 | 73 | []
RS_CO_00004 | N-1 400 kV Nis 2 âLeskovac 2 | [MK-GR] 400 kV Bitola-Meliti | XFL_BI11_GMELIT11_1:line | 1162 |  | 1600 | -438 | 73 | []
MK_CO_00003 | N-1 400 kV Skopje 4 âSkopje 5 | [MK-GR] 400 kV Bitola-Meliti | XFL_BI11_GMELIT11_1:line | 1132 |  | 1600 | -468 | 71 | []
MK_CO_00002 | N-1 400 kV Dubrovo âStip | [BG-GR] 400 kV Blagoevgrad - Thessaloniki | XBG_TH11_GTHESS13_1:line | 1130 |  | 1600 | -470 | 71 | []

## 0130Preventive
Detailed results
Generated at: | 2024-01-19 21:11
Business day: | 21.01.2024
Timestamp: | 01:30
Border & direction: | North-Greece Importing
Horizon: | 2D
Remedial actions: | true
Evaluation type: | PREVENTIVE
TTC [MW]: | 2951
Fallback applied | false
Loading threshold | 0.7
Applied RAs
CO ID | RA ID | Name of the RA | Usage | Type | Location | Status
Limiting CNECs
CO ID | Name of the CO | Name of the CNE | CNE UCTE branch | Calculated I (A) | I max (PRE) | I max (CUR) | Margin (A) | Loading (%) | Applicable curative RAs
AL_GR_CO_00001 | N-1 400 kV Zemplak-Kardia | [MK-GR] 400 kV Bitola-Meliti | XFL_BI11_GMELIT11_1:line | 1599 | 1600 | 1600 | -1 | 100 | []
BG_CO_00001 | N-1 400kV Chervena Mogila - Blagoevgrad ck. 2 | [MK-GR] 400 kV Bitola-Meliti | XFL_BI11_GMELIT11_1:line | 1513 | 1600 | 1600 | -87 | 95 | []
MK_GR_CO_00002 | N-1 400 kV Dubrovo-Thessaloniki | [MK-GR] 400 kV Bitola-Meliti | XFL_BI11_GMELIT11_1:line | 1472 | 1600 | 1600 | -128 | 92 | []
BG_GR_CO_00001 | N-1 400 kV Blagoevgrad-Thessaloniki | [MK-GR] 400 kV Bitola-Meliti | XFL_BI11_GMELIT11_1:line | 1461 | 1600 | 1600 | -139 | 91 | []
AL_CO_00002 | N-1 400 kV Elbasan 2-Zemlak | [MK-GR] 400 kV Bitola-Meliti | XFL_BI11_GMELIT11_1:line | 1460 | 1600 | 1600 | -140 | 91 | []
GR_CO_00001 | N-1 400 kV Filippoi-Nea Santa ck.2 | [MK-GR] 400 kV Bitola-Meliti | XFL_BI11_GMELIT11_1:line | 1441 | 1600 | 1600 | -159 | 90 | []
GR_CO_00002 | N-1 400 kV Filippoi-Lagadas ck.2 | [MK-GR] 400 kV Bitola-Meliti | XFL_BI11_GMELIT11_1:line | 1328 | 1600 | 1600 | -272 | 83 | []
AL_CO_00001 | N-1 400 kV Elbasan 2-Tirana 2 | [MK-GR] 400 kV Bitola-Meliti | XFL_BI11_GMELIT11_1:line | 1306 | 1600 | 1600 | -294 | 82 | []
GR_CO_00004 | N-1 400 kV Amideo-Lagadas ck.2 | [MK-GR] 400 kV Bitola-Meliti | XFL_BI11_GMELIT11_1:line | 1278 | 1600 | 1600 | -322 | 80 | []
BG_GR_CO_00002 | N-1 400 kV Maritsa Iztok-Nea Santa | [MK-GR] 400 kV Bitola-Meliti | XFL_BI11_GMELIT11_1:line | 1258 | 1600 | 1600 | -342 | 79 | []
TR_GR_CO_00001 | N-1 400 kV Babaeski-N Santa | [MK-GR] 400 kV Bitola-Meliti | XFL_BI11_GMELIT11_1:line | 1251 | 1600 | 1600 | -349 | 78 | []
AL_ME_CO_00001 | N-1 400 kV Tirana 2âPodgorica 2 | [MK-GR] 400 kV Bitola-Meliti | XFL_BI11_GMELIT11_1:line | 1238 | 1600 | 1600 | -362 | 77 | []
BG_CO_00002 | N-1 400kV Sofia Zapad - Chervena Mogila ck. 2 | [MK-GR] 400 kV Bitola-Meliti | XFL_BI11_GMELIT11_1:line | 1226 | 1600 | 1600 | -374 | 77 | []
BG_CO_00009 | N-1 400kV Maritsa Iztok 2Â - Maritsa Iztok 3 | [MK-GR] 400 kV Bitola-Meliti | XFL_BI11_GMELIT11_1:line | 1217 | 1600 | 1600 | -383 | 76 | []
TR_CO_00001 | N-1 400 kV Habitabat NGCC -Babaeski | [MK-GR] 400 kV Bitola-Meliti | XFL_BI11_GMELIT11_1:line | 1215 | 1600 | 1600 | -385 | 76 | []
BG_TR_CO_00002 | N-1 400kV Maritsa 3 - Hamitabat 2 | [MK-GR] 400 kV Bitola-Meliti | XFL_BI11_GMELIT11_1:line | 1213 | 1600 | 1600 | -387 | 76 | []
BG_TR_CO_00001 | N-1 400kV Maritsa 3 - Hamitabat 1 | [MK-GR] 400 kV Bitola-Meliti | XFL_BI11_GMELIT11_1:line | 1212 | 1600 | 1600 | -388 | 76 | []
BG_CO_00012 | Â N-1 400kV Varna - Burgas | [MK-GR] 400 kV Bitola-Meliti | XFL_BI11_GMELIT11_1:line | 1212 | 1600 | 1600 | -388 | 76 | []
BC | Base Case | [MK-GR] 400 kV Bitola-Meliti | XFL_BI11_GMELIT11_1:line | 1210 | 1600 | 1600 | -390 | 76 | []
BG_CO_00010 | N-1 400kV Maritsa Iztok â Maritsa Iztok 3 | [MK-GR] 400 kV Bitola-Meliti | XFL_BI11_GMELIT11_1:line | 1210 | 1600 | 1600 | -390 | 76 | []
BG_CO_00013 | N-1 400kV Burgas â Maritsa Iztok 2 | [MK-GR] 400 kV Bitola-Meliti | XFL_BI11_GMELIT11_1:line | 1208 | 1600 | 1600 | -392 | 75 | []
BG_CO_00011 | N-1 400kV Maritsa Iztok - Plovdiv | [MK-GR] 400 kV Bitola-Meliti | XFL_BI11_GMELIT11_1:line | 1205 | 1600 | 1600 | -395 | 75 | []
BG_CO_00016 | N-1 400kV Kozloduy - Sofia Zapad ck.2 | [MK-GR] 400 kV Bitola-Meliti | XFL_BI11_GMELIT11_1:line | 1205 | 1600 | 1600 | -395 | 75 | []
BG_CO_00006, BG_CO_00008 | N-1 400kV Plovdiv - Vetren , N-1 400kV Plovdiv - Vetren | [MK-GR] 400 kV Bitola-Meliti | XFL_BI11_GMELIT11_1:line | 1204 | 1600 | 1600 | -396 | 75 | []
BG_CO_00007 | N-1 400kV Vetren - Chervena Mogila | [MK-GR] 400 kV Bitola-Meliti | XFL_BI11_GMELIT11_1:line | 1204 | 1600 | 1600 | -396 | 75 | []
BG_RS_CO_00001 | N-1 400kV Sofia Zapad - Nis Â | [MK-GR] 400 kV Bitola-Meliti | XFL_BI11_GMELIT11_1:line | 1202 | 1600 | 1600 | -398 | 75 | []
RS_KS_CO_00002 | N-1 400 kV Kosovo B-Nis 2 | [MK-GR] 400 kV Bitola-Meliti | XFL_BI11_GMELIT11_1:line | 1194 | 1600 | 1600 | -406 | 75 | []
KS_ME_CO_00001 | N-1 400 kV Pec 3-Ribarevina | [MK-GR] 400 kV Bitola-Meliti | XFL_BI11_GMELIT11_1:line | 1194 | 1600 | 1600 | -406 | 75 | []
GR_CO_00005 | N-1 400 kV Thessaloniki-Lagadas ck.2 | [MK-GR] 400 kV Bitola-Meliti | XFL_BI11_GMELIT11_1:line | 1192 | 1600 | 1600 | -408 | 75 | []
RS_CO_00003 | N-1 400 kV Vranje 4 âLeskovac 2 | [MK-GR] 400 kV Bitola-Meliti | XFL_BI11_GMELIT11_1:line | 1172 | 1600 | 1600 | -428 | 73 | []
RS_MK_00001 | N-1 400 kV Vranje 4 -Stip | [MK-GR] 400 kV Bitola-Meliti | XFL_BI11_GMELIT11_1:line | 1172 | 1600 | 1600 | -428 | 73 | []
GR_CO_00001 | N-1 400 kV Filippoi-Nea Santa ck.2 | [BG-GR] 400 kV Blagoevgrad - Thessaloniki | XBG_TH11_GTHESS13_1:line | 1169 | 1600 | 1600 | -431 | 73 | []
RS_CO_00004 | N-1 400 kV Nis 2 âLeskovac 2 | [MK-GR] 400 kV Bitola-Meliti | XFL_BI11_GMELIT11_1:line | 1164 | 1600 | 1600 | -436 | 73 | []
MK_CO_00003 | N-1 400 kV Skopje 4 âSkopje 5 | [MK-GR] 400 kV Bitola-Meliti | XFL_BI11_GMELIT11_1:line | 1130 | 1600 | 1600 | -470 | 71 | []

## 0130Curative
Detailed results
Generated at: | 2024-01-19 21:11
Business day: | 21.01.2024
Timestamp: | 01:30
Border & direction: | North-Greece Importing
Horizon: | 2D
Remedial actions: | true
Evaluation type: | CURATIVE
TTC [MW]: | 2951
Fallback applied | false
Loading threshold | 0.7
Applied RAs
CO ID | RA ID | Name of the RA | Usage | Type | Location | Status
Limiting CNECs
CO ID | Name of the CO | Name of the CNE | CNE UCTE branch | Calculated I (A) | I max (PRE) | I max (CUR) | Margin (A) | Loading (%) | Applicable curative RAs
AL_GR_CO_00001 | N-1 400 kV Zemplak-Kardia | [MK-GR] 400 kV Bitola-Meliti | XFL_BI11_GMELIT11_1:line | 1599 |  | 1600 | -1 | 100 | []
BG_CO_00001 | N-1 400kV Chervena Mogila - Blagoevgrad ck. 2 | [MK-GR] 400 kV Bitola-Meliti | XFL_BI11_GMELIT11_1:line | 1513 |  | 1600 | -87 | 95 | []
MK_GR_CO_00002 | N-1 400 kV Dubrovo-Thessaloniki | [MK-GR] 400 kV Bitola-Meliti | XFL_BI11_GMELIT11_1:line | 1472 |  | 1600 | -128 | 92 | []
BG_GR_CO_00001 | N-1 400 kV Blagoevgrad-Thessaloniki | [MK-GR] 400 kV Bitola-Meliti | XFL_BI11_GMELIT11_1:line | 1461 |  | 1600 | -139 | 91 | []
AL_CO_00002 | N-1 400 kV Elbasan 2-Zemlak | [MK-GR] 400 kV Bitola-Meliti | XFL_BI11_GMELIT11_1:line | 1460 |  | 1600 | -140 | 91 | []
GR_CO_00001 | N-1 400 kV Filippoi-Nea Santa ck.2 | [MK-GR] 400 kV Bitola-Meliti | XFL_BI11_GMELIT11_1:line | 1441 |  | 1600 | -159 | 90 | []
GR_CO_00002 | N-1 400 kV Filippoi-Lagadas ck.2 | [MK-GR] 400 kV Bitola-Meliti | XFL_BI11_GMELIT11_1:line | 1328 |  | 1600 | -272 | 83 | []
AL_CO_00001 | N-1 400 kV Elbasan 2-Tirana 2 | [MK-GR] 400 kV Bitola-Meliti | XFL_BI11_GMELIT11_1:line | 1306 |  | 1600 | -294 | 82 | []
GR_CO_00004 | N-1 400 kV Amideo-Lagadas ck.2 | [MK-GR] 400 kV Bitola-Meliti | XFL_BI11_GMELIT11_1:line | 1278 |  | 1600 | -322 | 80 | []
BG_GR_CO_00002 | N-1 400 kV Maritsa Iztok-Nea Santa | [MK-GR] 400 kV Bitola-Meliti | XFL_BI11_GMELIT11_1:line | 1258 |  | 1600 | -342 | 79 | []
TR_GR_CO_00001 | N-1 400 kV Babaeski-N Santa | [MK-GR] 400 kV Bitola-Meliti | XFL_BI11_GMELIT11_1:line | 1251 |  | 1600 | -349 | 78 | []
AL_ME_CO_00001 | N-1 400 kV Tirana 2âPodgorica 2 | [MK-GR] 400 kV Bitola-Meliti | XFL_BI11_GMELIT11_1:line | 1238 |  | 1600 | -362 | 77 | []
BG_CO_00002 | N-1 400kV Sofia Zapad - Chervena Mogila ck. 2 | [MK-GR] 400 kV Bitola-Meliti | XFL_BI11_GMELIT11_1:line | 1226 |  | 1600 | -374 | 77 | []
BG_CO_00009 | N-1 400kV Maritsa Iztok 2Â - Maritsa Iztok 3 | [MK-GR] 400 kV Bitola-Meliti | XFL_BI11_GMELIT11_1:line | 1217 |  | 1600 | -383 | 76 | []
TR_CO_00001 | N-1 400 kV Habitabat NGCC -Babaeski | [MK-GR] 400 kV Bitola-Meliti | XFL_BI11_GMELIT11_1:line | 1215 |  | 1600 | -385 | 76 | []
BG_TR_CO_00002 | N-1 400kV Maritsa 3 - Hamitabat 2 | [MK-GR] 400 kV Bitola-Meliti | XFL_BI11_GMELIT11_1:line | 1213 |  | 1600 | -387 | 76 | []
BG_TR_CO_00001 | N-1 400kV Maritsa 3 - Hamitabat 1 | [MK-GR] 400 kV Bitola-Meliti | XFL_BI11_GMELIT11_1:line | 1212 |  | 1600 | -388 | 76 | []
BG_CO_00012 | Â N-1 400kV Varna - Burgas | [MK-GR] 400 kV Bitola-Meliti | XFL_BI11_GMELIT11_1:line | 1212 |  | 1600 | -388 | 76 | []
BC | Base Case | [MK-GR] 400 kV Bitola-Meliti | XFL_BI11_GMELIT11_1:line | 1210 |  | 1600 | -390 | 76 | []
BG_CO_00010 | N-1 400kV Maritsa Iztok â Maritsa Iztok 3 | [MK-GR] 400 kV Bitola-Meliti | XFL_BI11_GMELIT11_1:line | 1210 |  | 1600 | -390 | 76 | []
BG_CO_00013 | N-1 400kV Burgas â Maritsa Iztok 2 | [MK-GR] 400 kV Bitola-Meliti | XFL_BI11_GMELIT11_1:line | 1208 |  | 1600 | -392 | 75 | []
BG_CO_00011 | N-1 400kV Maritsa Iztok - Plovdiv | [MK-GR] 400 kV Bitola-Meliti | XFL_BI11_GMELIT11_1:line | 1205 |  | 1600 | -395 | 75 | []
BG_CO_00016 | N-1 400kV Kozloduy - Sofia Zapad ck.2 | [MK-GR] 400 kV Bitola-Meliti | XFL_BI11_GMELIT11_1:line | 1205 |  | 1600 | -395 | 75 | []
BG_CO_00006, BG_CO_00008 | N-1 400kV Plovdiv - Vetren , N-1 400kV Plovdiv - Vetren | [MK-GR] 400 kV Bitola-Meliti | XFL_BI11_GMELIT11_1:line | 1204 |  | 1600 | -396 | 75 | []
BG_CO_00007 | N-1 400kV Vetren - Chervena Mogila | [MK-GR] 400 kV Bitola-Meliti | XFL_BI11_GMELIT11_1:line | 1204 |  | 1600 | -396 | 75 | []
BG_RS_CO_00001 | N-1 400kV Sofia Zapad - Nis Â | [MK-GR] 400 kV Bitola-Meliti | XFL_BI11_GMELIT11_1:line | 1202 |  | 1600 | -398 | 75 | []
RS_KS_CO_00002 | N-1 400 kV Kosovo B-Nis 2 | [MK-GR] 400 kV Bitola-Meliti | XFL_BI11_GMELIT11_1:line | 1194 |  | 1600 | -406 | 75 | []
KS_ME_CO_00001 | N-1 400 kV Pec 3-Ribarevina | [MK-GR] 400 kV Bitola-Meliti | XFL_BI11_GMELIT11_1:line | 1194 |  | 1600 | -406 | 75 | []
GR_CO_00005 | N-1 400 kV Thessaloniki-Lagadas ck.2 | [MK-GR] 400 kV Bitola-Meliti | XFL_BI11_GMELIT11_1:line | 1192 |  | 1600 | -408 | 75 | []
RS_CO_00003 | N-1 400 kV Vranje 4 âLeskovac 2 | [MK-GR] 400 kV Bitola-Meliti | XFL_BI11_GMELIT11_1:line | 1172 |  | 1600 | -428 | 73 | []
RS_MK_00001 | N-1 400 kV Vranje 4 -Stip | [MK-GR] 400 kV Bitola-Meliti | XFL_BI11_GMELIT11_1:line | 1172 |  | 1600 | -428 | 73 | []
GR_CO_00001 | N-1 400 kV Filippoi-Nea Santa ck.2 | [BG-GR] 400 kV Blagoevgrad - Thessaloniki | XBG_TH11_GTHESS13_1:line | 1169 |  | 1600 | -431 | 73 | []
RS_CO_00004 | N-1 400 kV Nis 2 âLeskovac 2 | [MK-GR] 400 kV Bitola-Meliti | XFL_BI11_GMELIT11_1:line | 1164 |  | 1600 | -436 | 73 | []
MK_CO_00003 | N-1 400 kV Skopje 4 âSkopje 5 | [MK-GR] 400 kV Bitola-Meliti | XFL_BI11_GMELIT11_1:line | 1130 |  | 1600 | -470 | 71 | []

## 0230Preventive
Detailed results
Generated at: | 2024-01-19 21:11
Business day: | 21.01.2024
Timestamp: | 02:30
Border & direction: | North-Greece Importing
Horizon: | 2D
Remedial actions: | true
Evaluation type: | PREVENTIVE
TTC [MW]: | 2949
Fallback applied | false
Loading threshold | 0.7
Applied RAs
CO ID | RA ID | Name of the RA | Usage | Type | Location | Status
Limiting CNECs
CO ID | Name of the CO | Name of the CNE | CNE UCTE branch | Calculated I (A) | I max (PRE) | I max (CUR) | Margin (A) | Loading (%) | Applicable curative RAs
AL_GR_CO_00001 | N-1 400 kV Zemplak-Kardia | [MK-GR] 400 kV Bitola-Meliti | XFL_BI11_GMELIT11_1:line | 1597 | 1600 | 1600 | -3 | 100 | []
BG_CO_00001 | N-1 400kV Chervena Mogila - Blagoevgrad ck. 2 | [MK-GR] 400 kV Bitola-Meliti | XFL_BI11_GMELIT11_1:line | 1501 | 1600 | 1600 | -99 | 94 | []
MK_GR_CO_00002 | N-1 400 kV Dubrovo-Thessaloniki | [MK-GR] 400 kV Bitola-Meliti | XFL_BI11_GMELIT11_1:line | 1471 | 1600 | 1600 | -129 | 92 | []
AL_CO_00002 | N-1 400 kV Elbasan 2-Zemlak | [MK-GR] 400 kV Bitola-Meliti | XFL_BI11_GMELIT11_1:line | 1456 | 1600 | 1600 | -144 | 91 | []
BG_GR_CO_00001 | N-1 400 kV Blagoevgrad-Thessaloniki | [MK-GR] 400 kV Bitola-Meliti | XFL_BI11_GMELIT11_1:line | 1455 | 1600 | 1600 | -145 | 91 | []
GR_CO_00001 | N-1 400 kV Filippoi-Nea Santa ck.2 | [MK-GR] 400 kV Bitola-Meliti | XFL_BI11_GMELIT11_1:line | 1427 | 1600 | 1600 | -173 | 89 | []
GR_CO_00002 | N-1 400 kV Filippoi-Lagadas ck.2 | [MK-GR] 400 kV Bitola-Meliti | XFL_BI11_GMELIT11_1:line | 1321 | 1600 | 1600 | -279 | 83 | []
AL_CO_00001 | N-1 400 kV Elbasan 2-Tirana 2 | [MK-GR] 400 kV Bitola-Meliti | XFL_BI11_GMELIT11_1:line | 1304 | 1600 | 1600 | -296 | 81 | []
GR_CO_00004 | N-1 400 kV Amideo-Lagadas ck.2 | [MK-GR] 400 kV Bitola-Meliti | XFL_BI11_GMELIT11_1:line | 1273 | 1600 | 1600 | -327 | 80 | []
BG_GR_CO_00002 | N-1 400 kV Maritsa Iztok-Nea Santa | [MK-GR] 400 kV Bitola-Meliti | XFL_BI11_GMELIT11_1:line | 1254 | 1600 | 1600 | -346 | 78 | []
TR_GR_CO_00001 | N-1 400 kV Babaeski-N Santa | [MK-GR] 400 kV Bitola-Meliti | XFL_BI11_GMELIT11_1:line | 1247 | 1600 | 1600 | -353 | 78 | []
AL_ME_CO_00001 | N-1 400 kV Tirana 2âPodgorica 2 | [MK-GR] 400 kV Bitola-Meliti | XFL_BI11_GMELIT11_1:line | 1235 | 1600 | 1600 | -365 | 77 | []
BG_CO_00002 | N-1 400kV Sofia Zapad - Chervena Mogila ck. 2 | [MK-GR] 400 kV Bitola-Meliti | XFL_BI11_GMELIT11_1:line | 1221 | 1600 | 1600 | -379 | 76 | []
BG_CO_00009 | N-1 400kV Maritsa Iztok 2Â - Maritsa Iztok 3 | [MK-GR] 400 kV Bitola-Meliti | XFL_BI11_GMELIT11_1:line | 1214 | 1600 | 1600 | -386 | 76 | []
TR_CO_00001 | N-1 400 kV Habitabat NGCC -Babaeski | [MK-GR] 400 kV Bitola-Meliti | XFL_BI11_GMELIT11_1:line | 1211 | 1600 | 1600 | -389 | 76 | []
BG_TR_CO_00002 | N-1 400kV Maritsa 3 - Hamitabat 2 | [MK-GR] 400 kV Bitola-Meliti | XFL_BI11_GMELIT11_1:line | 1210 | 1600 | 1600 | -390 | 76 | []
BG_TR_CO_00001 | N-1 400kV Maritsa 3 - Hamitabat 1 | [MK-GR] 400 kV Bitola-Meliti | XFL_BI11_GMELIT11_1:line | 1209 | 1600 | 1600 | -391 | 76 | []
BG_CO_00012 | Â N-1 400kV Varna - Burgas | [MK-GR] 400 kV Bitola-Meliti | XFL_BI11_GMELIT11_1:line | 1209 | 1600 | 1600 | -391 | 76 | []
BC | Base Case | [MK-GR] 400 kV Bitola-Meliti | XFL_BI11_GMELIT11_1:line | 1208 | 1600 | 1600 | -392 | 75 | []
BG_CO_00010 | N-1 400kV Maritsa Iztok â Maritsa Iztok 3 | [MK-GR] 400 kV Bitola-Meliti | XFL_BI11_GMELIT11_1:line | 1207 | 1600 | 1600 | -393 | 75 | []
BG_CO_00013 | N-1 400kV Burgas â Maritsa Iztok 2 | [MK-GR] 400 kV Bitola-Meliti | XFL_BI11_GMELIT11_1:line | 1205 | 1600 | 1600 | -395 | 75 | []
BG_CO_00005, BG_CO_00007 | N-1 400kV Vetren - Chervena Mogila , N-1 400kV Vetren - Chervena Mogila | [MK-GR] 400 kV Bitola-Meliti | XFL_BI11_GMELIT11_1:line | 1203 | 1600 | 1600 | -397 | 75 | []
BG_CO_00011 | N-1 400kV Maritsa Iztok - Plovdiv | [MK-GR] 400 kV Bitola-Meliti | XFL_BI11_GMELIT11_1:line | 1203 | 1600 | 1600 | -397 | 75 | []
BG_CO_00006, BG_CO_00008 | N-1 400kV Plovdiv - Vetren , N-1 400kV Plovdiv - Vetren | [MK-GR] 400 kV Bitola-Meliti | XFL_BI11_GMELIT11_1:line | 1202 | 1600 | 1600 | -398 | 75 | []
BG_CO_00016 | N-1 400kV Kozloduy - Sofia Zapad ck.2 | [MK-GR] 400 kV Bitola-Meliti | XFL_BI11_GMELIT11_1:line | 1202 | 1600 | 1600 | -398 | 75 | []
BG_RS_CO_00001 | N-1 400kV Sofia Zapad - Nis Â | [MK-GR] 400 kV Bitola-Meliti | XFL_BI11_GMELIT11_1:line | 1201 | 1600 | 1600 | -399 | 75 | []
KS_ME_CO_00001 | N-1 400 kV Pec 3-Ribarevina | [MK-GR] 400 kV Bitola-Meliti | XFL_BI11_GMELIT11_1:line | 1194 | 1600 | 1600 | -406 | 75 | []
RS_KS_CO_00002 | N-1 400 kV Kosovo B-Nis 2 | [MK-GR] 400 kV Bitola-Meliti | XFL_BI11_GMELIT11_1:line | 1192 | 1600 | 1600 | -408 | 75 | []
GR_CO_00005 | N-1 400 kV Thessaloniki-Lagadas ck.2 | [MK-GR] 400 kV Bitola-Meliti | XFL_BI11_GMELIT11_1:line | 1190 | 1600 | 1600 | -410 | 74 | []
RS_CO_00003 | N-1 400 kV Vranje 4 âLeskovac 2 | [MK-GR] 400 kV Bitola-Meliti | XFL_BI11_GMELIT11_1:line | 1169 | 1600 | 1600 | -431 | 73 | []
RS_MK_00001 | N-1 400 kV Vranje 4 -Stip | [MK-GR] 400 kV Bitola-Meliti | XFL_BI11_GMELIT11_1:line | 1167 | 1600 | 1600 | -433 | 73 | []
RS_CO_00004 | N-1 400 kV Nis 2 âLeskovac 2 | [MK-GR] 400 kV Bitola-Meliti | XFL_BI11_GMELIT11_1:line | 1163 | 1600 | 1600 | -437 | 73 | []
GR_CO_00001 | N-1 400 kV Filippoi-Nea Santa ck.2 | [BG-GR] 400 kV Blagoevgrad - Thessaloniki | XBG_TH11_GTHESS13_1:line | 1147 | 1600 | 1600 | -453 | 72 | []
MK_CO_00003 | N-1 400 kV Skopje 4 âSkopje 5 | [MK-GR] 400 kV Bitola-Meliti | XFL_BI11_GMELIT11_1:line | -1127 | 1600 | 1600 | -473 | 70 | []

## 0230Curative
Detailed results
Generated at: | 2024-01-19 21:11
Business day: | 21.01.2024
Timestamp: | 02:30
Border & direction: | North-Greece Importing
Horizon: | 2D
Remedial actions: | true
Evaluation type: | CURATIVE
TTC [MW]: | 2949
Fallback applied | false
Loading threshold | 0.7
Applied RAs
CO ID | RA ID | Name of the RA | Usage | Type | Location | Status
Limiting CNECs
CO ID | Name of the CO | Name of the CNE | CNE UCTE branch | Calculated I (A) | I max (PRE) | I max (CUR) | Margin (A) | Loading (%) | Applicable curative RAs
AL_GR_CO_00001 | N-1 400 kV Zemplak-Kardia | [MK-GR] 400 kV Bitola-Meliti | XFL_BI11_GMELIT11_1:line | 1597 |  | 1600 | -3 | 100 | []
BG_CO_00001 | N-1 400kV Chervena Mogila - Blagoevgrad ck. 2 | [MK-GR] 400 kV Bitola-Meliti | XFL_BI11_GMELIT11_1:line | 1501 |  | 1600 | -99 | 94 | []
MK_GR_CO_00002 | N-1 400 kV Dubrovo-Thessaloniki | [MK-GR] 400 kV Bitola-Meliti | XFL_BI11_GMELIT11_1:line | 1471 |  | 1600 | -129 | 92 | []
AL_CO_00002 | N-1 400 kV Elbasan 2-Zemlak | [MK-GR] 400 kV Bitola-Meliti | XFL_BI11_GMELIT11_1:line | 1456 |  | 1600 | -144 | 91 | []
BG_GR_CO_00001 | N-1 400 kV Blagoevgrad-Thessaloniki | [MK-GR] 400 kV Bitola-Meliti | XFL_BI11_GMELIT11_1:line | 1455 |  | 1600 | -145 | 91 | []
GR_CO_00001 | N-1 400 kV Filippoi-Nea Santa ck.2 | [MK-GR] 400 kV Bitola-Meliti | XFL_BI11_GMELIT11_1:line | 1427 |  | 1600 | -173 | 89 | []
GR_CO_00002 | N-1 400 kV Filippoi-Lagadas ck.2 | [MK-GR] 400 kV Bitola-Meliti | XFL_BI11_GMELIT11_1:line | 1321 |  | 1600 | -279 | 83 | []
AL_CO_00001 | N-1 400 kV Elbasan 2-Tirana 2 | [MK-GR] 400 kV Bitola-Meliti | XFL_BI11_GMELIT11_1:line | 1304 |  | 1600 | -296 | 81 | []
GR_CO_00004 | N-1 400 kV Amideo-Lagadas ck.2 | [MK-GR] 400 kV Bitola-Meliti | XFL_BI11_GMELIT11_1:line | 1273 |  | 1600 | -327 | 80 | []
BG_GR_CO_00002 | N-1 400 kV Maritsa Iztok-Nea Santa | [MK-GR] 400 kV Bitola-Meliti | XFL_BI11_GMELIT11_1:line | 1254 |  | 1600 | -346 | 78 | []
TR_GR_CO_00001 | N-1 400 kV Babaeski-N Santa | [MK-GR] 400 kV Bitola-Meliti | XFL_BI11_GMELIT11_1:line | 1247 |  | 1600 | -353 | 78 | []
AL_ME_CO_00001 | N-1 400 kV Tirana 2âPodgorica 2 | [MK-GR] 400 kV Bitola-Meliti | XFL_BI11_GMELIT11_1:line | 1235 |  | 1600 | -365 | 77 | []
BG_CO_00002 | N-1 400kV Sofia Zapad - Chervena Mogila ck. 2 | [MK-GR] 400 kV Bitola-Meliti | XFL_BI11_GMELIT11_1:line | 1221 |  | 1600 | -379 | 76 | []
BG_CO_00009 | N-1 400kV Maritsa Iztok 2Â - Maritsa Iztok 3 | [MK-GR] 400 kV Bitola-Meliti | XFL_BI11_GMELIT11_1:line | 1214 |  | 1600 | -386 | 76 | []
TR_CO_00001 | N-1 400 kV Habitabat NGCC -Babaeski | [MK-GR] 400 kV Bitola-Meliti | XFL_BI11_GMELIT11_1:line | 1211 |  | 1600 | -389 | 76 | []
BG_TR_CO_00002 | N-1 400kV Maritsa 3 - Hamitabat 2 | [MK-GR] 400 kV Bitola-Meliti | XFL_BI11_GMELIT11_1:line | 1210 |  | 1600 | -390 | 76 | []
BG_TR_CO_00001 | N-1 400kV Maritsa 3 - Hamitabat 1 | [MK-GR] 400 kV Bitola-Meliti | XFL_BI11_GMELIT11_1:line | 1209 |  | 1600 | -391 | 76 | []
BG_CO_00012 | Â N-1 400kV Varna - Burgas | [MK-GR] 400 kV Bitola-Meliti | XFL_BI11_GMELIT11_1:line | 1209 |  | 1600 | -391 | 76 | []
BC | Base Case | [MK-GR] 400 kV Bitola-Meliti | XFL_BI11_GMELIT11_1:line | 1208 |  | 1600 | -392 | 75 | []
BG_CO_00010 | N-1 400kV Maritsa Iztok â Maritsa Iztok 3 | [MK-GR] 400 kV Bitola-Meliti | XFL_BI11_GMELIT11_1:line | 1207 |  | 1600 | -393 | 75 | []
BG_CO_00013 | N-1 400kV Burgas â Maritsa Iztok 2 | [MK-GR] 400 kV Bitola-Meliti | XFL_BI11_GMELIT11_1:line | 1205 |  | 1600 | -395 | 75 | []
BG_CO_00005, BG_CO_00007 | N-1 400kV Vetren - Chervena Mogila , N-1 400kV Vetren - Chervena Mogila | [MK-GR] 400 kV Bitola-Meliti | XFL_BI11_GMELIT11_1:line | 1203 |  | 1600 | -397 | 75 | []
BG_CO_00011 | N-1 400kV Maritsa Iztok - Plovdiv | [MK-GR] 400 kV Bitola-Meliti | XFL_BI11_GMELIT11_1:line | 1203 |  | 1600 | -397 | 75 | []
BG_CO_00006, BG_CO_00008 | N-1 400kV Plovdiv - Vetren , N-1 400kV Plovdiv - Vetren | [MK-GR] 400 kV Bitola-Meliti | XFL_BI11_GMELIT11_1:line | 1202 |  | 1600 | -398 | 75 | []
BG_CO_00016 | N-1 400kV Kozloduy - Sofia Zapad ck.2 | [MK-GR] 400 kV Bitola-Meliti | XFL_BI11_GMELIT11_1:line | 1202 |  | 1600 | -398 | 75 | []
BG_RS_CO_00001 | N-1 400kV Sofia Zapad - Nis Â | [MK-GR] 400 kV Bitola-Meliti | XFL_BI11_GMELIT11_1:line | 1201 |  | 1600 | -399 | 75 | []
KS_ME_CO_00001 | N-1 400 kV Pec 3-Ribarevina | [MK-GR] 400 kV Bitola-Meliti | XFL_BI11_GMELIT11_1:line | 1194 |  | 1600 | -406 | 75 | []
RS_KS_CO_00002 | N-1 400 kV Kosovo B-Nis 2 | [MK-GR] 400 kV Bitola-Meliti | XFL_BI11_GMELIT11_1:line | 1192 |  | 1600 | -408 | 75 | []
GR_CO_00005 | N-1 400 kV Thessaloniki-Lagadas ck.2 | [MK-GR] 400 kV Bitola-Meliti | XFL_BI11_GMELIT11_1:line | 1190 |  | 1600 | -410 | 74 | []
RS_CO_00003 | N-1 400 kV Vranje 4 âLeskovac 2 | [MK-GR] 400 kV Bitola-Meliti | XFL_BI11_GMELIT11_1:line | 1169 |  | 1600 | -431 | 73 | []
RS_MK_00001 | N-1 400 kV Vranje 4 -Stip | [MK-GR] 400 kV Bitola-Meliti | XFL_BI11_GMELIT11_1:line | 1167 |  | 1600 | -433 | 73 | []
RS_CO_00004 | N-1 400 kV Nis 2 âLeskovac 2 | [MK-GR] 400 kV Bitola-Meliti | XFL_BI11_GMELIT11_1:line | 1163 |  | 1600 | -437 | 73 | []
GR_CO_00001 | N-1 400 kV Filippoi-Nea Santa ck.2 | [BG-GR] 400 kV Blagoevgrad - Thessaloniki | XBG_TH11_GTHESS13_1:line | 1147 |  | 1600 | -453 | 72 | []
MK_CO_00003 | N-1 400 kV Skopje 4 âSkopje 5 | [MK-GR] 400 kV Bitola-Meliti | XFL_BI11_GMELIT11_1:line | -1127 |  | 1600 | -473 | 70 | []

## 0330Preventive
Detailed results
Generated at: | 2024-01-19 21:11
Business day: | 21.01.2024
Timestamp: | 03:30
Border & direction: | North-Greece Importing
Horizon: | 2D
Remedial actions: | true
Evaluation type: | PREVENTIVE
TTC [MW]: | 2933
Fallback applied | false
Loading threshold | 0.7
Applied RAs
CO ID | RA ID | Name of the RA | Usage | Type | Location | Status
Limiting CNECs
CO ID | Name of the CO | Name of the CNE | CNE UCTE branch | Calculated I (A) | I max (PRE) | I max (CUR) | Margin (A) | Loading (%) | Applicable curative RAs
AL_GR_CO_00001 | N-1 400 kV Zemplak-Kardia | [MK-GR] 400 kV Bitola-Meliti | XFL_BI11_GMELIT11_1:line | 1594 | 1600 | 1600 | -6 | 100 | []
BG_CO_00001 | N-1 400kV Chervena Mogila - Blagoevgrad ck. 2 | [MK-GR] 400 kV Bitola-Meliti | XFL_BI11_GMELIT11_1:line | 1488 | 1600 | 1600 | -112 | 93 | []
MK_GR_CO_00002 | N-1 400 kV Dubrovo-Thessaloniki | [MK-GR] 400 kV Bitola-Meliti | XFL_BI11_GMELIT11_1:line | 1470 | 1600 | 1600 | -130 | 92 | []
AL_CO_00002 | N-1 400 kV Elbasan 2-Zemlak | [MK-GR] 400 kV Bitola-Meliti | XFL_BI11_GMELIT11_1:line | 1455 | 1600 | 1600 | -145 | 91 | []
BG_GR_CO_00001 | N-1 400 kV Blagoevgrad-Thessaloniki | [MK-GR] 400 kV Bitola-Meliti | XFL_BI11_GMELIT11_1:line | 1449 | 1600 | 1600 | -151 | 91 | []
GR_CO_00001 | N-1 400 kV Filippoi-Nea Santa ck.2 | [MK-GR] 400 kV Bitola-Meliti | XFL_BI11_GMELIT11_1:line | 1419 | 1600 | 1600 | -181 | 89 | []
GR_CO_00002 | N-1 400 kV Filippoi-Lagadas ck.2 | [MK-GR] 400 kV Bitola-Meliti | XFL_BI11_GMELIT11_1:line | 1315 | 1600 | 1600 | -285 | 82 | []
AL_CO_00001 | N-1 400 kV Elbasan 2-Tirana 2 | [MK-GR] 400 kV Bitola-Meliti | XFL_BI11_GMELIT11_1:line | 1301 | 1600 | 1600 | -299 | 81 | []
GR_CO_00004 | N-1 400 kV Amideo-Lagadas ck.2 | [MK-GR] 400 kV Bitola-Meliti | XFL_BI11_GMELIT11_1:line | 1268 | 1600 | 1600 | -332 | 79 | []
BG_GR_CO_00002 | N-1 400 kV Maritsa Iztok-Nea Santa | [MK-GR] 400 kV Bitola-Meliti | XFL_BI11_GMELIT11_1:line | 1251 | 1600 | 1600 | -349 | 78 | []
TR_GR_CO_00001 | N-1 400 kV Babaeski-N Santa | [MK-GR] 400 kV Bitola-Meliti | XFL_BI11_GMELIT11_1:line | 1242 | 1600 | 1600 | -358 | 78 | []
AL_ME_CO_00001 | N-1 400 kV Tirana 2âPodgorica 2 | [MK-GR] 400 kV Bitola-Meliti | XFL_BI11_GMELIT11_1:line | 1232 | 1600 | 1600 | -368 | 77 | []
BG_CO_00002 | N-1 400kV Sofia Zapad - Chervena Mogila ck. 2 | [MK-GR] 400 kV Bitola-Meliti | XFL_BI11_GMELIT11_1:line | 1216 | 1600 | 1600 | -384 | 76 | []
BG_CO_00009 | N-1 400kV Maritsa Iztok 2Â - Maritsa Iztok 3 | [MK-GR] 400 kV Bitola-Meliti | XFL_BI11_GMELIT11_1:line | 1210 | 1600 | 1600 | -390 | 76 | []
TR_CO_00001 | N-1 400 kV Habitabat NGCC -Babaeski | [MK-GR] 400 kV Bitola-Meliti | XFL_BI11_GMELIT11_1:line | 1208 | 1600 | 1600 | -392 | 76 | []
BG_TR_CO_00002 | N-1 400kV Maritsa 3 - Hamitabat 2 | [MK-GR] 400 kV Bitola-Meliti | XFL_BI11_GMELIT11_1:line | 1207 | 1600 | 1600 | -393 | 75 | []
BG_TR_CO_00001 | N-1 400kV Maritsa 3 - Hamitabat 1 | [MK-GR] 400 kV Bitola-Meliti | XFL_BI11_GMELIT11_1:line | 1206 | 1600 | 1600 | -394 | 75 | []
BG_CO_00012 | Â N-1 400kV Varna - Burgas | [MK-GR] 400 kV Bitola-Meliti | XFL_BI11_GMELIT11_1:line | 1206 | 1600 | 1600 | -394 | 75 | []
BC | Base Case | [MK-GR] 400 kV Bitola-Meliti | XFL_BI11_GMELIT11_1:line | 1205 | 1600 | 1600 | -395 | 75 | []
BG_CO_00010 | N-1 400kV Maritsa Iztok â Maritsa Iztok 3 | [MK-GR] 400 kV Bitola-Meliti | XFL_BI11_GMELIT11_1:line | 1205 | 1600 | 1600 | -395 | 75 | []
BG_CO_00013 | N-1 400kV Burgas â Maritsa Iztok 2 | [MK-GR] 400 kV Bitola-Meliti | XFL_BI11_GMELIT11_1:line | 1202 | 1600 | 1600 | -398 | 75 | []
BG_CO_00005, BG_CO_00007 | N-1 400kV Vetren - Chervena Mogila , N-1 400kV Vetren - Chervena Mogila | [MK-GR] 400 kV Bitola-Meliti | XFL_BI11_GMELIT11_1:line | 1201 | 1600 | 1600 | -399 | 75 | []
BG_CO_00011 | N-1 400kV Maritsa Iztok - Plovdiv | [MK-GR] 400 kV Bitola-Meliti | XFL_BI11_GMELIT11_1:line | 1200 | 1600 | 1600 | -400 | 75 | []
BG_RS_CO_00001 | N-1 400kV Sofia Zapad - Nis Â | [MK-GR] 400 kV Bitola-Meliti | XFL_BI11_GMELIT11_1:line | 1200 | 1600 | 1600 | -400 | 75 | []
BG_CO_00006, BG_CO_00008 | N-1 400kV Plovdiv - Vetren , N-1 400kV Plovdiv - Vetren | [MK-GR] 400 kV Bitola-Meliti | XFL_BI11_GMELIT11_1:line | 1199 | 1600 | 1600 | -401 | 75 | []
BG_CO_00016 | N-1 400kV Kozloduy - Sofia Zapad ck.2 | [MK-GR] 400 kV Bitola-Meliti | XFL_BI11_GMELIT11_1:line | 1199 | 1600 | 1600 | -401 | 75 | []
KS_ME_CO_00001 | N-1 400 kV Pec 3-Ribarevina | [MK-GR] 400 kV Bitola-Meliti | XFL_BI11_GMELIT11_1:line | 1192 | 1600 | 1600 | -408 | 74 | []
RS_KS_CO_00002 | N-1 400 kV Kosovo B-Nis 2 | [MK-GR] 400 kV Bitola-Meliti | XFL_BI11_GMELIT11_1:line | 1190 | 1600 | 1600 | -410 | 74 | []
GR_CO_00005 | N-1 400 kV Thessaloniki-Lagadas ck.2 | [MK-GR] 400 kV Bitola-Meliti | XFL_BI11_GMELIT11_1:line | -1189 | 1600 | 1600 | -411 | 74 | []
RS_CO_00003 | N-1 400 kV Vranje 4 âLeskovac 2 | [MK-GR] 400 kV Bitola-Meliti | XFL_BI11_GMELIT11_1:line | 1166 | 1600 | 1600 | -434 | 73 | []
RS_MK_00001 | N-1 400 kV Vranje 4 -Stip | [MK-GR] 400 kV Bitola-Meliti | XFL_BI11_GMELIT11_1:line | 1163 | 1600 | 1600 | -437 | 73 | []
RS_CO_00004 | N-1 400 kV Nis 2 âLeskovac 2 | [MK-GR] 400 kV Bitola-Meliti | XFL_BI11_GMELIT11_1:line | 1162 | 1600 | 1600 | -438 | 73 | []
GR_CO_00001 | N-1 400 kV Filippoi-Nea Santa ck.2 | [BG-GR] 400 kV Blagoevgrad - Thessaloniki | XBG_TH11_GTHESS13_1:line | 1128 | 1600 | 1600 | -472 | 71 | []
MK_CO_00003 | N-1 400 kV Skopje 4 âSkopje 5 | [MK-GR] 400 kV Bitola-Meliti | XFL_BI11_GMELIT11_1:line | -1123 | 1600 | 1600 | -477 | 70 | []

## 0330Curative
Detailed results
Generated at: | 2024-01-19 21:11
Business day: | 21.01.2024
Timestamp: | 03:30
Border & direction: | North-Greece Importing
Horizon: | 2D
Remedial actions: | true
Evaluation type: | CURATIVE
TTC [MW]: | 2933
Fallback applied | false
Loading threshold | 0.7
Applied RAs
CO ID | RA ID | Name of the RA | Usage | Type | Location | Status
Limiting CNECs
CO ID | Name of the CO | Name of the CNE | CNE UCTE branch | Calculated I (A) | I max (PRE) | I max (CUR) | Margin (A) | Loading (%) | Applicable curative RAs
AL_GR_CO_00001 | N-1 400 kV Zemplak-Kardia | [MK-GR] 400 kV Bitola-Meliti | XFL_BI11_GMELIT11_1:line | 1594 |  | 1600 | -6 | 100 | []
BG_CO_00001 | N-1 400kV Chervena Mogila - Blagoevgrad ck. 2 | [MK-GR] 400 kV Bitola-Meliti | XFL_BI11_GMELIT11_1:line | 1488 |  | 1600 | -112 | 93 | []
MK_GR_CO_00002 | N-1 400 kV Dubrovo-Thessaloniki | [MK-GR] 400 kV Bitola-Meliti | XFL_BI11_GMELIT11_1:line | 1470 |  | 1600 | -130 | 92 | []
AL_CO_00002 | N-1 400 kV Elbasan 2-Zemlak | [MK-GR] 400 kV Bitola-Meliti | XFL_BI11_GMELIT11_1:line | 1455 |  | 1600 | -145 | 91 | []
BG_GR_CO_00001 | N-1 400 kV Blagoevgrad-Thessaloniki | [MK-GR] 400 kV Bitola-Meliti | XFL_BI11_GMELIT11_1:line | 1449 |  | 1600 | -151 | 91 | []
GR_CO_00001 | N-1 400 kV Filippoi-Nea Santa ck.2 | [MK-GR] 400 kV Bitola-Meliti | XFL_BI11_GMELIT11_1:line | 1419 |  | 1600 | -181 | 89 | []
GR_CO_00002 | N-1 400 kV Filippoi-Lagadas ck.2 | [MK-GR] 400 kV Bitola-Meliti | XFL_BI11_GMELIT11_1:line | 1315 |  | 1600 | -285 | 82 | []
AL_CO_00001 | N-1 400 kV Elbasan 2-Tirana 2 | [MK-GR] 400 kV Bitola-Meliti | XFL_BI11_GMELIT11_1:line | 1301 |  | 1600 | -299 | 81 | []
GR_CO_00004 | N-1 400 kV Amideo-Lagadas ck.2 | [MK-GR] 400 kV Bitola-Meliti | XFL_BI11_GMELIT11_1:line | 1268 |  | 1600 | -332 | 79 | []
BG_GR_CO_00002 | N-1 400 kV Maritsa Iztok-Nea Santa | [MK-GR] 400 kV Bitola-Meliti | XFL_BI11_GMELIT11_1:line | 1251 |  | 1600 | -349 | 78 | []
TR_GR_CO_00001 | N-1 400 kV Babaeski-N Santa | [MK-GR] 400 kV Bitola-Meliti | XFL_BI11_GMELIT11_1:line | 1242 |  | 1600 | -358 | 78 | []
AL_ME_CO_00001 | N-1 400 kV Tirana 2âPodgorica 2 | [MK-GR] 400 kV Bitola-Meliti | XFL_BI11_GMELIT11_1:line | 1232 |  | 1600 | -368 | 77 | []
BG_CO_00002 | N-1 400kV Sofia Zapad - Chervena Mogila ck. 2 | [MK-GR] 400 kV Bitola-Meliti | XFL_BI11_GMELIT11_1:line | 1216 |  | 1600 | -384 | 76 | []
BG_CO_00009 | N-1 400kV Maritsa Iztok 2Â - Maritsa Iztok 3 | [MK-GR] 400 kV Bitola-Meliti | XFL_BI11_GMELIT11_1:line | 1210 |  | 1600 | -390 | 76 | []
TR_CO_00001 | N-1 400 kV Habitabat NGCC -Babaeski | [MK-GR] 400 kV Bitola-Meliti | XFL_BI11_GMELIT11_1:line | 1208 |  | 1600 | -392 | 76 | []
BG_TR_CO_00002 | N-1 400kV Maritsa 3 - Hamitabat 2 | [MK-GR] 400 kV Bitola-Meliti | XFL_BI11_GMELIT11_1:line | 1207 |  | 1600 | -393 | 75 | []
BG_TR_CO_00001 | N-1 400kV Maritsa 3 - Hamitabat 1 | [MK-GR] 400 kV Bitola-Meliti | XFL_BI11_GMELIT11_1:line | 1206 |  | 1600 | -394 | 75 | []
BG_CO_00012 | Â N-1 400kV Varna - Burgas | [MK-GR] 400 kV Bitola-Meliti | XFL_BI11_GMELIT11_1:line | 1206 |  | 1600 | -394 | 75 | []
BC | Base Case | [MK-GR] 400 kV Bitola-Meliti | XFL_BI11_GMELIT11_1:line | 1205 |  | 1600 | -395 | 75 | []
BG_CO_00010 | N-1 400kV Maritsa Iztok â Maritsa Iztok 3 | [MK-GR] 400 kV Bitola-Meliti | XFL_BI11_GMELIT11_1:line | 1205 |  | 1600 | -395 | 75 | []
BG_CO_00013 | N-1 400kV Burgas â Maritsa Iztok 2 | [MK-GR] 400 kV Bitola-Meliti | XFL_BI11_GMELIT11_1:line | 1202 |  | 1600 | -398 | 75 | []
BG_CO_00005, BG_CO_00007 | N-1 400kV Vetren - Chervena Mogila , N-1 400kV Vetren - Chervena Mogila | [MK-GR] 400 kV Bitola-Meliti | XFL_BI11_GMELIT11_1:line | 1201 |  | 1600 | -399 | 75 | []
BG_CO_00011 | N-1 400kV Maritsa Iztok - Plovdiv | [MK-GR] 400 kV Bitola-Meliti | XFL_BI11_GMELIT11_1:line | 1200 |  | 1600 | -400 | 75 | []
BG_RS_CO_00001 | N-1 400kV Sofia Zapad - Nis Â | [MK-GR] 400 kV Bitola-Meliti | XFL_BI11_GMELIT11_1:line | 1200 |  | 1600 | -400 | 75 | []
BG_CO_00006, BG_CO_00008 | N-1 400kV Plovdiv - Vetren , N-1 400kV Plovdiv - Vetren | [MK-GR] 400 kV Bitola-Meliti | XFL_BI11_GMELIT11_1:line | 1199 |  | 1600 | -401 | 75 | []
BG_CO_00016 | N-1 400kV Kozloduy - Sofia Zapad ck.2 | [MK-GR] 400 kV Bitola-Meliti | XFL_BI11_GMELIT11_1:line | 1199 |  | 1600 | -401 | 75 | []
KS_ME_CO_00001 | N-1 400 kV Pec 3-Ribarevina | [MK-GR] 400 kV Bitola-Meliti | XFL_BI11_GMELIT11_1:line | 1192 |  | 1600 | -408 | 74 | []
RS_KS_CO_00002 | N-1 400 kV Kosovo B-Nis 2 | [MK-GR] 400 kV Bitola-Meliti | XFL_BI11_GMELIT11_1:line | 1190 |  | 1600 | -410 | 74 | []
GR_CO_00005 | N-1 400 kV Thessaloniki-Lagadas ck.2 | [MK-GR] 400 kV Bitola-Meliti | XFL_BI11_GMELIT11_1:line | -1189 |  | 1600 | -411 | 74 | []
RS_CO_00003 | N-1 400 kV Vranje 4 âLeskovac 2 | [MK-GR] 400 kV Bitola-Meliti | XFL_BI11_GMELIT11_1:line | 1166 |  | 1600 | -434 | 73 | []
RS_MK_00001 | N-1 400 kV Vranje 4 -Stip | [MK-GR] 400 kV Bitola-Meliti | XFL_BI11_GMELIT11_1:line | 1163 |  | 1600 | -437 | 73 | []
RS_CO_00004 | N-1 400 kV Nis 2 âLeskovac 2 | [MK-GR] 400 kV Bitola-Meliti | XFL_BI11_GMELIT11_1:line | 1162 |  | 1600 | -438 | 73 | []
GR_CO_00001 | N-1 400 kV Filippoi-Nea Santa ck.2 | [BG-GR] 400 kV Blagoevgrad - Thessaloniki | XBG_TH11_GTHESS13_1:line | 1128 |  | 1600 | -472 | 71 | []
MK_CO_00003 | N-1 400 kV Skopje 4 âSkopje 5 | [MK-GR] 400 kV Bitola-Meliti | XFL_BI11_GMELIT11_1:line | -1123 |  | 1600 | -477 | 70 | []

## 0430Preventive
Detailed results
Generated at: | 2024-01-19 21:11
Business day: | 21.01.2024
Timestamp: | 04:30
Border & direction: | North-Greece Importing
Horizon: | 2D
Remedial actions: | true
Evaluation type: | PREVENTIVE
TTC [MW]: | 2901
Fallback applied | false
Loading threshold | 0.7
Applied RAs
CO ID | RA ID | Name of the RA | Usage | Type | Location | Status
Limiting CNECs
CO ID | Name of the CO | Name of the CNE | CNE UCTE branch | Calculated I (A) | I max (PRE) | I max (CUR) | Margin (A) | Loading (%) | Applicable curative RAs
AL_GR_CO_00001 | N-1 400 kV Zemplak-Kardia | [MK-GR] 400 kV Bitola-Meliti | XFL_BI11_GMELIT11_1:line | 1591 | 1600 | 1600 | -9 | 99 | []
BG_CO_00001 | N-1 400kV Chervena Mogila - Blagoevgrad ck. 2 | [MK-GR] 400 kV Bitola-Meliti | XFL_BI11_GMELIT11_1:line | 1482 | 1600 | 1600 | -118 | 93 | []
MK_GR_CO_00002 | N-1 400 kV Dubrovo-Thessaloniki | [MK-GR] 400 kV Bitola-Meliti | XFL_BI11_GMELIT11_1:line | 1465 | 1600 | 1600 | -135 | 92 | []
AL_CO_00002 | N-1 400 kV Elbasan 2-Zemlak | [MK-GR] 400 kV Bitola-Meliti | XFL_BI11_GMELIT11_1:line | 1452 | 1600 | 1600 | -148 | 91 | []
BG_GR_CO_00001 | N-1 400 kV Blagoevgrad-Thessaloniki | [MK-GR] 400 kV Bitola-Meliti | XFL_BI11_GMELIT11_1:line | 1435 | 1600 | 1600 | -165 | 90 | []
GR_CO_00001 | N-1 400 kV Filippoi-Nea Santa ck.2 | [MK-GR] 400 kV Bitola-Meliti | XFL_BI11_GMELIT11_1:line | 1403 | 1600 | 1600 | -197 | 88 | []
GR_CO_00002 | N-1 400 kV Filippoi-Lagadas ck.2 | [MK-GR] 400 kV Bitola-Meliti | XFL_BI11_GMELIT11_1:line | 1299 | 1600 | 1600 | -301 | 81 | []
AL_CO_00001 | N-1 400 kV Elbasan 2-Tirana 2 | [MK-GR] 400 kV Bitola-Meliti | XFL_BI11_GMELIT11_1:line | 1295 | 1600 | 1600 | -305 | 81 | []
GR_CO_00004 | N-1 400 kV Amideo-Lagadas ck.2 | [MK-GR] 400 kV Bitola-Meliti | XFL_BI11_GMELIT11_1:line | 1253 | 1600 | 1600 | -347 | 78 | []
BG_GR_CO_00002 | N-1 400 kV Maritsa Iztok-Nea Santa | [MK-GR] 400 kV Bitola-Meliti | XFL_BI11_GMELIT11_1:line | 1238 | 1600 | 1600 | -362 | 77 | []
TR_GR_CO_00001 | N-1 400 kV Babaeski-N Santa | [MK-GR] 400 kV Bitola-Meliti | XFL_BI11_GMELIT11_1:line | 1229 | 1600 | 1600 | -371 | 77 | []
AL_ME_CO_00001 | N-1 400 kV Tirana 2âPodgorica 2 | [MK-GR] 400 kV Bitola-Meliti | XFL_BI11_GMELIT11_1:line | 1224 | 1600 | 1600 | -376 | 77 | []
BG_CO_00002 | N-1 400kV Sofia Zapad - Chervena Mogila ck. 2 | [MK-GR] 400 kV Bitola-Meliti | XFL_BI11_GMELIT11_1:line | 1209 | 1600 | 1600 | -391 | 76 | []
BG_CO_00009 | N-1 400kV Maritsa Iztok 2Â - Maritsa Iztok 3 | [MK-GR] 400 kV Bitola-Meliti | XFL_BI11_GMELIT11_1:line | 1201 | 1600 | 1600 | -399 | 75 | []
BG_TR_CO_00002 | N-1 400kV Maritsa 3 - Hamitabat 2 | [MK-GR] 400 kV Bitola-Meliti | XFL_BI11_GMELIT11_1:line | 1198 | 1600 | 1600 | -402 | 75 | []
TR_CO_00001 | N-1 400 kV Habitabat NGCC -Babaeski | [MK-GR] 400 kV Bitola-Meliti | XFL_BI11_GMELIT11_1:line | 1198 | 1600 | 1600 | -402 | 75 | []
BG_TR_CO_00001 | N-1 400kV Maritsa 3 - Hamitabat 1 | [MK-GR] 400 kV Bitola-Meliti | XFL_BI11_GMELIT11_1:line | 1197 | 1600 | 1600 | -403 | 75 | []
BG_CO_00012 | Â N-1 400kV Varna - Burgas | [MK-GR] 400 kV Bitola-Meliti | XFL_BI11_GMELIT11_1:line | 1196 | 1600 | 1600 | -404 | 75 | []
BC | Base Case | [MK-GR] 400 kV Bitola-Meliti | XFL_BI11_GMELIT11_1:line | 1195 | 1600 | 1600 | -405 | 75 | []
BG_CO_00010 | N-1 400kV Maritsa Iztok â Maritsa Iztok 3 | [MK-GR] 400 kV Bitola-Meliti | XFL_BI11_GMELIT11_1:line | 1195 | 1600 | 1600 | -405 | 75 | []
BG_RS_CO_00001 | N-1 400kV Sofia Zapad - Nis Â | [MK-GR] 400 kV Bitola-Meliti | XFL_BI11_GMELIT11_1:line | 1193 | 1600 | 1600 | -407 | 75 | []
BG_CO_00013 | N-1 400kV Burgas â Maritsa Iztok 2 | [MK-GR] 400 kV Bitola-Meliti | XFL_BI11_GMELIT11_1:line | 1192 | 1600 | 1600 | -408 | 74 | []
BG_CO_00005, BG_CO_00007 | N-1 400kV Vetren - Chervena Mogila , N-1 400kV Vetren - Chervena Mogila | [MK-GR] 400 kV Bitola-Meliti | XFL_BI11_GMELIT11_1:line | 1192 | 1600 | 1600 | -408 | 74 | []
BG_CO_00011 | N-1 400kV Maritsa Iztok - Plovdiv | [MK-GR] 400 kV Bitola-Meliti | XFL_BI11_GMELIT11_1:line | 1190 | 1600 | 1600 | -410 | 74 | []
BG_CO_00006, BG_CO_00008 | N-1 400kV Plovdiv - Vetren , N-1 400kV Plovdiv - Vetren | [MK-GR] 400 kV Bitola-Meliti | XFL_BI11_GMELIT11_1:line | 1190 | 1600 | 1600 | -410 | 74 | []
BG_CO_00016 | N-1 400kV Kozloduy - Sofia Zapad ck.2 | [MK-GR] 400 kV Bitola-Meliti | XFL_BI11_GMELIT11_1:line | 1189 | 1600 | 1600 | -411 | 74 | []
RS_KS_CO_00002 | N-1 400 kV Kosovo B-Nis 2 | [MK-GR] 400 kV Bitola-Meliti | XFL_BI11_GMELIT11_1:line | 1183 | 1600 | 1600 | -417 | 74 | []
GR_CO_00005 | N-1 400 kV Thessaloniki-Lagadas ck.2 | [MK-GR] 400 kV Bitola-Meliti | XFL_BI11_GMELIT11_1:line | -1183 | 1600 | 1600 | -417 | 74 | []
KS_ME_CO_00001 | N-1 400 kV Pec 3-Ribarevina | [MK-GR] 400 kV Bitola-Meliti | XFL_BI11_GMELIT11_1:line | 1182 | 1600 | 1600 | -418 | 74 | []
RS_CO_00003 | N-1 400 kV Vranje 4 âLeskovac 2 | [MK-GR] 400 kV Bitola-Meliti | XFL_BI11_GMELIT11_1:line | 1156 | 1600 | 1600 | -444 | 72 | []
RS_MK_00001 | N-1 400 kV Vranje 4 -Stip | [MK-GR] 400 kV Bitola-Meliti | XFL_BI11_GMELIT11_1:line | 1152 | 1600 | 1600 | -448 | 72 | []
RS_CO_00004 | N-1 400 kV Nis 2 âLeskovac 2 | [MK-GR] 400 kV Bitola-Meliti | XFL_BI11_GMELIT11_1:line | 1152 | 1600 | 1600 | -448 | 72 | []

## 0430Curative
Detailed results
Generated at: | 2024-01-19 21:11
Business day: | 21.01.2024
Timestamp: | 04:30
Border & direction: | North-Greece Importing
Horizon: | 2D
Remedial actions: | true
Evaluation type: | CURATIVE
TTC [MW]: | 2901
Fallback applied | false
Loading threshold | 0.7
Applied RAs
CO ID | RA ID | Name of the RA | Usage | Type | Location | Status
Limiting CNECs
CO ID | Name of the CO | Name of the CNE | CNE UCTE branch | Calculated I (A) | I max (PRE) | I max (CUR) | Margin (A) | Loading (%) | Applicable curative RAs
AL_GR_CO_00001 | N-1 400 kV Zemplak-Kardia | [MK-GR] 400 kV Bitola-Meliti | XFL_BI11_GMELIT11_1:line | 1591 |  | 1600 | -9 | 99 | []
BG_CO_00001 | N-1 400kV Chervena Mogila - Blagoevgrad ck. 2 | [MK-GR] 400 kV Bitola-Meliti | XFL_BI11_GMELIT11_1:line | 1482 |  | 1600 | -118 | 93 | []
MK_GR_CO_00002 | N-1 400 kV Dubrovo-Thessaloniki | [MK-GR] 400 kV Bitola-Meliti | XFL_BI11_GMELIT11_1:line | 1465 |  | 1600 | -135 | 92 | []
AL_CO_00002 | N-1 400 kV Elbasan 2-Zemlak | [MK-GR] 400 kV Bitola-Meliti | XFL_BI11_GMELIT11_1:line | 1452 |  | 1600 | -148 | 91 | []
BG_GR_CO_00001 | N-1 400 kV Blagoevgrad-Thessaloniki | [MK-GR] 400 kV Bitola-Meliti | XFL_BI11_GMELIT11_1:line | 1435 |  | 1600 | -165 | 90 | []
GR_CO_00001 | N-1 400 kV Filippoi-Nea Santa ck.2 | [MK-GR] 400 kV Bitola-Meliti | XFL_BI11_GMELIT11_1:line | 1403 |  | 1600 | -197 | 88 | []
GR_CO_00002 | N-1 400 kV Filippoi-Lagadas ck.2 | [MK-GR] 400 kV Bitola-Meliti | XFL_BI11_GMELIT11_1:line | 1299 |  | 1600 | -301 | 81 | []
AL_CO_00001 | N-1 400 kV Elbasan 2-Tirana 2 | [MK-GR] 400 kV Bitola-Meliti | XFL_BI11_GMELIT11_1:line | 1295 |  | 1600 | -305 | 81 | []
GR_CO_00004 | N-1 400 kV Amideo-Lagadas ck.2 | [MK-GR] 400 kV Bitola-Meliti | XFL_BI11_GMELIT11_1:line | 1253 |  | 1600 | -347 | 78 | []
BG_GR_CO_00002 | N-1 400 kV Maritsa Iztok-Nea Santa | [MK-GR] 400 kV Bitola-Meliti | XFL_BI11_GMELIT11_1:line | 1238 |  | 1600 | -362 | 77 | []
TR_GR_CO_00001 | N-1 400 kV Babaeski-N Santa | [MK-GR] 400 kV Bitola-Meliti | XFL_BI11_GMELIT11_1:line | 1229 |  | 1600 | -371 | 77 | []
AL_ME_CO_00001 | N-1 400 kV Tirana 2âPodgorica 2 | [MK-GR] 400 kV Bitola-Meliti | XFL_BI11_GMELIT11_1:line | 1224 |  | 1600 | -376 | 77 | []
BG_CO_00002 | N-1 400kV Sofia Zapad - Chervena Mogila ck. 2 | [MK-GR] 400 kV Bitola-Meliti | XFL_BI11_GMELIT11_1:line | 1209 |  | 1600 | -391 | 76 | []
BG_CO_00009 | N-1 400kV Maritsa Iztok 2Â - Maritsa Iztok 3 | [MK-GR] 400 kV Bitola-Meliti | XFL_BI11_GMELIT11_1:line | 1201 |  | 1600 | -399 | 75 | []
BG_TR_CO_00002 | N-1 400kV Maritsa 3 - Hamitabat 2 | [MK-GR] 400 kV Bitola-Meliti | XFL_BI11_GMELIT11_1:line | 1198 |  | 1600 | -402 | 75 | []
TR_CO_00001 | N-1 400 kV Habitabat NGCC -Babaeski | [MK-GR] 400 kV Bitola-Meliti | XFL_BI11_GMELIT11_1:line | 1198 |  | 1600 | -402 | 75 | []
BG_TR_CO_00001 | N-1 400kV Maritsa 3 - Hamitabat 1 | [MK-GR] 400 kV Bitola-Meliti | XFL_BI11_GMELIT11_1:line | 1197 |  | 1600 | -403 | 75 | []
BG_CO_00012 | Â N-1 400kV Varna - Burgas | [MK-GR] 400 kV Bitola-Meliti | XFL_BI11_GMELIT11_1:line | 1196 |  | 1600 | -404 | 75 | []
BC | Base Case | [MK-GR] 400 kV Bitola-Meliti | XFL_BI11_GMELIT11_1:line | 1195 |  | 1600 | -405 | 75 | []
BG_CO_00010 | N-1 400kV Maritsa Iztok â Maritsa Iztok 3 | [MK-GR] 400 kV Bitola-Meliti | XFL_BI11_GMELIT11_1:line | 1195 |  | 1600 | -405 | 75 | []
BG_RS_CO_00001 | N-1 400kV Sofia Zapad - Nis Â | [MK-GR] 400 kV Bitola-Meliti | XFL_BI11_GMELIT11_1:line | 1193 |  | 1600 | -407 | 75 | []
BG_CO_00013 | N-1 400kV Burgas â Maritsa Iztok 2 | [MK-GR] 400 kV Bitola-Meliti | XFL_BI11_GMELIT11_1:line | 1192 |  | 1600 | -408 | 74 | []
BG_CO_00005, BG_CO_00007 | N-1 400kV Vetren - Chervena Mogila , N-1 400kV Vetren - Chervena Mogila | [MK-GR] 400 kV Bitola-Meliti | XFL_BI11_GMELIT11_1:line | 1192 |  | 1600 | -408 | 74 | []
BG_CO_00011 | N-1 400kV Maritsa Iztok - Plovdiv | [MK-GR] 400 kV Bitola-Meliti | XFL_BI11_GMELIT11_1:line | 1190 |  | 1600 | -410 | 74 | []
BG_CO_00006, BG_CO_00008 | N-1 400kV Plovdiv - Vetren , N-1 400kV Plovdiv - Vetren | [MK-GR] 400 kV Bitola-Meliti | XFL_BI11_GMELIT11_1:line | 1190 |  | 1600 | -410 | 74 | []
BG_CO_00016 | N-1 400kV Kozloduy - Sofia Zapad ck.2 | [MK-GR] 400 kV Bitola-Meliti | XFL_BI11_GMELIT11_1:line | 1189 |  | 1600 | -411 | 74 | []
RS_KS_CO_00002 | N-1 400 kV Kosovo B-Nis 2 | [MK-GR] 400 kV Bitola-Meliti | XFL_BI11_GMELIT11_1:line | 1183 |  | 1600 | -417 | 74 | []
GR_CO_00005 | N-1 400 kV Thessaloniki-Lagadas ck.2 | [MK-GR] 400 kV Bitola-Meliti | XFL_BI11_GMELIT11_1:line | -1183 |  | 1600 | -417 | 74 | []
KS_ME_CO_00001 | N-1 400 kV Pec 3-Ribarevina | [MK-GR] 400 kV Bitola-Meliti | XFL_BI11_GMELIT11_1:line | 1182 |  | 1600 | -418 | 74 | []
RS_CO_00003 | N-1 400 kV Vranje 4 âLeskovac 2 | [MK-GR] 400 kV Bitola-Meliti | XFL_BI11_GMELIT11_1:line | 1156 |  | 1600 | -444 | 72 | []
RS_MK_00001 | N-1 400 kV Vranje 4 -Stip | [MK-GR] 400 kV Bitola-Meliti | XFL_BI11_GMELIT11_1:line | 1152 |  | 1600 | -448 | 72 | []
RS_CO_00004 | N-1 400 kV Nis 2 âLeskovac 2 | [MK-GR] 400 kV Bitola-Meliti | XFL_BI11_GMELIT11_1:line | 1152 |  | 1600 | -448 | 72 | []

## 0530Preventive
Detailed results
Generated at: | 2024-01-19 21:11
Business day: | 21.01.2024
Timestamp: | 05:30
Border & direction: | North-Greece Importing
Horizon: | 2D
Remedial actions: | true
Evaluation type: | PREVENTIVE
TTC [MW]: | 2916
Fallback applied | false
Loading threshold | 0.7
Applied RAs
CO ID | RA ID | Name of the RA | Usage | Type | Location | Status
Limiting CNECs
CO ID | Name of the CO | Name of the CNE | CNE UCTE branch | Calculated I (A) | I max (PRE) | I max (CUR) | Margin (A) | Loading (%) | Applicable curative RAs
AL_GR_CO_00001 | N-1 400 kV Zemplak-Kardia | [MK-GR] 400 kV Bitola-Meliti | XFL_BI11_GMELIT11_1:line | 1593 | 1600 | 1600 | -7 | 100 | []
BG_CO_00001 | N-1 400kV Chervena Mogila - Blagoevgrad ck. 2 | [MK-GR] 400 kV Bitola-Meliti | XFL_BI11_GMELIT11_1:line | 1486 | 1600 | 1600 | -114 | 93 | []
MK_GR_CO_00002 | N-1 400 kV Dubrovo-Thessaloniki | [MK-GR] 400 kV Bitola-Meliti | XFL_BI11_GMELIT11_1:line | 1471 | 1600 | 1600 | -129 | 92 | []
AL_CO_00002 | N-1 400 kV Elbasan 2-Zemlak | [MK-GR] 400 kV Bitola-Meliti | XFL_BI11_GMELIT11_1:line | 1460 | 1600 | 1600 | -140 | 91 | []
BG_GR_CO_00001 | N-1 400 kV Blagoevgrad-Thessaloniki | [MK-GR] 400 kV Bitola-Meliti | XFL_BI11_GMELIT11_1:line | 1435 | 1600 | 1600 | -165 | 90 | []
GR_CO_00001 | N-1 400 kV Filippoi-Nea Santa ck.2 | [MK-GR] 400 kV Bitola-Meliti | XFL_BI11_GMELIT11_1:line | 1412 | 1600 | 1600 | -188 | 88 | []
GR_CO_00002 | N-1 400 kV Filippoi-Lagadas ck.2 | [MK-GR] 400 kV Bitola-Meliti | XFL_BI11_GMELIT11_1:line | 1309 | 1600 | 1600 | -291 | 82 | []
AL_CO_00001 | N-1 400 kV Elbasan 2-Tirana 2 | [MK-GR] 400 kV Bitola-Meliti | XFL_BI11_GMELIT11_1:line | 1301 | 1600 | 1600 | -299 | 81 | []
GR_CO_00004 | N-1 400 kV Amideo-Lagadas ck.2 | [MK-GR] 400 kV Bitola-Meliti | XFL_BI11_GMELIT11_1:line | 1259 | 1600 | 1600 | -341 | 79 | []
BG_GR_CO_00002 | N-1 400 kV Maritsa Iztok-Nea Santa | [MK-GR] 400 kV Bitola-Meliti | XFL_BI11_GMELIT11_1:line | 1246 | 1600 | 1600 | -354 | 78 | []
TR_GR_CO_00001 | N-1 400 kV Babaeski-N Santa | [MK-GR] 400 kV Bitola-Meliti | XFL_BI11_GMELIT11_1:line | 1238 | 1600 | 1600 | -362 | 77 | []
AL_ME_CO_00001 | N-1 400 kV Tirana 2âPodgorica 2 | [MK-GR] 400 kV Bitola-Meliti | XFL_BI11_GMELIT11_1:line | 1230 | 1600 | 1600 | -370 | 77 | []
BG_CO_00002 | N-1 400kV Sofia Zapad - Chervena Mogila ck. 2 | [MK-GR] 400 kV Bitola-Meliti | XFL_BI11_GMELIT11_1:line | 1213 | 1600 | 1600 | -387 | 76 | []
BG_CO_00009 | N-1 400kV Maritsa Iztok 2Â - Maritsa Iztok 3 | [MK-GR] 400 kV Bitola-Meliti | XFL_BI11_GMELIT11_1:line | 1207 | 1600 | 1600 | -393 | 75 | []
TR_CO_00001 | N-1 400 kV Habitabat NGCC -Babaeski | [MK-GR] 400 kV Bitola-Meliti | XFL_BI11_GMELIT11_1:line | 1205 | 1600 | 1600 | -395 | 75 | []
BG_TR_CO_00002 | N-1 400kV Maritsa 3 - Hamitabat 2 | [MK-GR] 400 kV Bitola-Meliti | XFL_BI11_GMELIT11_1:line | 1204 | 1600 | 1600 | -396 | 75 | []
BG_TR_CO_00001 | N-1 400kV Maritsa 3 - Hamitabat 1 | [MK-GR] 400 kV Bitola-Meliti | XFL_BI11_GMELIT11_1:line | 1203 | 1600 | 1600 | -397 | 75 | []
BG_CO_00012 | Â N-1 400kV Varna - Burgas | [MK-GR] 400 kV Bitola-Meliti | XFL_BI11_GMELIT11_1:line | 1202 | 1600 | 1600 | -398 | 75 | []
BC | Base Case | [MK-GR] 400 kV Bitola-Meliti | XFL_BI11_GMELIT11_1:line | 1201 | 1600 | 1600 | -399 | 75 | []
BG_CO_00010 | N-1 400kV Maritsa Iztok â Maritsa Iztok 3 | [MK-GR] 400 kV Bitola-Meliti | XFL_BI11_GMELIT11_1:line | 1201 | 1600 | 1600 | -399 | 75 | []
BG_RS_CO_00001 | N-1 400kV Sofia Zapad - Nis Â | [MK-GR] 400 kV Bitola-Meliti | XFL_BI11_GMELIT11_1:line | 1199 | 1600 | 1600 | -401 | 75 | []
BG_CO_00013 | N-1 400kV Burgas â Maritsa Iztok 2 | [MK-GR] 400 kV Bitola-Meliti | XFL_BI11_GMELIT11_1:line | 1198 | 1600 | 1600 | -402 | 75 | []
BG_CO_00011 | N-1 400kV Maritsa Iztok - Plovdiv | [MK-GR] 400 kV Bitola-Meliti | XFL_BI11_GMELIT11_1:line | 1196 | 1600 | 1600 | -404 | 75 | []
BG_CO_00006, BG_CO_00008 | N-1 400kV Plovdiv - Vetren , N-1 400kV Plovdiv - Vetren | [MK-GR] 400 kV Bitola-Meliti | XFL_BI11_GMELIT11_1:line | 1195 | 1600 | 1600 | -405 | 75 | []
BG_CO_00016 | N-1 400kV Kozloduy - Sofia Zapad ck.2 | [MK-GR] 400 kV Bitola-Meliti | XFL_BI11_GMELIT11_1:line | 1195 | 1600 | 1600 | -405 | 75 | []
BG_CO_00007 | N-1 400kV Vetren - Chervena Mogila | [MK-GR] 400 kV Bitola-Meliti | XFL_BI11_GMELIT11_1:line | 1195 | 1600 | 1600 | -405 | 75 | []
RS_KS_CO_00002 | N-1 400 kV Kosovo B-Nis 2 | [MK-GR] 400 kV Bitola-Meliti | XFL_BI11_GMELIT11_1:line | 1188 | 1600 | 1600 | -412 | 74 | []
KS_ME_CO_00001 | N-1 400 kV Pec 3-Ribarevina | [MK-GR] 400 kV Bitola-Meliti | XFL_BI11_GMELIT11_1:line | 1186 | 1600 | 1600 | -414 | 74 | []
GR_CO_00005 | N-1 400 kV Thessaloniki-Lagadas ck.2 | [MK-GR] 400 kV Bitola-Meliti | XFL_BI11_GMELIT11_1:line | 1185 | 1600 | 1600 | -415 | 74 | []
RS_CO_00003 | N-1 400 kV Vranje 4 âLeskovac 2 | [MK-GR] 400 kV Bitola-Meliti | XFL_BI11_GMELIT11_1:line | 1162 | 1600 | 1600 | -438 | 73 | []
RS_MK_00001 | N-1 400 kV Vranje 4 -Stip | [MK-GR] 400 kV Bitola-Meliti | XFL_BI11_GMELIT11_1:line | 1160 | 1600 | 1600 | -440 | 72 | []
RS_CO_00004 | N-1 400 kV Nis 2 âLeskovac 2 | [MK-GR] 400 kV Bitola-Meliti | XFL_BI11_GMELIT11_1:line | 1158 | 1600 | 1600 | -442 | 72 | []

## 0530Curative
Detailed results
Generated at: | 2024-01-19 21:11
Business day: | 21.01.2024
Timestamp: | 05:30
Border & direction: | North-Greece Importing
Horizon: | 2D
Remedial actions: | true
Evaluation type: | CURATIVE
TTC [MW]: | 2916
Fallback applied | false
Loading threshold | 0.7
Applied RAs
CO ID | RA ID | Name of the RA | Usage | Type | Location | Status
Limiting CNECs
CO ID | Name of the CO | Name of the CNE | CNE UCTE branch | Calculated I (A) | I max (PRE) | I max (CUR) | Margin (A) | Loading (%) | Applicable curative RAs
AL_GR_CO_00001 | N-1 400 kV Zemplak-Kardia | [MK-GR] 400 kV Bitola-Meliti | XFL_BI11_GMELIT11_1:line | 1593 |  | 1600 | -7 | 100 | []
BG_CO_00001 | N-1 400kV Chervena Mogila - Blagoevgrad ck. 2 | [MK-GR] 400 kV Bitola-Meliti | XFL_BI11_GMELIT11_1:line | 1486 |  | 1600 | -114 | 93 | []
MK_GR_CO_00002 | N-1 400 kV Dubrovo-Thessaloniki | [MK-GR] 400 kV Bitola-Meliti | XFL_BI11_GMELIT11_1:line | 1471 |  | 1600 | -129 | 92 | []
AL_CO_00002 | N-1 400 kV Elbasan 2-Zemlak | [MK-GR] 400 kV Bitola-Meliti | XFL_BI11_GMELIT11_1:line | 1460 |  | 1600 | -140 | 91 | []
BG_GR_CO_00001 | N-1 400 kV Blagoevgrad-Thessaloniki | [MK-GR] 400 kV Bitola-Meliti | XFL_BI11_GMELIT11_1:line | 1435 |  | 1600 | -165 | 90 | []
GR_CO_00001 | N-1 400 kV Filippoi-Nea Santa ck.2 | [MK-GR] 400 kV Bitola-Meliti | XFL_BI11_GMELIT11_1:line | 1412 |  | 1600 | -188 | 88 | []
GR_CO_00002 | N-1 400 kV Filippoi-Lagadas ck.2 | [MK-GR] 400 kV Bitola-Meliti | XFL_BI11_GMELIT11_1:line | 1309 |  | 1600 | -291 | 82 | []
AL_CO_00001 | N-1 400 kV Elbasan 2-Tirana 2 | [MK-GR] 400 kV Bitola-Meliti | XFL_BI11_GMELIT11_1:line | 1301 |  | 1600 | -299 | 81 | []
GR_CO_00004 | N-1 400 kV Amideo-Lagadas ck.2 | [MK-GR] 400 kV Bitola-Meliti | XFL_BI11_GMELIT11_1:line | 1259 |  | 1600 | -341 | 79 | []
BG_GR_CO_00002 | N-1 400 kV Maritsa Iztok-Nea Santa | [MK-GR] 400 kV Bitola-Meliti | XFL_BI11_GMELIT11_1:line | 1246 |  | 1600 | -354 | 78 | []
TR_GR_CO_00001 | N-1 400 kV Babaeski-N Santa | [MK-GR] 400 kV Bitola-Meliti | XFL_BI11_GMELIT11_1:line | 1238 |  | 1600 | -362 | 77 | []
AL_ME_CO_00001 | N-1 400 kV Tirana 2âPodgorica 2 | [MK-GR] 400 kV Bitola-Meliti | XFL_BI11_GMELIT11_1:line | 1230 |  | 1600 | -370 | 77 | []
BG_CO_00002 | N-1 400kV Sofia Zapad - Chervena Mogila ck. 2 | [MK-GR] 400 kV Bitola-Meliti | XFL_BI11_GMELIT11_1:line | 1213 |  | 1600 | -387 | 76 | []
BG_CO_00009 | N-1 400kV Maritsa Iztok 2Â - Maritsa Iztok 3 | [MK-GR] 400 kV Bitola-Meliti | XFL_BI11_GMELIT11_1:line | 1207 |  | 1600 | -393 | 75 | []
TR_CO_00001 | N-1 400 kV Habitabat NGCC -Babaeski | [MK-GR] 400 kV Bitola-Meliti | XFL_BI11_GMELIT11_1:line | 1205 |  | 1600 | -395 | 75 | []
BG_TR_CO_00002 | N-1 400kV Maritsa 3 - Hamitabat 2 | [MK-GR] 400 kV Bitola-Meliti | XFL_BI11_GMELIT11_1:line | 1204 |  | 1600 | -396 | 75 | []
BG_TR_CO_00001 | N-1 400kV Maritsa 3 - Hamitabat 1 | [MK-GR] 400 kV Bitola-Meliti | XFL_BI11_GMELIT11_1:line | 1203 |  | 1600 | -397 | 75 | []
BG_CO_00012 | Â N-1 400kV Varna - Burgas | [MK-GR] 400 kV Bitola-Meliti | XFL_BI11_GMELIT11_1:line | 1202 |  | 1600 | -398 | 75 | []
BC | Base Case | [MK-GR] 400 kV Bitola-Meliti | XFL_BI11_GMELIT11_1:line | 1201 |  | 1600 | -399 | 75 | []
BG_CO_00010 | N-1 400kV Maritsa Iztok â Maritsa Iztok 3 | [MK-GR] 400 kV Bitola-Meliti | XFL_BI11_GMELIT11_1:line | 1201 |  | 1600 | -399 | 75 | []
BG_RS_CO_00001 | N-1 400kV Sofia Zapad - Nis Â | [MK-GR] 400 kV Bitola-Meliti | XFL_BI11_GMELIT11_1:line | 1199 |  | 1600 | -401 | 75 | []
BG_CO_00013 | N-1 400kV Burgas â Maritsa Iztok 2 | [MK-GR] 400 kV Bitola-Meliti | XFL_BI11_GMELIT11_1:line | 1198 |  | 1600 | -402 | 75 | []
BG_CO_00011 | N-1 400kV Maritsa Iztok - Plovdiv | [MK-GR] 400 kV Bitola-Meliti | XFL_BI11_GMELIT11_1:line | 1196 |  | 1600 | -404 | 75 | []
BG_CO_00006, BG_CO_00008 | N-1 400kV Plovdiv - Vetren , N-1 400kV Plovdiv - Vetren | [MK-GR] 400 kV Bitola-Meliti | XFL_BI11_GMELIT11_1:line | 1195 |  | 1600 | -405 | 75 | []
BG_CO_00016 | N-1 400kV Kozloduy - Sofia Zapad ck.2 | [MK-GR] 400 kV Bitola-Meliti | XFL_BI11_GMELIT11_1:line | 1195 |  | 1600 | -405 | 75 | []
BG_CO_00007 | N-1 400kV Vetren - Chervena Mogila | [MK-GR] 400 kV Bitola-Meliti | XFL_BI11_GMELIT11_1:line | 1195 |  | 1600 | -405 | 75 | []
RS_KS_CO_00002 | N-1 400 kV Kosovo B-Nis 2 | [MK-GR] 400 kV Bitola-Meliti | XFL_BI11_GMELIT11_1:line | 1188 |  | 1600 | -412 | 74 | []
KS_ME_CO_00001 | N-1 400 kV Pec 3-Ribarevina | [MK-GR] 400 kV Bitola-Meliti | XFL_BI11_GMELIT11_1:line | 1186 |  | 1600 | -414 | 74 | []
GR_CO_00005 | N-1 400 kV Thessaloniki-Lagadas ck.2 | [MK-GR] 400 kV Bitola-Meliti | XFL_BI11_GMELIT11_1:line | 1185 |  | 1600 | -415 | 74 | []
RS_CO_00003 | N-1 400 kV Vranje 4 âLeskovac 2 | [MK-GR] 400 kV Bitola-Meliti | XFL_BI11_GMELIT11_1:line | 1162 |  | 1600 | -438 | 73 | []
RS_MK_00001 | N-1 400 kV Vranje 4 -Stip | [MK-GR] 400 kV Bitola-Meliti | XFL_BI11_GMELIT11_1:line | 1160 |  | 1600 | -440 | 72 | []
RS_CO_00004 | N-1 400 kV Nis 2 âLeskovac 2 | [MK-GR] 400 kV Bitola-Meliti | XFL_BI11_GMELIT11_1:line | 1158 |  | 1600 | -442 | 72 | []

## 0630Preventive
Detailed results
Generated at: | 2024-01-19 21:11
Business day: | 21.01.2024
Timestamp: | 06:30
Border & direction: | North-Greece Importing
Horizon: | 2D
Remedial actions: | true
Evaluation type: | PREVENTIVE
TTC [MW]: | 2932
Fallback applied | false
Loading threshold | 0.7
Applied RAs
CO ID | RA ID | Name of the RA | Usage | Type | Location | Status
Limiting CNECs
CO ID | Name of the CO | Name of the CNE | CNE UCTE branch | Calculated I (A) | I max (PRE) | I max (CUR) | Margin (A) | Loading (%) | Applicable curative RAs
AL_GR_CO_00001 | N-1 400 kV Zemplak-Kardia | [MK-GR] 400 kV Bitola-Meliti | XFL_BI11_GMELIT11_1:line | 1596 | 1600 | 1600 | -4 | 100 | []
BG_CO_00001 | N-1 400kV Chervena Mogila - Blagoevgrad ck. 2 | [MK-GR] 400 kV Bitola-Meliti | XFL_BI11_GMELIT11_1:line | 1481 | 1600 | 1600 | -119 | 93 | []
MK_GR_CO_00002 | N-1 400 kV Dubrovo-Thessaloniki | [MK-GR] 400 kV Bitola-Meliti | XFL_BI11_GMELIT11_1:line | 1470 | 1600 | 1600 | -130 | 92 | []
AL_CO_00002 | N-1 400 kV Elbasan 2-Zemlak | [MK-GR] 400 kV Bitola-Meliti | XFL_BI11_GMELIT11_1:line | 1468 | 1600 | 1600 | -132 | 92 | []
BG_GR_CO_00001 | N-1 400 kV Blagoevgrad-Thessaloniki | [MK-GR] 400 kV Bitola-Meliti | XFL_BI11_GMELIT11_1:line | 1428 | 1600 | 1600 | -172 | 89 | []
GR_CO_00001 | N-1 400 kV Filippoi-Nea Santa ck.2 | [MK-GR] 400 kV Bitola-Meliti | XFL_BI11_GMELIT11_1:line | 1406 | 1600 | 1600 | -194 | 88 | []
AL_CO_00001 | N-1 400 kV Elbasan 2-Tirana 2 | [MK-GR] 400 kV Bitola-Meliti | XFL_BI11_GMELIT11_1:line | 1302 | 1600 | 1600 | -298 | 81 | []
GR_CO_00002 | N-1 400 kV Filippoi-Lagadas ck.2 | [MK-GR] 400 kV Bitola-Meliti | XFL_BI11_GMELIT11_1:line | 1299 | 1600 | 1600 | -301 | 81 | []
GR_CO_00004 | N-1 400 kV Amideo-Lagadas ck.2 | [MK-GR] 400 kV Bitola-Meliti | XFL_BI11_GMELIT11_1:line | 1246 | 1600 | 1600 | -354 | 78 | []
BG_GR_CO_00002 | N-1 400 kV Maritsa Iztok-Nea Santa | [MK-GR] 400 kV Bitola-Meliti | XFL_BI11_GMELIT11_1:line | 1240 | 1600 | 1600 | -360 | 77 | []
TR_GR_CO_00001 | N-1 400 kV Babaeski-N Santa | [MK-GR] 400 kV Bitola-Meliti | XFL_BI11_GMELIT11_1:line | 1234 | 1600 | 1600 | -366 | 77 | []
AL_ME_CO_00001 | N-1 400 kV Tirana 2âPodgorica 2 | [MK-GR] 400 kV Bitola-Meliti | XFL_BI11_GMELIT11_1:line | 1228 | 1600 | 1600 | -372 | 77 | []
BG_CO_00002 | N-1 400kV Sofia Zapad - Chervena Mogila ck. 2 | [MK-GR] 400 kV Bitola-Meliti | XFL_BI11_GMELIT11_1:line | 1207 | 1600 | 1600 | -393 | 75 | []
BG_CO_00009 | N-1 400kV Maritsa Iztok 2Â - Maritsa Iztok 3 | [MK-GR] 400 kV Bitola-Meliti | XFL_BI11_GMELIT11_1:line | 1201 | 1600 | 1600 | -399 | 75 | []
TR_CO_00001 | N-1 400 kV Habitabat NGCC -Babaeski | [MK-GR] 400 kV Bitola-Meliti | XFL_BI11_GMELIT11_1:line | 1199 | 1600 | 1600 | -401 | 75 | []
BG_TR_CO_00002 | N-1 400kV Maritsa 3 - Hamitabat 2 | [MK-GR] 400 kV Bitola-Meliti | XFL_BI11_GMELIT11_1:line | 1198 | 1600 | 1600 | -402 | 75 | []
BG_TR_CO_00001 | N-1 400kV Maritsa 3 - Hamitabat 1 | [MK-GR] 400 kV Bitola-Meliti | XFL_BI11_GMELIT11_1:line | 1197 | 1600 | 1600 | -403 | 75 | []
BG_CO_00012 | Â N-1 400kV Varna - Burgas | [MK-GR] 400 kV Bitola-Meliti | XFL_BI11_GMELIT11_1:line | 1196 | 1600 | 1600 | -404 | 75 | []
BC | Base Case | [MK-GR] 400 kV Bitola-Meliti | XFL_BI11_GMELIT11_1:line | 1195 | 1600 | 1600 | -405 | 75 | []
BG_CO_00010 | N-1 400kV Maritsa Iztok â Maritsa Iztok 3 | [MK-GR] 400 kV Bitola-Meliti | XFL_BI11_GMELIT11_1:line | 1195 | 1600 | 1600 | -405 | 75 | []
BG_RS_CO_00001 | N-1 400kV Sofia Zapad - Nis Â | [MK-GR] 400 kV Bitola-Meliti | XFL_BI11_GMELIT11_1:line | 1195 | 1600 | 1600 | -405 | 75 | []
BG_CO_00013 | N-1 400kV Burgas â Maritsa Iztok 2 | [MK-GR] 400 kV Bitola-Meliti | XFL_BI11_GMELIT11_1:line | 1191 | 1600 | 1600 | -409 | 74 | []
BG_CO_00006, BG_CO_00008 | N-1 400kV Plovdiv - Vetren , N-1 400kV Plovdiv - Vetren | [MK-GR] 400 kV Bitola-Meliti | XFL_BI11_GMELIT11_1:line | 1191 | 1600 | 1600 | -409 | 74 | []
BG_CO_00011 | N-1 400kV Maritsa Iztok - Plovdiv | [MK-GR] 400 kV Bitola-Meliti | XFL_BI11_GMELIT11_1:line | 1190 | 1600 | 1600 | -410 | 74 | []
BG_CO_00016 | N-1 400kV Kozloduy - Sofia Zapad ck.2 | [MK-GR] 400 kV Bitola-Meliti | XFL_BI11_GMELIT11_1:line | 1190 | 1600 | 1600 | -410 | 74 | []
BG_CO_00007 | N-1 400kV Vetren - Chervena Mogila | [MK-GR] 400 kV Bitola-Meliti | XFL_BI11_GMELIT11_1:line | 1189 | 1600 | 1600 | -411 | 74 | []
GR_CO_00005 | N-1 400 kV Thessaloniki-Lagadas ck.2 | [MK-GR] 400 kV Bitola-Meliti | XFL_BI11_GMELIT11_1:line | 1185 | 1600 | 1600 | -415 | 74 | []
RS_KS_CO_00002 | N-1 400 kV Kosovo B-Nis 2 | [MK-GR] 400 kV Bitola-Meliti | XFL_BI11_GMELIT11_1:line | 1183 | 1600 | 1600 | -417 | 74 | []
KS_ME_CO_00001 | N-1 400 kV Pec 3-Ribarevina | [MK-GR] 400 kV Bitola-Meliti | XFL_BI11_GMELIT11_1:line | 1176 | 1600 | 1600 | -424 | 73 | []
RS_CO_00003 | N-1 400 kV Vranje 4 âLeskovac 2 | [MK-GR] 400 kV Bitola-Meliti | XFL_BI11_GMELIT11_1:line | 1155 | 1600 | 1600 | -445 | 72 | []
RS_MK_00001 | N-1 400 kV Vranje 4 -Stip | [MK-GR] 400 kV Bitola-Meliti | XFL_BI11_GMELIT11_1:line | 1152 | 1600 | 1600 | -448 | 72 | []
RS_CO_00004 | N-1 400 kV Nis 2 âLeskovac 2 | [MK-GR] 400 kV Bitola-Meliti | XFL_BI11_GMELIT11_1:line | 1150 | 1600 | 1600 | -450 | 72 | []

## 0630Curative
Detailed results
Generated at: | 2024-01-19 21:11
Business day: | 21.01.2024
Timestamp: | 06:30
Border & direction: | North-Greece Importing
Horizon: | 2D
Remedial actions: | true
Evaluation type: | CURATIVE
TTC [MW]: | 2932
Fallback applied | false
Loading threshold | 0.7
Applied RAs
CO ID | RA ID | Name of the RA | Usage | Type | Location | Status
Limiting CNECs
CO ID | Name of the CO | Name of the CNE | CNE UCTE branch | Calculated I (A) | I max (PRE) | I max (CUR) | Margin (A) | Loading (%) | Applicable curative RAs
AL_GR_CO_00001 | N-1 400 kV Zemplak-Kardia | [MK-GR] 400 kV Bitola-Meliti | XFL_BI11_GMELIT11_1:line | 1596 |  | 1600 | -4 | 100 | []
BG_CO_00001 | N-1 400kV Chervena Mogila - Blagoevgrad ck. 2 | [MK-GR] 400 kV Bitola-Meliti | XFL_BI11_GMELIT11_1:line | 1481 |  | 1600 | -119 | 93 | []
MK_GR_CO_00002 | N-1 400 kV Dubrovo-Thessaloniki | [MK-GR] 400 kV Bitola-Meliti | XFL_BI11_GMELIT11_1:line | 1470 |  | 1600 | -130 | 92 | []
AL_CO_00002 | N-1 400 kV Elbasan 2-Zemlak | [MK-GR] 400 kV Bitola-Meliti | XFL_BI11_GMELIT11_1:line | 1468 |  | 1600 | -132 | 92 | []
BG_GR_CO_00001 | N-1 400 kV Blagoevgrad-Thessaloniki | [MK-GR] 400 kV Bitola-Meliti | XFL_BI11_GMELIT11_1:line | 1428 |  | 1600 | -172 | 89 | []
GR_CO_00001 | N-1 400 kV Filippoi-Nea Santa ck.2 | [MK-GR] 400 kV Bitola-Meliti | XFL_BI11_GMELIT11_1:line | 1406 |  | 1600 | -194 | 88 | []
AL_CO_00001 | N-1 400 kV Elbasan 2-Tirana 2 | [MK-GR] 400 kV Bitola-Meliti | XFL_BI11_GMELIT11_1:line | 1302 |  | 1600 | -298 | 81 | []
GR_CO_00002 | N-1 400 kV Filippoi-Lagadas ck.2 | [MK-GR] 400 kV Bitola-Meliti | XFL_BI11_GMELIT11_1:line | 1299 |  | 1600 | -301 | 81 | []
GR_CO_00004 | N-1 400 kV Amideo-Lagadas ck.2 | [MK-GR] 400 kV Bitola-Meliti | XFL_BI11_GMELIT11_1:line | 1246 |  | 1600 | -354 | 78 | []
BG_GR_CO_00002 | N-1 400 kV Maritsa Iztok-Nea Santa | [MK-GR] 400 kV Bitola-Meliti | XFL_BI11_GMELIT11_1:line | 1240 |  | 1600 | -360 | 77 | []
TR_GR_CO_00001 | N-1 400 kV Babaeski-N Santa | [MK-GR] 400 kV Bitola-Meliti | XFL_BI11_GMELIT11_1:line | 1234 |  | 1600 | -366 | 77 | []
AL_ME_CO_00001 | N-1 400 kV Tirana 2âPodgorica 2 | [MK-GR] 400 kV Bitola-Meliti | XFL_BI11_GMELIT11_1:line | 1228 |  | 1600 | -372 | 77 | []
BG_CO_00002 | N-1 400kV Sofia Zapad - Chervena Mogila ck. 2 | [MK-GR] 400 kV Bitola-Meliti | XFL_BI11_GMELIT11_1:line | 1207 |  | 1600 | -393 | 75 | []
BG_CO_00009 | N-1 400kV Maritsa Iztok 2Â - Maritsa Iztok 3 | [MK-GR] 400 kV Bitola-Meliti | XFL_BI11_GMELIT11_1:line | 1201 |  | 1600 | -399 | 75 | []
TR_CO_00001 | N-1 400 kV Habitabat NGCC -Babaeski | [MK-GR] 400 kV Bitola-Meliti | XFL_BI11_GMELIT11_1:line | 1199 |  | 1600 | -401 | 75 | []
BG_TR_CO_00002 | N-1 400kV Maritsa 3 - Hamitabat 2 | [MK-GR] 400 kV Bitola-Meliti | XFL_BI11_GMELIT11_1:line | 1198 |  | 1600 | -402 | 75 | []
BG_TR_CO_00001 | N-1 400kV Maritsa 3 - Hamitabat 1 | [MK-GR] 400 kV Bitola-Meliti | XFL_BI11_GMELIT11_1:line | 1197 |  | 1600 | -403 | 75 | []
BG_CO_00012 | Â N-1 400kV Varna - Burgas | [MK-GR] 400 kV Bitola-Meliti | XFL_BI11_GMELIT11_1:line | 1196 |  | 1600 | -404 | 75 | []
BC | Base Case | [MK-GR] 400 kV Bitola-Meliti | XFL_BI11_GMELIT11_1:line | 1195 |  | 1600 | -405 | 75 | []
BG_CO_00010 | N-1 400kV Maritsa Iztok â Maritsa Iztok 3 | [MK-GR] 400 kV Bitola-Meliti | XFL_BI11_GMELIT11_1:line | 1195 |  | 1600 | -405 | 75 | []
BG_RS_CO_00001 | N-1 400kV Sofia Zapad - Nis Â | [MK-GR] 400 kV Bitola-Meliti | XFL_BI11_GMELIT11_1:line | 1195 |  | 1600 | -405 | 75 | []
BG_CO_00013 | N-1 400kV Burgas â Maritsa Iztok 2 | [MK-GR] 400 kV Bitola-Meliti | XFL_BI11_GMELIT11_1:line | 1191 |  | 1600 | -409 | 74 | []
BG_CO_00006, BG_CO_00008 | N-1 400kV Plovdiv - Vetren , N-1 400kV Plovdiv - Vetren | [MK-GR] 400 kV Bitola-Meliti | XFL_BI11_GMELIT11_1:line | 1191 |  | 1600 | -409 | 74 | []
BG_CO_00011 | N-1 400kV Maritsa Iztok - Plovdiv | [MK-GR] 400 kV Bitola-Meliti | XFL_BI11_GMELIT11_1:line | 1190 |  | 1600 | -410 | 74 | []
BG_CO_00016 | N-1 400kV Kozloduy - Sofia Zapad ck.2 | [MK-GR] 400 kV Bitola-Meliti | XFL_BI11_GMELIT11_1:line | 1190 |  | 1600 | -410 | 74 | []
BG_CO_00007 | N-1 400kV Vetren - Chervena Mogila | [MK-GR] 400 kV Bitola-Meliti | XFL_BI11_GMELIT11_1:line | 1189 |  | 1600 | -411 | 74 | []
GR_CO_00005 | N-1 400 kV Thessaloniki-Lagadas ck.2 | [MK-GR] 400 kV Bitola-Meliti | XFL_BI11_GMELIT11_1:line | 1185 |  | 1600 | -415 | 74 | []
RS_KS_CO_00002 | N-1 400 kV Kosovo B-Nis 2 | [MK-GR] 400 kV Bitola-Meliti | XFL_BI11_GMELIT11_1:line | 1183 |  | 1600 | -417 | 74 | []
KS_ME_CO_00001 | N-1 400 kV Pec 3-Ribarevina | [MK-GR] 400 kV Bitola-Meliti | XFL_BI11_GMELIT11_1:line | 1176 |  | 1600 | -424 | 73 | []
RS_CO_00003 | N-1 400 kV Vranje 4 âLeskovac 2 | [MK-GR] 400 kV Bitola-Meliti | XFL_BI11_GMELIT11_1:line | 1155 |  | 1600 | -445 | 72 | []
RS_MK_00001 | N-1 400 kV Vranje 4 -Stip | [MK-GR] 400 kV Bitola-Meliti | XFL_BI11_GMELIT11_1:line | 1152 |  | 1600 | -448 | 72 | []
RS_CO_00004 | N-1 400 kV Nis 2 âLeskovac 2 | [MK-GR] 400 kV Bitola-Meliti | XFL_BI11_GMELIT11_1:line | 1150 |  | 1600 | -450 | 72 | []

## 0730Preventive
Detailed results
Generated at: | 2024-01-19 21:11
Business day: | 21.01.2024
Timestamp: | 07:30
Border & direction: | North-Greece Importing
Horizon: | 2D
Remedial actions: | true
Evaluation type: | PREVENTIVE
TTC [MW]: | 2938
Fallback applied | false
Loading threshold | 0.7
Applied RAs
CO ID | RA ID | Name of the RA | Usage | Type | Location | Status
Limiting CNECs
CO ID | Name of the CO | Name of the CNE | CNE UCTE branch | Calculated I (A) | I max (PRE) | I max (CUR) | Margin (A) | Loading (%) | Applicable curative RAs
AL_GR_CO_00001 | N-1 400 kV Zemplak-Kardia | [MK-GR] 400 kV Bitola-Meliti | XFL_BI11_GMELIT11_1:line | 1598 | 1600 | 1600 | -2 | 100 | []
BG_CO_00001 | N-1 400kV Chervena Mogila - Blagoevgrad ck. 2 | [MK-GR] 400 kV Bitola-Meliti | XFL_BI11_GMELIT11_1:line | 1482 | 1600 | 1600 | -118 | 93 | []
AL_CO_00002 | N-1 400 kV Elbasan 2-Zemlak | [MK-GR] 400 kV Bitola-Meliti | XFL_BI11_GMELIT11_1:line | 1478 | 1600 | 1600 | -122 | 92 | []
MK_GR_CO_00002 | N-1 400 kV Dubrovo-Thessaloniki | [MK-GR] 400 kV Bitola-Meliti | XFL_BI11_GMELIT11_1:line | 1476 | 1600 | 1600 | -124 | 92 | []
BG_GR_CO_00001 | N-1 400 kV Blagoevgrad-Thessaloniki | [MK-GR] 400 kV Bitola-Meliti | XFL_BI11_GMELIT11_1:line | 1427 | 1600 | 1600 | -173 | 89 | []
GR_CO_00001 | N-1 400 kV Filippoi-Nea Santa ck.2 | [MK-GR] 400 kV Bitola-Meliti | XFL_BI11_GMELIT11_1:line | 1414 | 1600 | 1600 | -186 | 88 | []
AL_CO_00001 | N-1 400 kV Elbasan 2-Tirana 2 | [MK-GR] 400 kV Bitola-Meliti | XFL_BI11_GMELIT11_1:line | 1307 | 1600 | 1600 | -293 | 82 | []
GR_CO_00002 | N-1 400 kV Filippoi-Lagadas ck.2 | [MK-GR] 400 kV Bitola-Meliti | XFL_BI11_GMELIT11_1:line | 1302 | 1600 | 1600 | -298 | 81 | []
BG_GR_CO_00002 | N-1 400 kV Maritsa Iztok-Nea Santa | [MK-GR] 400 kV Bitola-Meliti | XFL_BI11_GMELIT11_1:line | 1247 | 1600 | 1600 | -353 | 78 | []
GR_CO_00004 | N-1 400 kV Amideo-Lagadas ck.2 | [MK-GR] 400 kV Bitola-Meliti | XFL_BI11_GMELIT11_1:line | 1244 | 1600 | 1600 | -356 | 78 | []
TR_GR_CO_00001 | N-1 400 kV Babaeski-N Santa | [MK-GR] 400 kV Bitola-Meliti | XFL_BI11_GMELIT11_1:line | 1240 | 1600 | 1600 | -360 | 77 | []
AL_ME_CO_00001 | N-1 400 kV Tirana 2âPodgorica 2 | [MK-GR] 400 kV Bitola-Meliti | XFL_BI11_GMELIT11_1:line | 1232 | 1600 | 1600 | -368 | 77 | []
BG_CO_00002 | N-1 400kV Sofia Zapad - Chervena Mogila ck. 2 | [MK-GR] 400 kV Bitola-Meliti | XFL_BI11_GMELIT11_1:line | 1212 | 1600 | 1600 | -388 | 76 | []
BG_CO_00009 | N-1 400kV Maritsa Iztok 2Â - Maritsa Iztok 3 | [MK-GR] 400 kV Bitola-Meliti | XFL_BI11_GMELIT11_1:line | 1206 | 1600 | 1600 | -394 | 75 | []
TR_CO_00001 | N-1 400 kV Habitabat NGCC -Babaeski | [MK-GR] 400 kV Bitola-Meliti | XFL_BI11_GMELIT11_1:line | 1204 | 1600 | 1600 | -396 | 75 | []
BG_TR_CO_00002 | N-1 400kV Maritsa 3 - Hamitabat 2 | [MK-GR] 400 kV Bitola-Meliti | XFL_BI11_GMELIT11_1:line | 1203 | 1600 | 1600 | -397 | 75 | []
BG_TR_CO_00001 | N-1 400kV Maritsa 3 - Hamitabat 1 | [MK-GR] 400 kV Bitola-Meliti | XFL_BI11_GMELIT11_1:line | 1202 | 1600 | 1600 | -398 | 75 | []
BG_CO_00012 | Â N-1 400kV Varna - Burgas | [MK-GR] 400 kV Bitola-Meliti | XFL_BI11_GMELIT11_1:line | 1200 | 1600 | 1600 | -400 | 75 | []
BC | Base Case | [MK-GR] 400 kV Bitola-Meliti | XFL_BI11_GMELIT11_1:line | 1200 | 1600 | 1600 | -400 | 75 | []
BG_RS_CO_00001 | N-1 400kV Sofia Zapad - Nis Â | [MK-GR] 400 kV Bitola-Meliti | XFL_BI11_GMELIT11_1:line | 1200 | 1600 | 1600 | -400 | 75 | []
BG_CO_00010 | N-1 400kV Maritsa Iztok â Maritsa Iztok 3 | [MK-GR] 400 kV Bitola-Meliti | XFL_BI11_GMELIT11_1:line | 1200 | 1600 | 1600 | -400 | 75 | []
BG_CO_00016 | N-1 400kV Kozloduy - Sofia Zapad ck.2 | [MK-GR] 400 kV Bitola-Meliti | XFL_BI11_GMELIT11_1:line | 1195 | 1600 | 1600 | -405 | 75 | []
BG_CO_00013 | N-1 400kV Burgas â Maritsa Iztok 2 | [MK-GR] 400 kV Bitola-Meliti | XFL_BI11_GMELIT11_1:line | 1195 | 1600 | 1600 | -405 | 75 | []
BG_CO_00006, BG_CO_00008 | N-1 400kV Plovdiv - Vetren , N-1 400kV Plovdiv - Vetren | [MK-GR] 400 kV Bitola-Meliti | XFL_BI11_GMELIT11_1:line | 1195 | 1600 | 1600 | -405 | 75 | []
BG_CO_00011 | N-1 400kV Maritsa Iztok - Plovdiv | [MK-GR] 400 kV Bitola-Meliti | XFL_BI11_GMELIT11_1:line | 1195 | 1600 | 1600 | -405 | 75 | []
BG_CO_00007 | N-1 400kV Vetren - Chervena Mogila | [MK-GR] 400 kV Bitola-Meliti | XFL_BI11_GMELIT11_1:line | 1193 | 1600 | 1600 | -407 | 75 | []
GR_CO_00005 | N-1 400 kV Thessaloniki-Lagadas ck.2 | [MK-GR] 400 kV Bitola-Meliti | XFL_BI11_GMELIT11_1:line | 1192 | 1600 | 1600 | -408 | 74 | []
RS_KS_CO_00002 | N-1 400 kV Kosovo B-Nis 2 | [MK-GR] 400 kV Bitola-Meliti | XFL_BI11_GMELIT11_1:line | 1189 | 1600 | 1600 | -411 | 74 | []
KS_ME_CO_00001 | N-1 400 kV Pec 3-Ribarevina | [MK-GR] 400 kV Bitola-Meliti | XFL_BI11_GMELIT11_1:line | 1178 | 1600 | 1600 | -422 | 74 | []
RS_CO_00003 | N-1 400 kV Vranje 4 âLeskovac 2 | [MK-GR] 400 kV Bitola-Meliti | XFL_BI11_GMELIT11_1:line | 1161 | 1600 | 1600 | -439 | 73 | []
RS_MK_00001 | N-1 400 kV Vranje 4 -Stip | [MK-GR] 400 kV Bitola-Meliti | XFL_BI11_GMELIT11_1:line | 1160 | 1600 | 1600 | -440 | 72 | []
RS_CO_00004 | N-1 400 kV Nis 2 âLeskovac 2 | [MK-GR] 400 kV Bitola-Meliti | XFL_BI11_GMELIT11_1:line | 1154 | 1600 | 1600 | -446 | 72 | []

## 0730Curative
Detailed results
Generated at: | 2024-01-19 21:11
Business day: | 21.01.2024
Timestamp: | 07:30
Border & direction: | North-Greece Importing
Horizon: | 2D
Remedial actions: | true
Evaluation type: | CURATIVE
TTC [MW]: | 2938
Fallback applied | false
Loading threshold | 0.7
Applied RAs
CO ID | RA ID | Name of the RA | Usage | Type | Location | Status
Limiting CNECs
CO ID | Name of the CO | Name of the CNE | CNE UCTE branch | Calculated I (A) | I max (PRE) | I max (CUR) | Margin (A) | Loading (%) | Applicable curative RAs
AL_GR_CO_00001 | N-1 400 kV Zemplak-Kardia | [MK-GR] 400 kV Bitola-Meliti | XFL_BI11_GMELIT11_1:line | 1598 |  | 1600 | -2 | 100 | []
BG_CO_00001 | N-1 400kV Chervena Mogila - Blagoevgrad ck. 2 | [MK-GR] 400 kV Bitola-Meliti | XFL_BI11_GMELIT11_1:line | 1482 |  | 1600 | -118 | 93 | []
AL_CO_00002 | N-1 400 kV Elbasan 2-Zemlak | [MK-GR] 400 kV Bitola-Meliti | XFL_BI11_GMELIT11_1:line | 1478 |  | 1600 | -122 | 92 | []
MK_GR_CO_00002 | N-1 400 kV Dubrovo-Thessaloniki | [MK-GR] 400 kV Bitola-Meliti | XFL_BI11_GMELIT11_1:line | 1476 |  | 1600 | -124 | 92 | []
BG_GR_CO_00001 | N-1 400 kV Blagoevgrad-Thessaloniki | [MK-GR] 400 kV Bitola-Meliti | XFL_BI11_GMELIT11_1:line | 1427 |  | 1600 | -173 | 89 | []
GR_CO_00001 | N-1 400 kV Filippoi-Nea Santa ck.2 | [MK-GR] 400 kV Bitola-Meliti | XFL_BI11_GMELIT11_1:line | 1414 |  | 1600 | -186 | 88 | []
AL_CO_00001 | N-1 400 kV Elbasan 2-Tirana 2 | [MK-GR] 400 kV Bitola-Meliti | XFL_BI11_GMELIT11_1:line | 1307 |  | 1600 | -293 | 82 | []
GR_CO_00002 | N-1 400 kV Filippoi-Lagadas ck.2 | [MK-GR] 400 kV Bitola-Meliti | XFL_BI11_GMELIT11_1:line | 1302 |  | 1600 | -298 | 81 | []
BG_GR_CO_00002 | N-1 400 kV Maritsa Iztok-Nea Santa | [MK-GR] 400 kV Bitola-Meliti | XFL_BI11_GMELIT11_1:line | 1247 |  | 1600 | -353 | 78 | []
GR_CO_00004 | N-1 400 kV Amideo-Lagadas ck.2 | [MK-GR] 400 kV Bitola-Meliti | XFL_BI11_GMELIT11_1:line | 1244 |  | 1600 | -356 | 78 | []
TR_GR_CO_00001 | N-1 400 kV Babaeski-N Santa | [MK-GR] 400 kV Bitola-Meliti | XFL_BI11_GMELIT11_1:line | 1240 |  | 1600 | -360 | 77 | []
AL_ME_CO_00001 | N-1 400 kV Tirana 2âPodgorica 2 | [MK-GR] 400 kV Bitola-Meliti | XFL_BI11_GMELIT11_1:line | 1232 |  | 1600 | -368 | 77 | []
BG_CO_00002 | N-1 400kV Sofia Zapad - Chervena Mogila ck. 2 | [MK-GR] 400 kV Bitola-Meliti | XFL_BI11_GMELIT11_1:line | 1212 |  | 1600 | -388 | 76 | []
BG_CO_00009 | N-1 400kV Maritsa Iztok 2Â - Maritsa Iztok 3 | [MK-GR] 400 kV Bitola-Meliti | XFL_BI11_GMELIT11_1:line | 1206 |  | 1600 | -394 | 75 | []
TR_CO_00001 | N-1 400 kV Habitabat NGCC -Babaeski | [MK-GR] 400 kV Bitola-Meliti | XFL_BI11_GMELIT11_1:line | 1204 |  | 1600 | -396 | 75 | []
BG_TR_CO_00002 | N-1 400kV Maritsa 3 - Hamitabat 2 | [MK-GR] 400 kV Bitola-Meliti | XFL_BI11_GMELIT11_1:line | 1203 |  | 1600 | -397 | 75 | []
BG_TR_CO_00001 | N-1 400kV Maritsa 3 - Hamitabat 1 | [MK-GR] 400 kV Bitola-Meliti | XFL_BI11_GMELIT11_1:line | 1202 |  | 1600 | -398 | 75 | []
BG_CO_00012 | Â N-1 400kV Varna - Burgas | [MK-GR] 400 kV Bitola-Meliti | XFL_BI11_GMELIT11_1:line | 1200 |  | 1600 | -400 | 75 | []
BC | Base Case | [MK-GR] 400 kV Bitola-Meliti | XFL_BI11_GMELIT11_1:line | 1200 |  | 1600 | -400 | 75 | []
BG_RS_CO_00001 | N-1 400kV Sofia Zapad - Nis Â | [MK-GR] 400 kV Bitola-Meliti | XFL_BI11_GMELIT11_1:line | 1200 |  | 1600 | -400 | 75 | []
BG_CO_00010 | N-1 400kV Maritsa Iztok â Maritsa Iztok 3 | [MK-GR] 400 kV Bitola-Meliti | XFL_BI11_GMELIT11_1:line | 1200 |  | 1600 | -400 | 75 | []
BG_CO_00016 | N-1 400kV Kozloduy - Sofia Zapad ck.2 | [MK-GR] 400 kV Bitola-Meliti | XFL_BI11_GMELIT11_1:line | 1195 |  | 1600 | -405 | 75 | []
BG_CO_00013 | N-1 400kV Burgas â Maritsa Iztok 2 | [MK-GR] 400 kV Bitola-Meliti | XFL_BI11_GMELIT11_1:line | 1195 |  | 1600 | -405 | 75 | []
BG_CO_00006, BG_CO_00008 | N-1 400kV Plovdiv - Vetren , N-1 400kV Plovdiv - Vetren | [MK-GR] 400 kV Bitola-Meliti | XFL_BI11_GMELIT11_1:line | 1195 |  | 1600 | -405 | 75 | []
BG_CO_00011 | N-1 400kV Maritsa Iztok - Plovdiv | [MK-GR] 400 kV Bitola-Meliti | XFL_BI11_GMELIT11_1:line | 1195 |  | 1600 | -405 | 75 | []
BG_CO_00007 | N-1 400kV Vetren - Chervena Mogila | [MK-GR] 400 kV Bitola-Meliti | XFL_BI11_GMELIT11_1:line | 1193 |  | 1600 | -407 | 75 | []
GR_CO_00005 | N-1 400 kV Thessaloniki-Lagadas ck.2 | [MK-GR] 400 kV Bitola-Meliti | XFL_BI11_GMELIT11_1:line | 1192 |  | 1600 | -408 | 74 | []
RS_KS_CO_00002 | N-1 400 kV Kosovo B-Nis 2 | [MK-GR] 400 kV Bitola-Meliti | XFL_BI11_GMELIT11_1:line | 1189 |  | 1600 | -411 | 74 | []
KS_ME_CO_00001 | N-1 400 kV Pec 3-Ribarevina | [MK-GR] 400 kV Bitola-Meliti | XFL_BI11_GMELIT11_1:line | 1178 |  | 1600 | -422 | 74 | []
RS_CO_00003 | N-1 400 kV Vranje 4 âLeskovac 2 | [MK-GR] 400 kV Bitola-Meliti | XFL_BI11_GMELIT11_1:line | 1161 |  | 1600 | -439 | 73 | []
RS_MK_00001 | N-1 400 kV Vranje 4 -Stip | [MK-GR] 400 kV Bitola-Meliti | XFL_BI11_GMELIT11_1:line | 1160 |  | 1600 | -440 | 72 | []
RS_CO_00004 | N-1 400 kV Nis 2 âLeskovac 2 | [MK-GR] 400 kV Bitola-Meliti | XFL_BI11_GMELIT11_1:line | 1154 |  | 1600 | -446 | 72 | []

## 0830Preventive
Detailed results
Generated at: | 2024-01-19 21:11
Business day: | 21.01.2024
Timestamp: | 08:30
Border & direction: | North-Greece Importing
Horizon: | 2D
Remedial actions: | true
Evaluation type: | PREVENTIVE
TTC [MW]: | 2858
Fallback applied | false
Loading threshold | 0.7
Applied RAs
CO ID | RA ID | Name of the RA | Usage | Type | Location | Status
Limiting CNECs
CO ID | Name of the CO | Name of the CNE | CNE UCTE branch | Calculated I (A) | I max (PRE) | I max (CUR) | Margin (A) | Loading (%) | Applicable curative RAs
AL_GR_CO_00001 | N-1 400 kV Zemplak-Kardia | [MK-GR] 400 kV Bitola-Meliti | XFL_BI11_GMELIT11_1:line | 1595 | 1600 | 1600 | -5 | 100 | []
AL_CO_00002 | N-1 400 kV Elbasan 2-Zemlak | [MK-GR] 400 kV Bitola-Meliti | XFL_BI11_GMELIT11_1:line | 1476 | 1600 | 1600 | -124 | 92 | []
MK_GR_CO_00002 | N-1 400 kV Dubrovo-Thessaloniki | [MK-GR] 400 kV Bitola-Meliti | XFL_BI11_GMELIT11_1:line | 1451 | 1600 | 1600 | -149 | 91 | []
BG_CO_00001 | N-1 400kV Chervena Mogila - Blagoevgrad ck. 2 | [MK-GR] 400 kV Bitola-Meliti | XFL_BI11_GMELIT11_1:line | 1442 | 1600 | 1600 | -158 | 90 | []
BG_GR_CO_00001 | N-1 400 kV Blagoevgrad-Thessaloniki | [MK-GR] 400 kV Bitola-Meliti | XFL_BI11_GMELIT11_1:line | 1380 | 1600 | 1600 | -220 | 86 | []
GR_CO_00001 | N-1 400 kV Filippoi-Nea Santa ck.2 | [MK-GR] 400 kV Bitola-Meliti | XFL_BI11_GMELIT11_1:line | 1364 | 1600 | 1600 | -236 | 85 | []
AL_CO_00001 | N-1 400 kV Elbasan 2-Tirana 2 | [MK-GR] 400 kV Bitola-Meliti | XFL_BI11_GMELIT11_1:line | 1287 | 1600 | 1600 | -313 | 80 | []
GR_CO_00002 | N-1 400 kV Filippoi-Lagadas ck.2 | [MK-GR] 400 kV Bitola-Meliti | XFL_BI11_GMELIT11_1:line | 1248 | 1600 | 1600 | -352 | 78 | []
AL_ME_CO_00001 | N-1 400 kV Tirana 2âPodgorica 2 | [MK-GR] 400 kV Bitola-Meliti | XFL_BI11_GMELIT11_1:line | 1209 | 1600 | 1600 | -391 | 76 | []
BG_GR_CO_00002 | N-1 400 kV Maritsa Iztok-Nea Santa | [MK-GR] 400 kV Bitola-Meliti | XFL_BI11_GMELIT11_1:line | 1204 | 1600 | 1600 | -396 | 75 | []
TR_GR_CO_00001 | N-1 400 kV Babaeski-N Santa | [MK-GR] 400 kV Bitola-Meliti | XFL_BI11_GMELIT11_1:line | 1200 | 1600 | 1600 | -400 | 75 | []
GR_CO_00004 | N-1 400 kV Amideo-Lagadas ck.2 | [MK-GR] 400 kV Bitola-Meliti | XFL_BI11_GMELIT11_1:line | 1193 | 1600 | 1600 | -407 | 75 | []
BG_CO_00002 | N-1 400kV Sofia Zapad - Chervena Mogila ck. 2 | [MK-GR] 400 kV Bitola-Meliti | XFL_BI11_GMELIT11_1:line | 1177 | 1600 | 1600 | -423 | 74 | []
BG_RS_CO_00001 | N-1 400kV Sofia Zapad - Nis Â | [MK-GR] 400 kV Bitola-Meliti | XFL_BI11_GMELIT11_1:line | 1176 | 1600 | 1600 | -424 | 73 | []
BG_CO_00009 | N-1 400kV Maritsa Iztok 2Â - Maritsa Iztok 3 | [MK-GR] 400 kV Bitola-Meliti | XFL_BI11_GMELIT11_1:line | 1170 | 1600 | 1600 | -430 | 73 | []
GR_CO_00005 | N-1 400 kV Thessaloniki-Lagadas ck.2 | [MK-GR] 400 kV Bitola-Meliti | XFL_BI11_GMELIT11_1:line | 1168 | 1600 | 1600 | -432 | 73 | []
TR_CO_00001 | N-1 400 kV Habitabat NGCC -Babaeski | [MK-GR] 400 kV Bitola-Meliti | XFL_BI11_GMELIT11_1:line | 1166 | 1600 | 1600 | -434 | 73 | []
BG_TR_CO_00002 | N-1 400kV Maritsa 3 - Hamitabat 2 | [MK-GR] 400 kV Bitola-Meliti | XFL_BI11_GMELIT11_1:line | 1165 | 1600 | 1600 | -435 | 73 | []
BG_CO_00005, BG_CO_00007 | N-1 400kV Vetren - Chervena Mogila , N-1 400kV Vetren - Chervena Mogila | [MK-GR] 400 kV Bitola-Meliti | XFL_BI11_GMELIT11_1:line | 1165 | 1600 | 1600 | -435 | 73 | []
BG_TR_CO_00001 | N-1 400kV Maritsa 3 - Hamitabat 1 | [MK-GR] 400 kV Bitola-Meliti | XFL_BI11_GMELIT11_1:line | 1164 | 1600 | 1600 | -436 | 73 | []
BG_CO_00012 | Â N-1 400kV Varna - Burgas | [MK-GR] 400 kV Bitola-Meliti | XFL_BI11_GMELIT11_1:line | 1164 | 1600 | 1600 | -436 | 73 | []
BC | Base Case | [MK-GR] 400 kV Bitola-Meliti | XFL_BI11_GMELIT11_1:line | 1163 | 1600 | 1600 | -437 | 73 | []
BG_CO_00006, BG_CO_00008 | N-1 400kV Plovdiv - Vetren , N-1 400kV Plovdiv - Vetren | [MK-GR] 400 kV Bitola-Meliti | XFL_BI11_GMELIT11_1:line | 1163 | 1600 | 1600 | -437 | 73 | []
BG_CO_00010 | N-1 400kV Maritsa Iztok â Maritsa Iztok 3 | [MK-GR] 400 kV Bitola-Meliti | XFL_BI11_GMELIT11_1:line | 1163 | 1600 | 1600 | -437 | 73 | []
BG_CO_00016 | N-1 400kV Kozloduy - Sofia Zapad ck.2 | [MK-GR] 400 kV Bitola-Meliti | XFL_BI11_GMELIT11_1:line | 1160 | 1600 | 1600 | -440 | 72 | []
BG_CO_00013 | N-1 400kV Burgas â Maritsa Iztok 2 | [MK-GR] 400 kV Bitola-Meliti | XFL_BI11_GMELIT11_1:line | 1159 | 1600 | 1600 | -441 | 72 | []
BG_CO_00011 | N-1 400kV Maritsa Iztok - Plovdiv | [MK-GR] 400 kV Bitola-Meliti | XFL_BI11_GMELIT11_1:line | 1158 | 1600 | 1600 | -442 | 72 | []
RS_KS_CO_00002 | N-1 400 kV Kosovo B-Nis 2 | [MK-GR] 400 kV Bitola-Meliti | XFL_BI11_GMELIT11_1:line | 1151 | 1600 | 1600 | -449 | 72 | []
KS_ME_CO_00001 | N-1 400 kV Pec 3-Ribarevina | [MK-GR] 400 kV Bitola-Meliti | XFL_BI11_GMELIT11_1:line | 1126 | 1600 | 1600 | -474 | 70 | []

## 0830Curative
Detailed results
Generated at: | 2024-01-19 21:11
Business day: | 21.01.2024
Timestamp: | 08:30
Border & direction: | North-Greece Importing
Horizon: | 2D
Remedial actions: | true
Evaluation type: | CURATIVE
TTC [MW]: | 2858
Fallback applied | false
Loading threshold | 0.7
Applied RAs
CO ID | RA ID | Name of the RA | Usage | Type | Location | Status
Limiting CNECs
CO ID | Name of the CO | Name of the CNE | CNE UCTE branch | Calculated I (A) | I max (PRE) | I max (CUR) | Margin (A) | Loading (%) | Applicable curative RAs
AL_GR_CO_00001 | N-1 400 kV Zemplak-Kardia | [MK-GR] 400 kV Bitola-Meliti | XFL_BI11_GMELIT11_1:line | 1595 |  | 1600 | -5 | 100 | []
AL_CO_00002 | N-1 400 kV Elbasan 2-Zemlak | [MK-GR] 400 kV Bitola-Meliti | XFL_BI11_GMELIT11_1:line | 1476 |  | 1600 | -124 | 92 | []
MK_GR_CO_00002 | N-1 400 kV Dubrovo-Thessaloniki | [MK-GR] 400 kV Bitola-Meliti | XFL_BI11_GMELIT11_1:line | 1451 |  | 1600 | -149 | 91 | []
BG_CO_00001 | N-1 400kV Chervena Mogila - Blagoevgrad ck. 2 | [MK-GR] 400 kV Bitola-Meliti | XFL_BI11_GMELIT11_1:line | 1442 |  | 1600 | -158 | 90 | []
BG_GR_CO_00001 | N-1 400 kV Blagoevgrad-Thessaloniki | [MK-GR] 400 kV Bitola-Meliti | XFL_BI11_GMELIT11_1:line | 1380 |  | 1600 | -220 | 86 | []
GR_CO_00001 | N-1 400 kV Filippoi-Nea Santa ck.2 | [MK-GR] 400 kV Bitola-Meliti | XFL_BI11_GMELIT11_1:line | 1364 |  | 1600 | -236 | 85 | []
AL_CO_00001 | N-1 400 kV Elbasan 2-Tirana 2 | [MK-GR] 400 kV Bitola-Meliti | XFL_BI11_GMELIT11_1:line | 1287 |  | 1600 | -313 | 80 | []
GR_CO_00002 | N-1 400 kV Filippoi-Lagadas ck.2 | [MK-GR] 400 kV Bitola-Meliti | XFL_BI11_GMELIT11_1:line | 1248 |  | 1600 | -352 | 78 | []
AL_ME_CO_00001 | N-1 400 kV Tirana 2âPodgorica 2 | [MK-GR] 400 kV Bitola-Meliti | XFL_BI11_GMELIT11_1:line | 1209 |  | 1600 | -391 | 76 | []
BG_GR_CO_00002 | N-1 400 kV Maritsa Iztok-Nea Santa | [MK-GR] 400 kV Bitola-Meliti | XFL_BI11_GMELIT11_1:line | 1204 |  | 1600 | -396 | 75 | []
TR_GR_CO_00001 | N-1 400 kV Babaeski-N Santa | [MK-GR] 400 kV Bitola-Meliti | XFL_BI11_GMELIT11_1:line | 1200 |  | 1600 | -400 | 75 | []
GR_CO_00004 | N-1 400 kV Amideo-Lagadas ck.2 | [MK-GR] 400 kV Bitola-Meliti | XFL_BI11_GMELIT11_1:line | 1193 |  | 1600 | -407 | 75 | []
BG_CO_00002 | N-1 400kV Sofia Zapad - Chervena Mogila ck. 2 | [MK-GR] 400 kV Bitola-Meliti | XFL_BI11_GMELIT11_1:line | 1177 |  | 1600 | -423 | 74 | []
BG_RS_CO_00001 | N-1 400kV Sofia Zapad - Nis Â | [MK-GR] 400 kV Bitola-Meliti | XFL_BI11_GMELIT11_1:line | 1176 |  | 1600 | -424 | 73 | []
BG_CO_00009 | N-1 400kV Maritsa Iztok 2Â - Maritsa Iztok 3 | [MK-GR] 400 kV Bitola-Meliti | XFL_BI11_GMELIT11_1:line | 1170 |  | 1600 | -430 | 73 | []
GR_CO_00005 | N-1 400 kV Thessaloniki-Lagadas ck.2 | [MK-GR] 400 kV Bitola-Meliti | XFL_BI11_GMELIT11_1:line | 1168 |  | 1600 | -432 | 73 | []
TR_CO_00001 | N-1 400 kV Habitabat NGCC -Babaeski | [MK-GR] 400 kV Bitola-Meliti | XFL_BI11_GMELIT11_1:line | 1166 |  | 1600 | -434 | 73 | []
BG_TR_CO_00002 | N-1 400kV Maritsa 3 - Hamitabat 2 | [MK-GR] 400 kV Bitola-Meliti | XFL_BI11_GMELIT11_1:line | 1165 |  | 1600 | -435 | 73 | []
BG_CO_00005, BG_CO_00007 | N-1 400kV Vetren - Chervena Mogila , N-1 400kV Vetren - Chervena Mogila | [MK-GR] 400 kV Bitola-Meliti | XFL_BI11_GMELIT11_1:line | 1165 |  | 1600 | -435 | 73 | []
BG_TR_CO_00001 | N-1 400kV Maritsa 3 - Hamitabat 1 | [MK-GR] 400 kV Bitola-Meliti | XFL_BI11_GMELIT11_1:line | 1164 |  | 1600 | -436 | 73 | []
BG_CO_00012 | Â N-1 400kV Varna - Burgas | [MK-GR] 400 kV Bitola-Meliti | XFL_BI11_GMELIT11_1:line | 1164 |  | 1600 | -436 | 73 | []
BC | Base Case | [MK-GR] 400 kV Bitola-Meliti | XFL_BI11_GMELIT11_1:line | 1163 |  | 1600 | -437 | 73 | []
BG_CO_00006, BG_CO_00008 | N-1 400kV Plovdiv - Vetren , N-1 400kV Plovdiv - Vetren | [MK-GR] 400 kV Bitola-Meliti | XFL_BI11_GMELIT11_1:line | 1163 |  | 1600 | -437 | 73 | []
BG_CO_00010 | N-1 400kV Maritsa Iztok â Maritsa Iztok 3 | [MK-GR] 400 kV Bitola-Meliti | XFL_BI11_GMELIT11_1:line | 1163 |  | 1600 | -437 | 73 | []
BG_CO_00016 | N-1 400kV Kozloduy - Sofia Zapad ck.2 | [MK-GR] 400 kV Bitola-Meliti | XFL_BI11_GMELIT11_1:line | 1160 |  | 1600 | -440 | 72 | []
BG_CO_00013 | N-1 400kV Burgas â Maritsa Iztok 2 | [MK-GR] 400 kV Bitola-Meliti | XFL_BI11_GMELIT11_1:line | 1159 |  | 1600 | -441 | 72 | []
BG_CO_00011 | N-1 400kV Maritsa Iztok - Plovdiv | [MK-GR] 400 kV Bitola-Meliti | XFL_BI11_GMELIT11_1:line | 1158 |  | 1600 | -442 | 72 | []
RS_KS_CO_00002 | N-1 400 kV Kosovo B-Nis 2 | [MK-GR] 400 kV Bitola-Meliti | XFL_BI11_GMELIT11_1:line | 1151 |  | 1600 | -449 | 72 | []
KS_ME_CO_00001 | N-1 400 kV Pec 3-Ribarevina | [MK-GR] 400 kV Bitola-Meliti | XFL_BI11_GMELIT11_1:line | 1126 |  | 1600 | -474 | 70 | []

## 0930Preventive
Detailed results
Generated at: | 2024-01-19 21:11
Business day: | 21.01.2024
Timestamp: | 09:30
Border & direction: | North-Greece Importing
Horizon: | 2D
Remedial actions: | true
Evaluation type: | PREVENTIVE
TTC [MW]: | 2878
Fallback applied | false
Loading threshold | 0.7
Applied RAs
CO ID | RA ID | Name of the RA | Usage | Type | Location | Status
Limiting CNECs
CO ID | Name of the CO | Name of the CNE | CNE UCTE branch | Calculated I (A) | I max (PRE) | I max (CUR) | Margin (A) | Loading (%) | Applicable curative RAs
AL_GR_CO_00001 | N-1 400 kV Zemplak-Kardia | [MK-GR] 400 kV Bitola-Meliti | XFL_BI11_GMELIT11_1:line | 1599 | 1600 | 1600 | -1 | 100 | []
AL_CO_00002 | N-1 400 kV Elbasan 2-Zemlak | [MK-GR] 400 kV Bitola-Meliti | XFL_BI11_GMELIT11_1:line | 1481 | 1600 | 1600 | -119 | 93 | []
MK_GR_CO_00002 | N-1 400 kV Dubrovo-Thessaloniki | [MK-GR] 400 kV Bitola-Meliti | XFL_BI11_GMELIT11_1:line | 1463 | 1600 | 1600 | -137 | 91 | []
BG_CO_00001 | N-1 400kV Chervena Mogila - Blagoevgrad ck. 2 | [MK-GR] 400 kV Bitola-Meliti | XFL_BI11_GMELIT11_1:line | 1454 | 1600 | 1600 | -146 | 91 | []
BG_GR_CO_00001 | N-1 400 kV Blagoevgrad-Thessaloniki | [MK-GR] 400 kV Bitola-Meliti | XFL_BI11_GMELIT11_1:line | 1390 | 1600 | 1600 | -210 | 87 | []
GR_CO_00001 | N-1 400 kV Filippoi-Nea Santa ck.2 | [MK-GR] 400 kV Bitola-Meliti | XFL_BI11_GMELIT11_1:line | 1380 | 1600 | 1600 | -220 | 86 | []
AL_CO_00001 | N-1 400 kV Elbasan 2-Tirana 2 | [MK-GR] 400 kV Bitola-Meliti | XFL_BI11_GMELIT11_1:line | 1296 | 1600 | 1600 | -304 | 81 | []
GR_CO_00002 | N-1 400 kV Filippoi-Lagadas ck.2 | [MK-GR] 400 kV Bitola-Meliti | XFL_BI11_GMELIT11_1:line | 1261 | 1600 | 1600 | -339 | 79 | []
BG_GR_CO_00002 | N-1 400 kV Maritsa Iztok-Nea Santa | [MK-GR] 400 kV Bitola-Meliti | XFL_BI11_GMELIT11_1:line | 1221 | 1600 | 1600 | -379 | 76 | []
AL_ME_CO_00001 | N-1 400 kV Tirana 2âPodgorica 2 | [MK-GR] 400 kV Bitola-Meliti | XFL_BI11_GMELIT11_1:line | 1220 | 1600 | 1600 | -380 | 76 | []
TR_GR_CO_00001 | N-1 400 kV Babaeski-N Santa | [MK-GR] 400 kV Bitola-Meliti | XFL_BI11_GMELIT11_1:line | 1214 | 1600 | 1600 | -386 | 76 | []
GR_CO_00004 | N-1 400 kV Amideo-Lagadas ck.2 | [MK-GR] 400 kV Bitola-Meliti | XFL_BI11_GMELIT11_1:line | 1203 | 1600 | 1600 | -397 | 75 | []
BG_CO_00002 | N-1 400kV Sofia Zapad - Chervena Mogila ck. 2 | [MK-GR] 400 kV Bitola-Meliti | XFL_BI11_GMELIT11_1:line | 1189 | 1600 | 1600 | -411 | 74 | []
BG_RS_CO_00001 | N-1 400kV Sofia Zapad - Nis Â | [MK-GR] 400 kV Bitola-Meliti | XFL_BI11_GMELIT11_1:line | 1187 | 1600 | 1600 | -413 | 74 | []
BG_CO_00009 | N-1 400kV Maritsa Iztok 2Â - Maritsa Iztok 3 | [MK-GR] 400 kV Bitola-Meliti | XFL_BI11_GMELIT11_1:line | 1182 | 1600 | 1600 | -418 | 74 | []
GR_CO_00005 | N-1 400 kV Thessaloniki-Lagadas ck.2 | [MK-GR] 400 kV Bitola-Meliti | XFL_BI11_GMELIT11_1:line | 1181 | 1600 | 1600 | -419 | 74 | []
TR_CO_00001 | N-1 400 kV Habitabat NGCC -Babaeski | [MK-GR] 400 kV Bitola-Meliti | XFL_BI11_GMELIT11_1:line | 1179 | 1600 | 1600 | -421 | 74 | []
BG_TR_CO_00002 | N-1 400kV Maritsa 3 - Hamitabat 2 | [MK-GR] 400 kV Bitola-Meliti | XFL_BI11_GMELIT11_1:line | 1178 | 1600 | 1600 | -422 | 74 | []
BG_TR_CO_00001 | N-1 400kV Maritsa 3 - Hamitabat 1 | [MK-GR] 400 kV Bitola-Meliti | XFL_BI11_GMELIT11_1:line | 1177 | 1600 | 1600 | -423 | 74 | []
BG_CO_00012 | Â N-1 400kV Varna - Burgas | [MK-GR] 400 kV Bitola-Meliti | XFL_BI11_GMELIT11_1:line | 1177 | 1600 | 1600 | -423 | 74 | []
BC | Base Case | [MK-GR] 400 kV Bitola-Meliti | XFL_BI11_GMELIT11_1:line | 1175 | 1600 | 1600 | -425 | 73 | []
BG_CO_00010 | N-1 400kV Maritsa Iztok â Maritsa Iztok 3 | [MK-GR] 400 kV Bitola-Meliti | XFL_BI11_GMELIT11_1:line | 1175 | 1600 | 1600 | -425 | 73 | []
BG_CO_00006, BG_CO_00008 | N-1 400kV Plovdiv - Vetren , N-1 400kV Plovdiv - Vetren | [MK-GR] 400 kV Bitola-Meliti | XFL_BI11_GMELIT11_1:line | 1174 | 1600 | 1600 | -426 | 73 | []
BG_CO_00016 | N-1 400kV Kozloduy - Sofia Zapad ck.2 | [MK-GR] 400 kV Bitola-Meliti | XFL_BI11_GMELIT11_1:line | 1172 | 1600 | 1600 | -428 | 73 | []
BG_CO_00013 | N-1 400kV Burgas â Maritsa Iztok 2 | [MK-GR] 400 kV Bitola-Meliti | XFL_BI11_GMELIT11_1:line | 1172 | 1600 | 1600 | -428 | 73 | []
BG_CO_00011 | N-1 400kV Maritsa Iztok - Plovdiv | [MK-GR] 400 kV Bitola-Meliti | XFL_BI11_GMELIT11_1:line | 1171 | 1600 | 1600 | -429 | 73 | []
BG_CO_00007 | N-1 400kV Vetren - Chervena Mogila | [MK-GR] 400 kV Bitola-Meliti | XFL_BI11_GMELIT11_1:line | 1169 | 1600 | 1600 | -431 | 73 | []
RS_KS_CO_00002 | N-1 400 kV Kosovo B-Nis 2 | [MK-GR] 400 kV Bitola-Meliti | XFL_BI11_GMELIT11_1:line | 1163 | 1600 | 1600 | -437 | 73 | []
KS_ME_CO_00001 | N-1 400 kV Pec 3-Ribarevina | [MK-GR] 400 kV Bitola-Meliti | XFL_BI11_GMELIT11_1:line | 1136 | 1600 | 1600 | -464 | 71 | []
RS_CO_00003 | N-1 400 kV Vranje 4 âLeskovac 2 | [MK-GR] 400 kV Bitola-Meliti | XFL_BI11_GMELIT11_1:line | 1132 | 1600 | 1600 | -468 | 71 | []
RS_CO_00004 | N-1 400 kV Nis 2 âLeskovac 2 | [MK-GR] 400 kV Bitola-Meliti | XFL_BI11_GMELIT11_1:line | 1128 | 1600 | 1600 | -472 | 71 | []
RS_MK_00001 | N-1 400 kV Vranje 4 -Stip | [MK-GR] 400 kV Bitola-Meliti | XFL_BI11_GMELIT11_1:line | 1126 | 1600 | 1600 | -474 | 70 | []

## 0930Curative
Detailed results
Generated at: | 2024-01-19 21:11
Business day: | 21.01.2024
Timestamp: | 09:30
Border & direction: | North-Greece Importing
Horizon: | 2D
Remedial actions: | true
Evaluation type: | CURATIVE
TTC [MW]: | 2878
Fallback applied | false
Loading threshold | 0.7
Applied RAs
CO ID | RA ID | Name of the RA | Usage | Type | Location | Status
Limiting CNECs
CO ID | Name of the CO | Name of the CNE | CNE UCTE branch | Calculated I (A) | I max (PRE) | I max (CUR) | Margin (A) | Loading (%) | Applicable curative RAs
AL_GR_CO_00001 | N-1 400 kV Zemplak-Kardia | [MK-GR] 400 kV Bitola-Meliti | XFL_BI11_GMELIT11_1:line | 1599 |  | 1600 | -1 | 100 | []
AL_CO_00002 | N-1 400 kV Elbasan 2-Zemlak | [MK-GR] 400 kV Bitola-Meliti | XFL_BI11_GMELIT11_1:line | 1481 |  | 1600 | -119 | 93 | []
MK_GR_CO_00002 | N-1 400 kV Dubrovo-Thessaloniki | [MK-GR] 400 kV Bitola-Meliti | XFL_BI11_GMELIT11_1:line | 1463 |  | 1600 | -137 | 91 | []
BG_CO_00001 | N-1 400kV Chervena Mogila - Blagoevgrad ck. 2 | [MK-GR] 400 kV Bitola-Meliti | XFL_BI11_GMELIT11_1:line | 1454 |  | 1600 | -146 | 91 | []
BG_GR_CO_00001 | N-1 400 kV Blagoevgrad-Thessaloniki | [MK-GR] 400 kV Bitola-Meliti | XFL_BI11_GMELIT11_1:line | 1390 |  | 1600 | -210 | 87 | []
GR_CO_00001 | N-1 400 kV Filippoi-Nea Santa ck.2 | [MK-GR] 400 kV Bitola-Meliti | XFL_BI11_GMELIT11_1:line | 1380 |  | 1600 | -220 | 86 | []
AL_CO_00001 | N-1 400 kV Elbasan 2-Tirana 2 | [MK-GR] 400 kV Bitola-Meliti | XFL_BI11_GMELIT11_1:line | 1296 |  | 1600 | -304 | 81 | []
GR_CO_00002 | N-1 400 kV Filippoi-Lagadas ck.2 | [MK-GR] 400 kV Bitola-Meliti | XFL_BI11_GMELIT11_1:line | 1261 |  | 1600 | -339 | 79 | []
BG_GR_CO_00002 | N-1 400 kV Maritsa Iztok-Nea Santa | [MK-GR] 400 kV Bitola-Meliti | XFL_BI11_GMELIT11_1:line | 1221 |  | 1600 | -379 | 76 | []
AL_ME_CO_00001 | N-1 400 kV Tirana 2âPodgorica 2 | [MK-GR] 400 kV Bitola-Meliti | XFL_BI11_GMELIT11_1:line | 1220 |  | 1600 | -380 | 76 | []
TR_GR_CO_00001 | N-1 400 kV Babaeski-N Santa | [MK-GR] 400 kV Bitola-Meliti | XFL_BI11_GMELIT11_1:line | 1214 |  | 1600 | -386 | 76 | []
GR_CO_00004 | N-1 400 kV Amideo-Lagadas ck.2 | [MK-GR] 400 kV Bitola-Meliti | XFL_BI11_GMELIT11_1:line | 1203 |  | 1600 | -397 | 75 | []
BG_CO_00002 | N-1 400kV Sofia Zapad - Chervena Mogila ck. 2 | [MK-GR] 400 kV Bitola-Meliti | XFL_BI11_GMELIT11_1:line | 1189 |  | 1600 | -411 | 74 | []
BG_RS_CO_00001 | N-1 400kV Sofia Zapad - Nis Â | [MK-GR] 400 kV Bitola-Meliti | XFL_BI11_GMELIT11_1:line | 1187 |  | 1600 | -413 | 74 | []
BG_CO_00009 | N-1 400kV Maritsa Iztok 2Â - Maritsa Iztok 3 | [MK-GR] 400 kV Bitola-Meliti | XFL_BI11_GMELIT11_1:line | 1182 |  | 1600 | -418 | 74 | []
GR_CO_00005 | N-1 400 kV Thessaloniki-Lagadas ck.2 | [MK-GR] 400 kV Bitola-Meliti | XFL_BI11_GMELIT11_1:line | 1181 |  | 1600 | -419 | 74 | []
TR_CO_00001 | N-1 400 kV Habitabat NGCC -Babaeski | [MK-GR] 400 kV Bitola-Meliti | XFL_BI11_GMELIT11_1:line | 1179 |  | 1600 | -421 | 74 | []
BG_TR_CO_00002 | N-1 400kV Maritsa 3 - Hamitabat 2 | [MK-GR] 400 kV Bitola-Meliti | XFL_BI11_GMELIT11_1:line | 1178 |  | 1600 | -422 | 74 | []
BG_TR_CO_00001 | N-1 400kV Maritsa 3 - Hamitabat 1 | [MK-GR] 400 kV Bitola-Meliti | XFL_BI11_GMELIT11_1:line | 1177 |  | 1600 | -423 | 74 | []
BG_CO_00012 | Â N-1 400kV Varna - Burgas | [MK-GR] 400 kV Bitola-Meliti | XFL_BI11_GMELIT11_1:line | 1177 |  | 1600 | -423 | 74 | []
BC | Base Case | [MK-GR] 400 kV Bitola-Meliti | XFL_BI11_GMELIT11_1:line | 1175 |  | 1600 | -425 | 73 | []
BG_CO_00010 | N-1 400kV Maritsa Iztok â Maritsa Iztok 3 | [MK-GR] 400 kV Bitola-Meliti | XFL_BI11_GMELIT11_1:line | 1175 |  | 1600 | -425 | 73 | []
BG_CO_00006, BG_CO_00008 | N-1 400kV Plovdiv - Vetren , N-1 400kV Plovdiv - Vetren | [MK-GR] 400 kV Bitola-Meliti | XFL_BI11_GMELIT11_1:line | 1174 |  | 1600 | -426 | 73 | []
BG_CO_00016 | N-1 400kV Kozloduy - Sofia Zapad ck.2 | [MK-GR] 400 kV Bitola-Meliti | XFL_BI11_GMELIT11_1:line | 1172 |  | 1600 | -428 | 73 | []
BG_CO_00013 | N-1 400kV Burgas â Maritsa Iztok 2 | [MK-GR] 400 kV Bitola-Meliti | XFL_BI11_GMELIT11_1:line | 1172 |  | 1600 | -428 | 73 | []
BG_CO_00011 | N-1 400kV Maritsa Iztok - Plovdiv | [MK-GR] 400 kV Bitola-Meliti | XFL_BI11_GMELIT11_1:line | 1171 |  | 1600 | -429 | 73 | []
BG_CO_00007 | N-1 400kV Vetren - Chervena Mogila | [MK-GR] 400 kV Bitola-Meliti | XFL_BI11_GMELIT11_1:line | 1169 |  | 1600 | -431 | 73 | []
RS_KS_CO_00002 | N-1 400 kV Kosovo B-Nis 2 | [MK-GR] 400 kV Bitola-Meliti | XFL_BI11_GMELIT11_1:line | 1163 |  | 1600 | -437 | 73 | []
KS_ME_CO_00001 | N-1 400 kV Pec 3-Ribarevina | [MK-GR] 400 kV Bitola-Meliti | XFL_BI11_GMELIT11_1:line | 1136 |  | 1600 | -464 | 71 | []
RS_CO_00003 | N-1 400 kV Vranje 4 âLeskovac 2 | [MK-GR] 400 kV Bitola-Meliti | XFL_BI11_GMELIT11_1:line | 1132 |  | 1600 | -468 | 71 | []
RS_CO_00004 | N-1 400 kV Nis 2 âLeskovac 2 | [MK-GR] 400 kV Bitola-Meliti | XFL_BI11_GMELIT11_1:line | 1128 |  | 1600 | -472 | 71 | []
RS_MK_00001 | N-1 400 kV Vranje 4 -Stip | [MK-GR] 400 kV Bitola-Meliti | XFL_BI11_GMELIT11_1:line | 1126 |  | 1600 | -474 | 70 | []

## 1030Preventive
Detailed results
Generated at: | 2024-01-19 21:11
Business day: | 21.01.2024
Timestamp: | 10:30
Border & direction: | North-Greece Importing
Horizon: | 2D
Remedial actions: | true
Evaluation type: | PREVENTIVE
TTC [MW]: | 2882
Fallback applied | false
Loading threshold | 0.7
Applied RAs
CO ID | RA ID | Name of the RA | Usage | Type | Location | Status
Limiting CNECs
CO ID | Name of the CO | Name of the CNE | CNE UCTE branch | Calculated I (A) | I max (PRE) | I max (CUR) | Margin (A) | Loading (%) | Applicable curative RAs
AL_GR_CO_00001 | N-1 400 kV Zemplak-Kardia | [MK-GR] 400 kV Bitola-Meliti | XFL_BI11_GMELIT11_1:line | 1596 | 1600 | 1600 | -4 | 100 | []
AL_CO_00002 | N-1 400 kV Elbasan 2-Zemlak | [MK-GR] 400 kV Bitola-Meliti | XFL_BI11_GMELIT11_1:line | 1478 | 1600 | 1600 | -122 | 92 | []
MK_GR_CO_00002 | N-1 400 kV Dubrovo-Thessaloniki | [MK-GR] 400 kV Bitola-Meliti | XFL_BI11_GMELIT11_1:line | 1471 | 1600 | 1600 | -129 | 92 | []
BG_CO_00001 | N-1 400kV Chervena Mogila - Blagoevgrad ck. 2 | [MK-GR] 400 kV Bitola-Meliti | XFL_BI11_GMELIT11_1:line | 1466 | 1600 | 1600 | -134 | 92 | []
BG_GR_CO_00001 | N-1 400 kV Blagoevgrad-Thessaloniki | [MK-GR] 400 kV Bitola-Meliti | XFL_BI11_GMELIT11_1:line | 1391 | 1600 | 1600 | -209 | 87 | []
GR_CO_00001 | N-1 400 kV Filippoi-Nea Santa ck.2 | [MK-GR] 400 kV Bitola-Meliti | XFL_BI11_GMELIT11_1:line | 1387 | 1600 | 1600 | -213 | 87 | []
IT_GR_CO_00001 | N-1 400 kV Galatina-Arachthos | [MK-GR] 400 kV Bitola-Meliti | XFL_BI11_GMELIT11_1:line | 1320 | 1600 | 1600 | -280 | 83 | []
AL_CO_00001 | N-1 400 kV Elbasan 2-Tirana 2 | [MK-GR] 400 kV Bitola-Meliti | XFL_BI11_GMELIT11_1:line | 1300 | 1600 | 1600 | -300 | 81 | []
GR_CO_00002 | N-1 400 kV Filippoi-Lagadas ck.2 | [MK-GR] 400 kV Bitola-Meliti | XFL_BI11_GMELIT11_1:line | 1265 | 1600 | 1600 | -335 | 79 | []
AL_ME_CO_00001 | N-1 400 kV Tirana 2âPodgorica 2 | [MK-GR] 400 kV Bitola-Meliti | XFL_BI11_GMELIT11_1:line | 1225 | 1600 | 1600 | -375 | 77 | []
BG_GR_CO_00002 | N-1 400 kV Maritsa Iztok-Nea Santa | [MK-GR] 400 kV Bitola-Meliti | XFL_BI11_GMELIT11_1:line | 1225 | 1600 | 1600 | -375 | 77 | []
TR_GR_CO_00001 | N-1 400 kV Babaeski-N Santa | [MK-GR] 400 kV Bitola-Meliti | XFL_BI11_GMELIT11_1:line | 1221 | 1600 | 1600 | -379 | 76 | []
GR_CO_00004 | N-1 400 kV Amideo-Lagadas ck.2 | [MK-GR] 400 kV Bitola-Meliti | XFL_BI11_GMELIT11_1:line | 1205 | 1600 | 1600 | -395 | 75 | []
BG_CO_00002 | N-1 400kV Sofia Zapad - Chervena Mogila ck. 2 | [MK-GR] 400 kV Bitola-Meliti | XFL_BI11_GMELIT11_1:line | 1196 | 1600 | 1600 | -404 | 75 | []
BG_RS_CO_00001 | N-1 400kV Sofia Zapad - Nis Â | [MK-GR] 400 kV Bitola-Meliti | XFL_BI11_GMELIT11_1:line | 1193 | 1600 | 1600 | -407 | 75 | []
BG_CO_00009 | N-1 400kV Maritsa Iztok 2Â - Maritsa Iztok 3 | [MK-GR] 400 kV Bitola-Meliti | XFL_BI11_GMELIT11_1:line | 1188 | 1600 | 1600 | -412 | 74 | []
GR_CO_00005 | N-1 400 kV Thessaloniki-Lagadas ck.2 | [MK-GR] 400 kV Bitola-Meliti | XFL_BI11_GMELIT11_1:line | 1187 | 1600 | 1600 | -413 | 74 | []
TR_CO_00001 | N-1 400 kV Habitabat NGCC -Babaeski | [MK-GR] 400 kV Bitola-Meliti | XFL_BI11_GMELIT11_1:line | 1185 | 1600 | 1600 | -415 | 74 | []
BG_TR_CO_00002 | N-1 400kV Maritsa 3 - Hamitabat 2 | [MK-GR] 400 kV Bitola-Meliti | XFL_BI11_GMELIT11_1:line | 1183 | 1600 | 1600 | -417 | 74 | []
BG_TR_CO_00001 | N-1 400kV Maritsa 3 - Hamitabat 1 | [MK-GR] 400 kV Bitola-Meliti | XFL_BI11_GMELIT11_1:line | 1183 | 1600 | 1600 | -417 | 74 | []
BG_CO_00012 | Â N-1 400kV Varna - Burgas | [MK-GR] 400 kV Bitola-Meliti | XFL_BI11_GMELIT11_1:line | 1182 | 1600 | 1600 | -418 | 74 | []
BG_CO_00005, BG_CO_00007 | N-1 400kV Vetren - Chervena Mogila , N-1 400kV Vetren - Chervena Mogila | [MK-GR] 400 kV Bitola-Meliti | XFL_BI11_GMELIT11_1:line | 1182 | 1600 | 1600 | -418 | 74 | []
BC | Base Case | [MK-GR] 400 kV Bitola-Meliti | XFL_BI11_GMELIT11_1:line | 1181 | 1600 | 1600 | -419 | 74 | []
BG_CO_00010 | N-1 400kV Maritsa Iztok â Maritsa Iztok 3 | [MK-GR] 400 kV Bitola-Meliti | XFL_BI11_GMELIT11_1:line | 1181 | 1600 | 1600 | -419 | 74 | []
BG_CO_00006, BG_CO_00008 | N-1 400kV Plovdiv - Vetren , N-1 400kV Plovdiv - Vetren | [MK-GR] 400 kV Bitola-Meliti | XFL_BI11_GMELIT11_1:line | 1180 | 1600 | 1600 | -420 | 74 | []
BG_CO_00016 | N-1 400kV Kozloduy - Sofia Zapad ck.2 | [MK-GR] 400 kV Bitola-Meliti | XFL_BI11_GMELIT11_1:line | 1178 | 1600 | 1600 | -422 | 74 | []
BG_CO_00013 | N-1 400kV Burgas â Maritsa Iztok 2 | [MK-GR] 400 kV Bitola-Meliti | XFL_BI11_GMELIT11_1:line | 1177 | 1600 | 1600 | -423 | 74 | []
BG_CO_00011 | N-1 400kV Maritsa Iztok - Plovdiv | [MK-GR] 400 kV Bitola-Meliti | XFL_BI11_GMELIT11_1:line | 1176 | 1600 | 1600 | -424 | 74 | []
RS_KS_CO_00002 | N-1 400 kV Kosovo B-Nis 2 | [MK-GR] 400 kV Bitola-Meliti | XFL_BI11_GMELIT11_1:line | 1168 | 1600 | 1600 | -432 | 73 | []
KS_ME_CO_00001 | N-1 400 kV Pec 3-Ribarevina | [MK-GR] 400 kV Bitola-Meliti | XFL_BI11_GMELIT11_1:line | 1139 | 1600 | 1600 | -461 | 71 | []
RS_CO_00003 | N-1 400 kV Vranje 4 âLeskovac 2 | [MK-GR] 400 kV Bitola-Meliti | XFL_BI11_GMELIT11_1:line | 1138 | 1600 | 1600 | -462 | 71 | []
RS_CO_00004 | N-1 400 kV Nis 2 âLeskovac 2 | [MK-GR] 400 kV Bitola-Meliti | XFL_BI11_GMELIT11_1:line | 1134 | 1600 | 1600 | -466 | 71 | []
RS_MK_00001 | N-1 400 kV Vranje 4 -Stip | [MK-GR] 400 kV Bitola-Meliti | XFL_BI11_GMELIT11_1:line | 1132 | 1600 | 1600 | -468 | 71 | []

## 1030Curative
Detailed results
Generated at: | 2024-01-19 21:11
Business day: | 21.01.2024
Timestamp: | 10:30
Border & direction: | North-Greece Importing
Horizon: | 2D
Remedial actions: | true
Evaluation type: | CURATIVE
TTC [MW]: | 2882
Fallback applied | false
Loading threshold | 0.7
Applied RAs
CO ID | RA ID | Name of the RA | Usage | Type | Location | Status
Limiting CNECs
CO ID | Name of the CO | Name of the CNE | CNE UCTE branch | Calculated I (A) | I max (PRE) | I max (CUR) | Margin (A) | Loading (%) | Applicable curative RAs
AL_GR_CO_00001 | N-1 400 kV Zemplak-Kardia | [MK-GR] 400 kV Bitola-Meliti | XFL_BI11_GMELIT11_1:line | 1596 |  | 1600 | -4 | 100 | []
AL_CO_00002 | N-1 400 kV Elbasan 2-Zemlak | [MK-GR] 400 kV Bitola-Meliti | XFL_BI11_GMELIT11_1:line | 1478 |  | 1600 | -122 | 92 | []
MK_GR_CO_00002 | N-1 400 kV Dubrovo-Thessaloniki | [MK-GR] 400 kV Bitola-Meliti | XFL_BI11_GMELIT11_1:line | 1471 |  | 1600 | -129 | 92 | []
BG_CO_00001 | N-1 400kV Chervena Mogila - Blagoevgrad ck. 2 | [MK-GR] 400 kV Bitola-Meliti | XFL_BI11_GMELIT11_1:line | 1466 |  | 1600 | -134 | 92 | []
BG_GR_CO_00001 | N-1 400 kV Blagoevgrad-Thessaloniki | [MK-GR] 400 kV Bitola-Meliti | XFL_BI11_GMELIT11_1:line | 1391 |  | 1600 | -209 | 87 | []
GR_CO_00001 | N-1 400 kV Filippoi-Nea Santa ck.2 | [MK-GR] 400 kV Bitola-Meliti | XFL_BI11_GMELIT11_1:line | 1387 |  | 1600 | -213 | 87 | []
IT_GR_CO_00001 | N-1 400 kV Galatina-Arachthos | [MK-GR] 400 kV Bitola-Meliti | XFL_BI11_GMELIT11_1:line | 1320 |  | 1600 | -280 | 83 | []
AL_CO_00001 | N-1 400 kV Elbasan 2-Tirana 2 | [MK-GR] 400 kV Bitola-Meliti | XFL_BI11_GMELIT11_1:line | 1300 |  | 1600 | -300 | 81 | []
GR_CO_00002 | N-1 400 kV Filippoi-Lagadas ck.2 | [MK-GR] 400 kV Bitola-Meliti | XFL_BI11_GMELIT11_1:line | 1265 |  | 1600 | -335 | 79 | []
AL_ME_CO_00001 | N-1 400 kV Tirana 2âPodgorica 2 | [MK-GR] 400 kV Bitola-Meliti | XFL_BI11_GMELIT11_1:line | 1225 |  | 1600 | -375 | 77 | []
BG_GR_CO_00002 | N-1 400 kV Maritsa Iztok-Nea Santa | [MK-GR] 400 kV Bitola-Meliti | XFL_BI11_GMELIT11_1:line | 1225 |  | 1600 | -375 | 77 | []
TR_GR_CO_00001 | N-1 400 kV Babaeski-N Santa | [MK-GR] 400 kV Bitola-Meliti | XFL_BI11_GMELIT11_1:line | 1221 |  | 1600 | -379 | 76 | []
GR_CO_00004 | N-1 400 kV Amideo-Lagadas ck.2 | [MK-GR] 400 kV Bitola-Meliti | XFL_BI11_GMELIT11_1:line | 1205 |  | 1600 | -395 | 75 | []
BG_CO_00002 | N-1 400kV Sofia Zapad - Chervena Mogila ck. 2 | [MK-GR] 400 kV Bitola-Meliti | XFL_BI11_GMELIT11_1:line | 1196 |  | 1600 | -404 | 75 | []
BG_RS_CO_00001 | N-1 400kV Sofia Zapad - Nis Â | [MK-GR] 400 kV Bitola-Meliti | XFL_BI11_GMELIT11_1:line | 1193 |  | 1600 | -407 | 75 | []
BG_CO_00009 | N-1 400kV Maritsa Iztok 2Â - Maritsa Iztok 3 | [MK-GR] 400 kV Bitola-Meliti | XFL_BI11_GMELIT11_1:line | 1188 |  | 1600 | -412 | 74 | []
GR_CO_00005 | N-1 400 kV Thessaloniki-Lagadas ck.2 | [MK-GR] 400 kV Bitola-Meliti | XFL_BI11_GMELIT11_1:line | 1187 |  | 1600 | -413 | 74 | []
TR_CO_00001 | N-1 400 kV Habitabat NGCC -Babaeski | [MK-GR] 400 kV Bitola-Meliti | XFL_BI11_GMELIT11_1:line | 1185 |  | 1600 | -415 | 74 | []
BG_TR_CO_00002 | N-1 400kV Maritsa 3 - Hamitabat 2 | [MK-GR] 400 kV Bitola-Meliti | XFL_BI11_GMELIT11_1:line | 1183 |  | 1600 | -417 | 74 | []
BG_TR_CO_00001 | N-1 400kV Maritsa 3 - Hamitabat 1 | [MK-GR] 400 kV Bitola-Meliti | XFL_BI11_GMELIT11_1:line | 1183 |  | 1600 | -417 | 74 | []
BG_CO_00012 | Â N-1 400kV Varna - Burgas | [MK-GR] 400 kV Bitola-Meliti | XFL_BI11_GMELIT11_1:line | 1182 |  | 1600 | -418 | 74 | []
BG_CO_00005, BG_CO_00007 | N-1 400kV Vetren - Chervena Mogila , N-1 400kV Vetren - Chervena Mogila | [MK-GR] 400 kV Bitola-Meliti | XFL_BI11_GMELIT11_1:line | 1182 |  | 1600 | -418 | 74 | []
BC | Base Case | [MK-GR] 400 kV Bitola-Meliti | XFL_BI11_GMELIT11_1:line | 1181 |  | 1600 | -419 | 74 | []
BG_CO_00010 | N-1 400kV Maritsa Iztok â Maritsa Iztok 3 | [MK-GR] 400 kV Bitola-Meliti | XFL_BI11_GMELIT11_1:line | 1181 |  | 1600 | -419 | 74 | []
BG_CO_00006, BG_CO_00008 | N-1 400kV Plovdiv - Vetren , N-1 400kV Plovdiv - Vetren | [MK-GR] 400 kV Bitola-Meliti | XFL_BI11_GMELIT11_1:line | 1180 |  | 1600 | -420 | 74 | []
BG_CO_00016 | N-1 400kV Kozloduy - Sofia Zapad ck.2 | [MK-GR] 400 kV Bitola-Meliti | XFL_BI11_GMELIT11_1:line | 1178 |  | 1600 | -422 | 74 | []
BG_CO_00013 | N-1 400kV Burgas â Maritsa Iztok 2 | [MK-GR] 400 kV Bitola-Meliti | XFL_BI11_GMELIT11_1:line | 1177 |  | 1600 | -423 | 74 | []
BG_CO_00011 | N-1 400kV Maritsa Iztok - Plovdiv | [MK-GR] 400 kV Bitola-Meliti | XFL_BI11_GMELIT11_1:line | 1176 |  | 1600 | -424 | 74 | []
RS_KS_CO_00002 | N-1 400 kV Kosovo B-Nis 2 | [MK-GR] 400 kV Bitola-Meliti | XFL_BI11_GMELIT11_1:line | 1168 |  | 1600 | -432 | 73 | []
KS_ME_CO_00001 | N-1 400 kV Pec 3-Ribarevina | [MK-GR] 400 kV Bitola-Meliti | XFL_BI11_GMELIT11_1:line | 1139 |  | 1600 | -461 | 71 | []
RS_CO_00003 | N-1 400 kV Vranje 4 âLeskovac 2 | [MK-GR] 400 kV Bitola-Meliti | XFL_BI11_GMELIT11_1:line | 1138 |  | 1600 | -462 | 71 | []
RS_CO_00004 | N-1 400 kV Nis 2 âLeskovac 2 | [MK-GR] 400 kV Bitola-Meliti | XFL_BI11_GMELIT11_1:line | 1134 |  | 1600 | -466 | 71 | []
RS_MK_00001 | N-1 400 kV Vranje 4 -Stip | [MK-GR] 400 kV Bitola-Meliti | XFL_BI11_GMELIT11_1:line | 1132 |  | 1600 | -468 | 71 | []

## 1130Preventive
Detailed results
Generated at: | 2024-01-19 21:11
Business day: | 21.01.2024
Timestamp: | 11:30
Border & direction: | North-Greece Importing
Horizon: | 2D
Remedial actions: | true
Evaluation type: | PREVENTIVE
TTC [MW]: | 2898
Fallback applied | false
Loading threshold | 0.7
Applied RAs
CO ID | RA ID | Name of the RA | Usage | Type | Location | Status
Limiting CNECs
CO ID | Name of the CO | Name of the CNE | CNE UCTE branch | Calculated I (A) | I max (PRE) | I max (CUR) | Margin (A) | Loading (%) | Applicable curative RAs
AL_GR_CO_00001 | N-1 400 kV Zemplak-Kardia | [MK-GR] 400 kV Bitola-Meliti | XFL_BI11_GMELIT11_1:line | 1598 | 1600 | 1600 | -2 | 100 | []
MK_GR_CO_00002 | N-1 400 kV Dubrovo-Thessaloniki | [MK-GR] 400 kV Bitola-Meliti | XFL_BI11_GMELIT11_1:line | 1483 | 1600 | 1600 | -117 | 93 | []
BG_CO_00001 | N-1 400kV Chervena Mogila - Blagoevgrad ck. 2 | [MK-GR] 400 kV Bitola-Meliti | XFL_BI11_GMELIT11_1:line | 1481 | 1600 | 1600 | -119 | 93 | []
AL_CO_00002 | N-1 400 kV Elbasan 2-Zemlak | [MK-GR] 400 kV Bitola-Meliti | XFL_BI11_GMELIT11_1:line | 1479 | 1600 | 1600 | -121 | 92 | []
IT_GR_CO_00001 | N-1 400 kV Galatina-Arachthos | [MK-GR] 400 kV Bitola-Meliti | XFL_BI11_GMELIT11_1:line | 1441 | 1600 | 1600 | -159 | 90 | []
BG_GR_CO_00001 | N-1 400 kV Blagoevgrad-Thessaloniki | [MK-GR] 400 kV Bitola-Meliti | XFL_BI11_GMELIT11_1:line | 1404 | 1600 | 1600 | -196 | 88 | []
GR_CO_00001 | N-1 400 kV Filippoi-Nea Santa ck.2 | [MK-GR] 400 kV Bitola-Meliti | XFL_BI11_GMELIT11_1:line | 1402 | 1600 | 1600 | -198 | 88 | []
AL_CO_00001 | N-1 400 kV Elbasan 2-Tirana 2 | [MK-GR] 400 kV Bitola-Meliti | XFL_BI11_GMELIT11_1:line | 1308 | 1600 | 1600 | -292 | 82 | []
GR_CO_00002 | N-1 400 kV Filippoi-Lagadas ck.2 | [MK-GR] 400 kV Bitola-Meliti | XFL_BI11_GMELIT11_1:line | 1275 | 1600 | 1600 | -325 | 80 | []
BG_GR_CO_00002 | N-1 400 kV Maritsa Iztok-Nea Santa | [MK-GR] 400 kV Bitola-Meliti | XFL_BI11_GMELIT11_1:line | 1235 | 1600 | 1600 | -365 | 77 | []
AL_ME_CO_00001 | N-1 400 kV Tirana 2âPodgorica 2 | [MK-GR] 400 kV Bitola-Meliti | XFL_BI11_GMELIT11_1:line | 1235 | 1600 | 1600 | -365 | 77 | []
TR_GR_CO_00001 | N-1 400 kV Babaeski-N Santa | [MK-GR] 400 kV Bitola-Meliti | XFL_BI11_GMELIT11_1:line | 1231 | 1600 | 1600 | -369 | 77 | []
GR_CO_00004 | N-1 400 kV Amideo-Lagadas ck.2 | [MK-GR] 400 kV Bitola-Meliti | XFL_BI11_GMELIT11_1:line | 1212 | 1600 | 1600 | -388 | 76 | []
BG_CO_00002 | N-1 400kV Sofia Zapad - Chervena Mogila ck. 2 | [MK-GR] 400 kV Bitola-Meliti | XFL_BI11_GMELIT11_1:line | 1206 | 1600 | 1600 | -394 | 75 | []
BG_RS_CO_00001 | N-1 400kV Sofia Zapad - Nis Â | [MK-GR] 400 kV Bitola-Meliti | XFL_BI11_GMELIT11_1:line | 1201 | 1600 | 1600 | -399 | 75 | []
BG_CO_00009 | N-1 400kV Maritsa Iztok 2Â - Maritsa Iztok 3 | [MK-GR] 400 kV Bitola-Meliti | XFL_BI11_GMELIT11_1:line | 1197 | 1600 | 1600 | -403 | 75 | []
GR_CO_00005 | N-1 400 kV Thessaloniki-Lagadas ck.2 | [MK-GR] 400 kV Bitola-Meliti | XFL_BI11_GMELIT11_1:line | 1196 | 1600 | 1600 | -404 | 75 | []
TR_CO_00001 | N-1 400 kV Habitabat NGCC -Babaeski | [MK-GR] 400 kV Bitola-Meliti | XFL_BI11_GMELIT11_1:line | 1193 | 1600 | 1600 | -407 | 75 | []
BG_TR_CO_00002 | N-1 400kV Maritsa 3 - Hamitabat 2 | [MK-GR] 400 kV Bitola-Meliti | XFL_BI11_GMELIT11_1:line | 1192 | 1600 | 1600 | -408 | 74 | []
BG_TR_CO_00001 | N-1 400kV Maritsa 3 - Hamitabat 1 | [MK-GR] 400 kV Bitola-Meliti | XFL_BI11_GMELIT11_1:line | 1191 | 1600 | 1600 | -409 | 74 | []
BG_CO_00012 | Â N-1 400kV Varna - Burgas | [MK-GR] 400 kV Bitola-Meliti | XFL_BI11_GMELIT11_1:line | 1191 | 1600 | 1600 | -409 | 74 | []
BC | Base Case | [MK-GR] 400 kV Bitola-Meliti | XFL_BI11_GMELIT11_1:line | 1190 | 1600 | 1600 | -410 | 74 | []
BG_CO_00010 | N-1 400kV Maritsa Iztok â Maritsa Iztok 3 | [MK-GR] 400 kV Bitola-Meliti | XFL_BI11_GMELIT11_1:line | 1189 | 1600 | 1600 | -411 | 74 | []
BG_CO_00006, BG_CO_00008 | N-1 400kV Plovdiv - Vetren , N-1 400kV Plovdiv - Vetren | [MK-GR] 400 kV Bitola-Meliti | XFL_BI11_GMELIT11_1:line | 1188 | 1600 | 1600 | -412 | 74 | []
BG_CO_00013 | N-1 400kV Burgas â Maritsa Iztok 2 | [MK-GR] 400 kV Bitola-Meliti | XFL_BI11_GMELIT11_1:line | 1186 | 1600 | 1600 | -414 | 74 | []
BG_CO_00016 | N-1 400kV Kozloduy - Sofia Zapad ck.2 | [MK-GR] 400 kV Bitola-Meliti | XFL_BI11_GMELIT11_1:line | 1186 | 1600 | 1600 | -414 | 74 | []
BG_CO_00011 | N-1 400kV Maritsa Iztok - Plovdiv | [MK-GR] 400 kV Bitola-Meliti | XFL_BI11_GMELIT11_1:line | 1184 | 1600 | 1600 | -416 | 74 | []
BG_CO_00007 | N-1 400kV Vetren - Chervena Mogila | [MK-GR] 400 kV Bitola-Meliti | XFL_BI11_GMELIT11_1:line | 1183 | 1600 | 1600 | -417 | 74 | []
RS_KS_CO_00002 | N-1 400 kV Kosovo B-Nis 2 | [MK-GR] 400 kV Bitola-Meliti | XFL_BI11_GMELIT11_1:line | 1176 | 1600 | 1600 | -424 | 74 | []
KS_ME_CO_00001 | N-1 400 kV Pec 3-Ribarevina | [MK-GR] 400 kV Bitola-Meliti | XFL_BI11_GMELIT11_1:line | 1148 | 1600 | 1600 | -452 | 72 | []
RS_CO_00003 | N-1 400 kV Vranje 4 âLeskovac 2 | [MK-GR] 400 kV Bitola-Meliti | XFL_BI11_GMELIT11_1:line | 1147 | 1600 | 1600 | -453 | 72 | []
RS_CO_00004 | N-1 400 kV Nis 2 âLeskovac 2 | [MK-GR] 400 kV Bitola-Meliti | XFL_BI11_GMELIT11_1:line | 1143 | 1600 | 1600 | -457 | 71 | []
RS_MK_00001 | N-1 400 kV Vranje 4 -Stip | [MK-GR] 400 kV Bitola-Meliti | XFL_BI11_GMELIT11_1:line | 1141 | 1600 | 1600 | -459 | 71 | []
MK_GR_CO_00001 | N-1 400 kV Bitola-Meliti | [MK-GR] 400 kV Dubrovo-Thessaloniki | XTH_DU11_GTHESS15_1:line | 1128 | 1600 | 1600 | -472 | 70 | []
GR_CO_00003 | N-1 400 kV Meliti-Amideo ck.2 | [MK-GR] 400 kV Dubrovo-Thessaloniki | XTH_DU11_GTHESS15_1:line | 1125 | 1600 | 1600 | -475 | 70 | []

## 1130Curative
Detailed results
Generated at: | 2024-01-19 21:11
Business day: | 21.01.2024
Timestamp: | 11:30
Border & direction: | North-Greece Importing
Horizon: | 2D
Remedial actions: | true
Evaluation type: | CURATIVE
TTC [MW]: | 2898
Fallback applied | false
Loading threshold | 0.7
Applied RAs
CO ID | RA ID | Name of the RA | Usage | Type | Location | Status
Limiting CNECs
CO ID | Name of the CO | Name of the CNE | CNE UCTE branch | Calculated I (A) | I max (PRE) | I max (CUR) | Margin (A) | Loading (%) | Applicable curative RAs
AL_GR_CO_00001 | N-1 400 kV Zemplak-Kardia | [MK-GR] 400 kV Bitola-Meliti | XFL_BI11_GMELIT11_1:line | 1598 |  | 1600 | -2 | 100 | []
MK_GR_CO_00002 | N-1 400 kV Dubrovo-Thessaloniki | [MK-GR] 400 kV Bitola-Meliti | XFL_BI11_GMELIT11_1:line | 1483 |  | 1600 | -117 | 93 | []
BG_CO_00001 | N-1 400kV Chervena Mogila - Blagoevgrad ck. 2 | [MK-GR] 400 kV Bitola-Meliti | XFL_BI11_GMELIT11_1:line | 1481 |  | 1600 | -119 | 93 | []
AL_CO_00002 | N-1 400 kV Elbasan 2-Zemlak | [MK-GR] 400 kV Bitola-Meliti | XFL_BI11_GMELIT11_1:line | 1479 |  | 1600 | -121 | 92 | []
IT_GR_CO_00001 | N-1 400 kV Galatina-Arachthos | [MK-GR] 400 kV Bitola-Meliti | XFL_BI11_GMELIT11_1:line | 1441 |  | 1600 | -159 | 90 | []
BG_GR_CO_00001 | N-1 400 kV Blagoevgrad-Thessaloniki | [MK-GR] 400 kV Bitola-Meliti | XFL_BI11_GMELIT11_1:line | 1404 |  | 1600 | -196 | 88 | []
GR_CO_00001 | N-1 400 kV Filippoi-Nea Santa ck.2 | [MK-GR] 400 kV Bitola-Meliti | XFL_BI11_GMELIT11_1:line | 1402 |  | 1600 | -198 | 88 | []
AL_CO_00001 | N-1 400 kV Elbasan 2-Tirana 2 | [MK-GR] 400 kV Bitola-Meliti | XFL_BI11_GMELIT11_1:line | 1308 |  | 1600 | -292 | 82 | []
GR_CO_00002 | N-1 400 kV Filippoi-Lagadas ck.2 | [MK-GR] 400 kV Bitola-Meliti | XFL_BI11_GMELIT11_1:line | 1275 |  | 1600 | -325 | 80 | []
BG_GR_CO_00002 | N-1 400 kV Maritsa Iztok-Nea Santa | [MK-GR] 400 kV Bitola-Meliti | XFL_BI11_GMELIT11_1:line | 1235 |  | 1600 | -365 | 77 | []
AL_ME_CO_00001 | N-1 400 kV Tirana 2âPodgorica 2 | [MK-GR] 400 kV Bitola-Meliti | XFL_BI11_GMELIT11_1:line | 1235 |  | 1600 | -365 | 77 | []
TR_GR_CO_00001 | N-1 400 kV Babaeski-N Santa | [MK-GR] 400 kV Bitola-Meliti | XFL_BI11_GMELIT11_1:line | 1231 |  | 1600 | -369 | 77 | []
GR_CO_00004 | N-1 400 kV Amideo-Lagadas ck.2 | [MK-GR] 400 kV Bitola-Meliti | XFL_BI11_GMELIT11_1:line | 1212 |  | 1600 | -388 | 76 | []
BG_CO_00002 | N-1 400kV Sofia Zapad - Chervena Mogila ck. 2 | [MK-GR] 400 kV Bitola-Meliti | XFL_BI11_GMELIT11_1:line | 1206 |  | 1600 | -394 | 75 | []
BG_RS_CO_00001 | N-1 400kV Sofia Zapad - Nis Â | [MK-GR] 400 kV Bitola-Meliti | XFL_BI11_GMELIT11_1:line | 1201 |  | 1600 | -399 | 75 | []
BG_CO_00009 | N-1 400kV Maritsa Iztok 2Â - Maritsa Iztok 3 | [MK-GR] 400 kV Bitola-Meliti | XFL_BI11_GMELIT11_1:line | 1197 |  | 1600 | -403 | 75 | []
GR_CO_00005 | N-1 400 kV Thessaloniki-Lagadas ck.2 | [MK-GR] 400 kV Bitola-Meliti | XFL_BI11_GMELIT11_1:line | 1196 |  | 1600 | -404 | 75 | []
TR_CO_00001 | N-1 400 kV Habitabat NGCC -Babaeski | [MK-GR] 400 kV Bitola-Meliti | XFL_BI11_GMELIT11_1:line | 1193 |  | 1600 | -407 | 75 | []
BG_TR_CO_00002 | N-1 400kV Maritsa 3 - Hamitabat 2 | [MK-GR] 400 kV Bitola-Meliti | XFL_BI11_GMELIT11_1:line | 1192 |  | 1600 | -408 | 74 | []
BG_TR_CO_00001 | N-1 400kV Maritsa 3 - Hamitabat 1 | [MK-GR] 400 kV Bitola-Meliti | XFL_BI11_GMELIT11_1:line | 1191 |  | 1600 | -409 | 74 | []
BG_CO_00012 | Â N-1 400kV Varna - Burgas | [MK-GR] 400 kV Bitola-Meliti | XFL_BI11_GMELIT11_1:line | 1191 |  | 1600 | -409 | 74 | []
BC | Base Case | [MK-GR] 400 kV Bitola-Meliti | XFL_BI11_GMELIT11_1:line | 1190 |  | 1600 | -410 | 74 | []
BG_CO_00010 | N-1 400kV Maritsa Iztok â Maritsa Iztok 3 | [MK-GR] 400 kV Bitola-Meliti | XFL_BI11_GMELIT11_1:line | 1189 |  | 1600 | -411 | 74 | []
BG_CO_00006, BG_CO_00008 | N-1 400kV Plovdiv - Vetren , N-1 400kV Plovdiv - Vetren | [MK-GR] 400 kV Bitola-Meliti | XFL_BI11_GMELIT11_1:line | 1188 |  | 1600 | -412 | 74 | []
BG_CO_00013 | N-1 400kV Burgas â Maritsa Iztok 2 | [MK-GR] 400 kV Bitola-Meliti | XFL_BI11_GMELIT11_1:line | 1186 |  | 1600 | -414 | 74 | []
BG_CO_00016 | N-1 400kV Kozloduy - Sofia Zapad ck.2 | [MK-GR] 400 kV Bitola-Meliti | XFL_BI11_GMELIT11_1:line | 1186 |  | 1600 | -414 | 74 | []
BG_CO_00011 | N-1 400kV Maritsa Iztok - Plovdiv | [MK-GR] 400 kV Bitola-Meliti | XFL_BI11_GMELIT11_1:line | 1184 |  | 1600 | -416 | 74 | []
BG_CO_00007 | N-1 400kV Vetren - Chervena Mogila | [MK-GR] 400 kV Bitola-Meliti | XFL_BI11_GMELIT11_1:line | 1183 |  | 1600 | -417 | 74 | []
RS_KS_CO_00002 | N-1 400 kV Kosovo B-Nis 2 | [MK-GR] 400 kV Bitola-Meliti | XFL_BI11_GMELIT11_1:line | 1176 |  | 1600 | -424 | 74 | []
KS_ME_CO_00001 | N-1 400 kV Pec 3-Ribarevina | [MK-GR] 400 kV Bitola-Meliti | XFL_BI11_GMELIT11_1:line | 1148 |  | 1600 | -452 | 72 | []
RS_CO_00003 | N-1 400 kV Vranje 4 âLeskovac 2 | [MK-GR] 400 kV Bitola-Meliti | XFL_BI11_GMELIT11_1:line | 1147 |  | 1600 | -453 | 72 | []
RS_CO_00004 | N-1 400 kV Nis 2 âLeskovac 2 | [MK-GR] 400 kV Bitola-Meliti | XFL_BI11_GMELIT11_1:line | 1143 |  | 1600 | -457 | 71 | []
RS_MK_00001 | N-1 400 kV Vranje 4 -Stip | [MK-GR] 400 kV Bitola-Meliti | XFL_BI11_GMELIT11_1:line | 1141 |  | 1600 | -459 | 71 | []
MK_GR_CO_00001 | N-1 400 kV Bitola-Meliti | [MK-GR] 400 kV Dubrovo-Thessaloniki | XTH_DU11_GTHESS15_1:line | 1128 |  | 1600 | -472 | 70 | []
GR_CO_00003 | N-1 400 kV Meliti-Amideo ck.2 | [MK-GR] 400 kV Dubrovo-Thessaloniki | XTH_DU11_GTHESS15_1:line | 1125 |  | 1600 | -475 | 70 | []

## 1230Preventive
Detailed results
Generated at: | 2024-01-19 21:11
Business day: | 21.01.2024
Timestamp: | 12:30
Border & direction: | North-Greece Importing
Horizon: | 2D
Remedial actions: | true
Evaluation type: | PREVENTIVE
TTC [MW]: | 2912
Fallback applied | false
Loading threshold | 0.7
Applied RAs
CO ID | RA ID | Name of the RA | Usage | Type | Location | Status
Limiting CNECs
CO ID | Name of the CO | Name of the CNE | CNE UCTE branch | Calculated I (A) | I max (PRE) | I max (CUR) | Margin (A) | Loading (%) | Applicable curative RAs
AL_GR_CO_00001 | N-1 400 kV Zemplak-Kardia | [MK-GR] 400 kV Bitola-Meliti | XFL_BI11_GMELIT11_1:line | 1595 | 1600 | 1600 | -5 | 100 | []
AL_CO_00002 | N-1 400 kV Elbasan 2-Zemlak | [MK-GR] 400 kV Bitola-Meliti | XFL_BI11_GMELIT11_1:line | 1478 | 1600 | 1600 | -122 | 92 | []
BG_CO_00001 | N-1 400kV Chervena Mogila - Blagoevgrad ck. 2 | [MK-GR] 400 kV Bitola-Meliti | XFL_BI11_GMELIT11_1:line | 1477 | 1600 | 1600 | -123 | 92 | []
MK_GR_CO_00002 | N-1 400 kV Dubrovo-Thessaloniki | [MK-GR] 400 kV Bitola-Meliti | XFL_BI11_GMELIT11_1:line | 1472 | 1600 | 1600 | -128 | 92 | []
IT_GR_CO_00001 | N-1 400 kV Galatina-Arachthos | [MK-GR] 400 kV Bitola-Meliti | XFL_BI11_GMELIT11_1:line | 1429 | 1600 | 1600 | -171 | 89 | []
GR_CO_00001 | N-1 400 kV Filippoi-Nea Santa ck.2 | [MK-GR] 400 kV Bitola-Meliti | XFL_BI11_GMELIT11_1:line | 1393 | 1600 | 1600 | -207 | 87 | []
BG_GR_CO_00001 | N-1 400 kV Blagoevgrad-Thessaloniki | [MK-GR] 400 kV Bitola-Meliti | XFL_BI11_GMELIT11_1:line | 1393 | 1600 | 1600 | -207 | 87 | []
AL_CO_00001 | N-1 400 kV Elbasan 2-Tirana 2 | [MK-GR] 400 kV Bitola-Meliti | XFL_BI11_GMELIT11_1:line | 1300 | 1600 | 1600 | -300 | 81 | []
GR_CO_00002 | N-1 400 kV Filippoi-Lagadas ck.2 | [MK-GR] 400 kV Bitola-Meliti | XFL_BI11_GMELIT11_1:line | 1263 | 1600 | 1600 | -337 | 79 | []
AL_ME_CO_00001 | N-1 400 kV Tirana 2âPodgorica 2 | [MK-GR] 400 kV Bitola-Meliti | XFL_BI11_GMELIT11_1:line | 1226 | 1600 | 1600 | -374 | 77 | []
BG_GR_CO_00002 | N-1 400 kV Maritsa Iztok-Nea Santa | [MK-GR] 400 kV Bitola-Meliti | XFL_BI11_GMELIT11_1:line | 1224 | 1600 | 1600 | -376 | 76 | []
TR_GR_CO_00001 | N-1 400 kV Babaeski-N Santa | [MK-GR] 400 kV Bitola-Meliti | XFL_BI11_GMELIT11_1:line | 1219 | 1600 | 1600 | -381 | 76 | []
GR_CO_00004 | N-1 400 kV Amideo-Lagadas ck.2 | [MK-GR] 400 kV Bitola-Meliti | XFL_BI11_GMELIT11_1:line | 1199 | 1600 | 1600 | -401 | 75 | []
BG_CO_00002 | N-1 400kV Sofia Zapad - Chervena Mogila ck. 2 | [MK-GR] 400 kV Bitola-Meliti | XFL_BI11_GMELIT11_1:line | 1193 | 1600 | 1600 | -407 | 75 | []
BG_RS_CO_00001 | N-1 400kV Sofia Zapad - Nis Â | [MK-GR] 400 kV Bitola-Meliti | XFL_BI11_GMELIT11_1:line | 1189 | 1600 | 1600 | -411 | 74 | []
GR_CO_00005 | N-1 400 kV Thessaloniki-Lagadas ck.2 | [MK-GR] 400 kV Bitola-Meliti | XFL_BI11_GMELIT11_1:line | 1185 | 1600 | 1600 | -415 | 74 | []
BG_CO_00009 | N-1 400kV Maritsa Iztok 2Â - Maritsa Iztok 3 | [MK-GR] 400 kV Bitola-Meliti | XFL_BI11_GMELIT11_1:line | 1185 | 1600 | 1600 | -415 | 74 | []
TR_CO_00001 | N-1 400 kV Habitabat NGCC -Babaeski | [MK-GR] 400 kV Bitola-Meliti | XFL_BI11_GMELIT11_1:line | 1181 | 1600 | 1600 | -419 | 74 | []
BG_TR_CO_00002 | N-1 400kV Maritsa 3 - Hamitabat 2 | [MK-GR] 400 kV Bitola-Meliti | XFL_BI11_GMELIT11_1:line | 1179 | 1600 | 1600 | -421 | 74 | []
BG_TR_CO_00001 | N-1 400kV Maritsa 3 - Hamitabat 1 | [MK-GR] 400 kV Bitola-Meliti | XFL_BI11_GMELIT11_1:line | 1179 | 1600 | 1600 | -421 | 74 | []
BG_CO_00012 | Â N-1 400kV Varna - Burgas | [MK-GR] 400 kV Bitola-Meliti | XFL_BI11_GMELIT11_1:line | 1178 | 1600 | 1600 | -422 | 74 | []
BC | Base Case | [MK-GR] 400 kV Bitola-Meliti | XFL_BI11_GMELIT11_1:line | 1177 | 1600 | 1600 | -423 | 74 | []
BG_CO_00010 | N-1 400kV Maritsa Iztok â Maritsa Iztok 3 | [MK-GR] 400 kV Bitola-Meliti | XFL_BI11_GMELIT11_1:line | 1177 | 1600 | 1600 | -423 | 74 | []
BG_CO_00006, BG_CO_00008 | N-1 400kV Plovdiv - Vetren , N-1 400kV Plovdiv - Vetren | [MK-GR] 400 kV Bitola-Meliti | XFL_BI11_GMELIT11_1:line | 1175 | 1600 | 1600 | -425 | 73 | []
BG_CO_00013 | N-1 400kV Burgas â Maritsa Iztok 2 | [MK-GR] 400 kV Bitola-Meliti | XFL_BI11_GMELIT11_1:line | 1174 | 1600 | 1600 | -426 | 73 | []
BG_CO_00016 | N-1 400kV Kozloduy - Sofia Zapad ck.2 | [MK-GR] 400 kV Bitola-Meliti | XFL_BI11_GMELIT11_1:line | 1173 | 1600 | 1600 | -427 | 73 | []
BG_CO_00011 | N-1 400kV Maritsa Iztok - Plovdiv | [MK-GR] 400 kV Bitola-Meliti | XFL_BI11_GMELIT11_1:line | 1171 | 1600 | 1600 | -429 | 73 | []
BG_CO_00007 | N-1 400kV Vetren - Chervena Mogila | [MK-GR] 400 kV Bitola-Meliti | XFL_BI11_GMELIT11_1:line | 1170 | 1600 | 1600 | -430 | 73 | []
RS_KS_CO_00002 | N-1 400 kV Kosovo B-Nis 2 | [MK-GR] 400 kV Bitola-Meliti | XFL_BI11_GMELIT11_1:line | 1163 | 1600 | 1600 | -437 | 73 | []
KS_ME_CO_00001 | N-1 400 kV Pec 3-Ribarevina | [MK-GR] 400 kV Bitola-Meliti | XFL_BI11_GMELIT11_1:line | 1133 | 1600 | 1600 | -467 | 71 | []
RS_CO_00003 | N-1 400 kV Vranje 4 âLeskovac 2 | [MK-GR] 400 kV Bitola-Meliti | XFL_BI11_GMELIT11_1:line | 1133 | 1600 | 1600 | -467 | 71 | []
RS_CO_00004 | N-1 400 kV Nis 2 âLeskovac 2 | [MK-GR] 400 kV Bitola-Meliti | XFL_BI11_GMELIT11_1:line | 1129 | 1600 | 1600 | -471 | 71 | []
RS_MK_00001 | N-1 400 kV Vranje 4 -Stip | [MK-GR] 400 kV Bitola-Meliti | XFL_BI11_GMELIT11_1:line | 1126 | 1600 | 1600 | -474 | 70 | []
MK_GR_CO_00001 | N-1 400 kV Bitola-Meliti | [MK-GR] 400 kV Dubrovo-Thessaloniki | XTH_DU11_GTHESS15_1:line | 1124 | 1600 | 1600 | -476 | 70 | []
GR_CO_00003 | N-1 400 kV Meliti-Amideo ck.2 | [MK-GR] 400 kV Dubrovo-Thessaloniki | XTH_DU11_GTHESS15_1:line | 1122 | 1600 | 1600 | -478 | 70 | []

## 1230Curative
Detailed results
Generated at: | 2024-01-19 21:11
Business day: | 21.01.2024
Timestamp: | 12:30
Border & direction: | North-Greece Importing
Horizon: | 2D
Remedial actions: | true
Evaluation type: | CURATIVE
TTC [MW]: | 2912
Fallback applied | false
Loading threshold | 0.7
Applied RAs
CO ID | RA ID | Name of the RA | Usage | Type | Location | Status
Limiting CNECs
CO ID | Name of the CO | Name of the CNE | CNE UCTE branch | Calculated I (A) | I max (PRE) | I max (CUR) | Margin (A) | Loading (%) | Applicable curative RAs
AL_GR_CO_00001 | N-1 400 kV Zemplak-Kardia | [MK-GR] 400 kV Bitola-Meliti | XFL_BI11_GMELIT11_1:line | 1595 |  | 1600 | -5 | 100 | []
AL_CO_00002 | N-1 400 kV Elbasan 2-Zemlak | [MK-GR] 400 kV Bitola-Meliti | XFL_BI11_GMELIT11_1:line | 1478 |  | 1600 | -122 | 92 | []
BG_CO_00001 | N-1 400kV Chervena Mogila - Blagoevgrad ck. 2 | [MK-GR] 400 kV Bitola-Meliti | XFL_BI11_GMELIT11_1:line | 1477 |  | 1600 | -123 | 92 | []
MK_GR_CO_00002 | N-1 400 kV Dubrovo-Thessaloniki | [MK-GR] 400 kV Bitola-Meliti | XFL_BI11_GMELIT11_1:line | 1472 |  | 1600 | -128 | 92 | []
IT_GR_CO_00001 | N-1 400 kV Galatina-Arachthos | [MK-GR] 400 kV Bitola-Meliti | XFL_BI11_GMELIT11_1:line | 1429 |  | 1600 | -171 | 89 | []
GR_CO_00001 | N-1 400 kV Filippoi-Nea Santa ck.2 | [MK-GR] 400 kV Bitola-Meliti | XFL_BI11_GMELIT11_1:line | 1393 |  | 1600 | -207 | 87 | []
BG_GR_CO_00001 | N-1 400 kV Blagoevgrad-Thessaloniki | [MK-GR] 400 kV Bitola-Meliti | XFL_BI11_GMELIT11_1:line | 1393 |  | 1600 | -207 | 87 | []
AL_CO_00001 | N-1 400 kV Elbasan 2-Tirana 2 | [MK-GR] 400 kV Bitola-Meliti | XFL_BI11_GMELIT11_1:line | 1300 |  | 1600 | -300 | 81 | []
GR_CO_00002 | N-1 400 kV Filippoi-Lagadas ck.2 | [MK-GR] 400 kV Bitola-Meliti | XFL_BI11_GMELIT11_1:line | 1263 |  | 1600 | -337 | 79 | []
AL_ME_CO_00001 | N-1 400 kV Tirana 2âPodgorica 2 | [MK-GR] 400 kV Bitola-Meliti | XFL_BI11_GMELIT11_1:line | 1226 |  | 1600 | -374 | 77 | []
BG_GR_CO_00002 | N-1 400 kV Maritsa Iztok-Nea Santa | [MK-GR] 400 kV Bitola-Meliti | XFL_BI11_GMELIT11_1:line | 1224 |  | 1600 | -376 | 76 | []
TR_GR_CO_00001 | N-1 400 kV Babaeski-N Santa | [MK-GR] 400 kV Bitola-Meliti | XFL_BI11_GMELIT11_1:line | 1219 |  | 1600 | -381 | 76 | []
GR_CO_00004 | N-1 400 kV Amideo-Lagadas ck.2 | [MK-GR] 400 kV Bitola-Meliti | XFL_BI11_GMELIT11_1:line | 1199 |  | 1600 | -401 | 75 | []
BG_CO_00002 | N-1 400kV Sofia Zapad - Chervena Mogila ck. 2 | [MK-GR] 400 kV Bitola-Meliti | XFL_BI11_GMELIT11_1:line | 1193 |  | 1600 | -407 | 75 | []
BG_RS_CO_00001 | N-1 400kV Sofia Zapad - Nis Â | [MK-GR] 400 kV Bitola-Meliti | XFL_BI11_GMELIT11_1:line | 1189 |  | 1600 | -411 | 74 | []
GR_CO_00005 | N-1 400 kV Thessaloniki-Lagadas ck.2 | [MK-GR] 400 kV Bitola-Meliti | XFL_BI11_GMELIT11_1:line | 1185 |  | 1600 | -415 | 74 | []
BG_CO_00009 | N-1 400kV Maritsa Iztok 2Â - Maritsa Iztok 3 | [MK-GR] 400 kV Bitola-Meliti | XFL_BI11_GMELIT11_1:line | 1185 |  | 1600 | -415 | 74 | []
TR_CO_00001 | N-1 400 kV Habitabat NGCC -Babaeski | [MK-GR] 400 kV Bitola-Meliti | XFL_BI11_GMELIT11_1:line | 1181 |  | 1600 | -419 | 74 | []
BG_TR_CO_00002 | N-1 400kV Maritsa 3 - Hamitabat 2 | [MK-GR] 400 kV Bitola-Meliti | XFL_BI11_GMELIT11_1:line | 1179 |  | 1600 | -421 | 74 | []
BG_TR_CO_00001 | N-1 400kV Maritsa 3 - Hamitabat 1 | [MK-GR] 400 kV Bitola-Meliti | XFL_BI11_GMELIT11_1:line | 1179 |  | 1600 | -421 | 74 | []
BG_CO_00012 | Â N-1 400kV Varna - Burgas | [MK-GR] 400 kV Bitola-Meliti | XFL_BI11_GMELIT11_1:line | 1178 |  | 1600 | -422 | 74 | []
BC | Base Case | [MK-GR] 400 kV Bitola-Meliti | XFL_BI11_GMELIT11_1:line | 1177 |  | 1600 | -423 | 74 | []
BG_CO_00010 | N-1 400kV Maritsa Iztok â Maritsa Iztok 3 | [MK-GR] 400 kV Bitola-Meliti | XFL_BI11_GMELIT11_1:line | 1177 |  | 1600 | -423 | 74 | []
BG_CO_00006, BG_CO_00008 | N-1 400kV Plovdiv - Vetren , N-1 400kV Plovdiv - Vetren | [MK-GR] 400 kV Bitola-Meliti | XFL_BI11_GMELIT11_1:line | 1175 |  | 1600 | -425 | 73 | []
BG_CO_00013 | N-1 400kV Burgas â Maritsa Iztok 2 | [MK-GR] 400 kV Bitola-Meliti | XFL_BI11_GMELIT11_1:line | 1174 |  | 1600 | -426 | 73 | []
BG_CO_00016 | N-1 400kV Kozloduy - Sofia Zapad ck.2 | [MK-GR] 400 kV Bitola-Meliti | XFL_BI11_GMELIT11_1:line | 1173 |  | 1600 | -427 | 73 | []
BG_CO_00011 | N-1 400kV Maritsa Iztok - Plovdiv | [MK-GR] 400 kV Bitola-Meliti | XFL_BI11_GMELIT11_1:line | 1171 |  | 1600 | -429 | 73 | []
BG_CO_00007 | N-1 400kV Vetren - Chervena Mogila | [MK-GR] 400 kV Bitola-Meliti | XFL_BI11_GMELIT11_1:line | 1170 |  | 1600 | -430 | 73 | []
RS_KS_CO_00002 | N-1 400 kV Kosovo B-Nis 2 | [MK-GR] 400 kV Bitola-Meliti | XFL_BI11_GMELIT11_1:line | 1163 |  | 1600 | -437 | 73 | []
KS_ME_CO_00001 | N-1 400 kV Pec 3-Ribarevina | [MK-GR] 400 kV Bitola-Meliti | XFL_BI11_GMELIT11_1:line | 1133 |  | 1600 | -467 | 71 | []
RS_CO_00003 | N-1 400 kV Vranje 4 âLeskovac 2 | [MK-GR] 400 kV Bitola-Meliti | XFL_BI11_GMELIT11_1:line | 1133 |  | 1600 | -467 | 71 | []
RS_CO_00004 | N-1 400 kV Nis 2 âLeskovac 2 | [MK-GR] 400 kV Bitola-Meliti | XFL_BI11_GMELIT11_1:line | 1129 |  | 1600 | -471 | 71 | []
RS_MK_00001 | N-1 400 kV Vranje 4 -Stip | [MK-GR] 400 kV Bitola-Meliti | XFL_BI11_GMELIT11_1:line | 1126 |  | 1600 | -474 | 70 | []
MK_GR_CO_00001 | N-1 400 kV Bitola-Meliti | [MK-GR] 400 kV Dubrovo-Thessaloniki | XTH_DU11_GTHESS15_1:line | 1124 |  | 1600 | -476 | 70 | []
GR_CO_00003 | N-1 400 kV Meliti-Amideo ck.2 | [MK-GR] 400 kV Dubrovo-Thessaloniki | XTH_DU11_GTHESS15_1:line | 1122 |  | 1600 | -478 | 70 | []

## 1330Preventive
Detailed results
Generated at: | 2024-01-19 21:11
Business day: | 21.01.2024
Timestamp: | 13:30
Border & direction: | North-Greece Importing
Horizon: | 2D
Remedial actions: | true
Evaluation type: | PREVENTIVE
TTC [MW]: | 2882
Fallback applied | false
Loading threshold | 0.7
Applied RAs
CO ID | RA ID | Name of the RA | Usage | Type | Location | Status
Limiting CNECs
CO ID | Name of the CO | Name of the CNE | CNE UCTE branch | Calculated I (A) | I max (PRE) | I max (CUR) | Margin (A) | Loading (%) | Applicable curative RAs
AL_GR_CO_00001 | N-1 400 kV Zemplak-Kardia | [MK-GR] 400 kV Bitola-Meliti | XFL_BI11_GMELIT11_1:line | 1591 | 1600 | 1600 | -9 | 99 | []
AL_CO_00002 | N-1 400 kV Elbasan 2-Zemlak | [MK-GR] 400 kV Bitola-Meliti | XFL_BI11_GMELIT11_1:line | 1478 | 1600 | 1600 | -122 | 92 | []
BG_CO_00001 | N-1 400kV Chervena Mogila - Blagoevgrad ck. 2 | [MK-GR] 400 kV Bitola-Meliti | XFL_BI11_GMELIT11_1:line | 1476 | 1600 | 1600 | -124 | 92 | []
MK_GR_CO_00002 | N-1 400 kV Dubrovo-Thessaloniki | [MK-GR] 400 kV Bitola-Meliti | XFL_BI11_GMELIT11_1:line | 1467 | 1600 | 1600 | -133 | 92 | []
IT_GR_CO_00001 | N-1 400 kV Galatina-Arachthos | [MK-GR] 400 kV Bitola-Meliti | XFL_BI11_GMELIT11_1:line | 1427 | 1600 | 1600 | -173 | 89 | []
GR_CO_00001 | N-1 400 kV Filippoi-Nea Santa ck.2 | [MK-GR] 400 kV Bitola-Meliti | XFL_BI11_GMELIT11_1:line | 1390 | 1600 | 1600 | -210 | 87 | []
BG_GR_CO_00001 | N-1 400 kV Blagoevgrad-Thessaloniki | [MK-GR] 400 kV Bitola-Meliti | XFL_BI11_GMELIT11_1:line | 1389 | 1600 | 1600 | -211 | 87 | []
AL_CO_00001 | N-1 400 kV Elbasan 2-Tirana 2 | [MK-GR] 400 kV Bitola-Meliti | XFL_BI11_GMELIT11_1:line | 1299 | 1600 | 1600 | -301 | 81 | []
GR_CO_00002 | N-1 400 kV Filippoi-Lagadas ck.2 | [MK-GR] 400 kV Bitola-Meliti | XFL_BI11_GMELIT11_1:line | 1260 | 1600 | 1600 | -340 | 79 | []
BG_GR_CO_00002 | N-1 400 kV Maritsa Iztok-Nea Santa | [MK-GR] 400 kV Bitola-Meliti | XFL_BI11_GMELIT11_1:line | 1224 | 1600 | 1600 | -376 | 77 | []
AL_ME_CO_00001 | N-1 400 kV Tirana 2âPodgorica 2 | [MK-GR] 400 kV Bitola-Meliti | XFL_BI11_GMELIT11_1:line | 1224 | 1600 | 1600 | -376 | 76 | []
TR_GR_CO_00001 | N-1 400 kV Babaeski-N Santa | [MK-GR] 400 kV Bitola-Meliti | XFL_BI11_GMELIT11_1:line | 1216 | 1600 | 1600 | -384 | 76 | []
GR_CO_00004 | N-1 400 kV Amideo-Lagadas ck.2 | [MK-GR] 400 kV Bitola-Meliti | XFL_BI11_GMELIT11_1:line | 1195 | 1600 | 1600 | -405 | 75 | []
BG_CO_00002 | N-1 400kV Sofia Zapad - Chervena Mogila ck. 2 | [MK-GR] 400 kV Bitola-Meliti | XFL_BI11_GMELIT11_1:line | 1192 | 1600 | 1600 | -408 | 74 | []
BG_RS_CO_00001 | N-1 400kV Sofia Zapad - Nis Â | [MK-GR] 400 kV Bitola-Meliti | XFL_BI11_GMELIT11_1:line | 1187 | 1600 | 1600 | -413 | 74 | []
GR_CO_00005 | N-1 400 kV Thessaloniki-Lagadas ck.2 | [MK-GR] 400 kV Bitola-Meliti | XFL_BI11_GMELIT11_1:line | 1182 | 1600 | 1600 | -418 | 74 | []
BG_CO_00009 | N-1 400kV Maritsa Iztok 2Â - Maritsa Iztok 3 | [MK-GR] 400 kV Bitola-Meliti | XFL_BI11_GMELIT11_1:line | 1182 | 1600 | 1600 | -418 | 74 | []
TR_CO_00001 | N-1 400 kV Habitabat NGCC -Babaeski | [MK-GR] 400 kV Bitola-Meliti | XFL_BI11_GMELIT11_1:line | 1179 | 1600 | 1600 | -421 | 74 | []
BG_TR_CO_00002 | N-1 400kV Maritsa 3 - Hamitabat 2 | [MK-GR] 400 kV Bitola-Meliti | XFL_BI11_GMELIT11_1:line | 1177 | 1600 | 1600 | -423 | 74 | []
BG_TR_CO_00001 | N-1 400kV Maritsa 3 - Hamitabat 1 | [MK-GR] 400 kV Bitola-Meliti | XFL_BI11_GMELIT11_1:line | 1177 | 1600 | 1600 | -423 | 74 | []
BG_CO_00012 | Â N-1 400kV Varna - Burgas | [MK-GR] 400 kV Bitola-Meliti | XFL_BI11_GMELIT11_1:line | 1176 | 1600 | 1600 | -424 | 74 | []
BC | Base Case | [MK-GR] 400 kV Bitola-Meliti | XFL_BI11_GMELIT11_1:line | 1175 | 1600 | 1600 | -425 | 73 | []
BG_CO_00010 | N-1 400kV Maritsa Iztok â Maritsa Iztok 3 | [MK-GR] 400 kV Bitola-Meliti | XFL_BI11_GMELIT11_1:line | 1175 | 1600 | 1600 | -425 | 73 | []
BG_CO_00006, BG_CO_00008 | N-1 400kV Plovdiv - Vetren , N-1 400kV Plovdiv - Vetren | [MK-GR] 400 kV Bitola-Meliti | XFL_BI11_GMELIT11_1:line | 1173 | 1600 | 1600 | -427 | 73 | []
BG_CO_00013 | N-1 400kV Burgas â Maritsa Iztok 2 | [MK-GR] 400 kV Bitola-Meliti | XFL_BI11_GMELIT11_1:line | 1172 | 1600 | 1600 | -428 | 73 | []
BG_CO_00016 | N-1 400kV Kozloduy - Sofia Zapad ck.2 | [MK-GR] 400 kV Bitola-Meliti | XFL_BI11_GMELIT11_1:line | 1171 | 1600 | 1600 | -429 | 73 | []
BG_CO_00011 | N-1 400kV Maritsa Iztok - Plovdiv | [MK-GR] 400 kV Bitola-Meliti | XFL_BI11_GMELIT11_1:line | 1169 | 1600 | 1600 | -431 | 73 | []
BG_CO_00007 | N-1 400kV Vetren - Chervena Mogila | [MK-GR] 400 kV Bitola-Meliti | XFL_BI11_GMELIT11_1:line | 1168 | 1600 | 1600 | -432 | 73 | []
RS_KS_CO_00002 | N-1 400 kV Kosovo B-Nis 2 | [MK-GR] 400 kV Bitola-Meliti | XFL_BI11_GMELIT11_1:line | 1162 | 1600 | 1600 | -438 | 73 | []
KS_ME_CO_00001 | N-1 400 kV Pec 3-Ribarevina | [MK-GR] 400 kV Bitola-Meliti | XFL_BI11_GMELIT11_1:line | 1131 | 1600 | 1600 | -469 | 71 | []
RS_CO_00003 | N-1 400 kV Vranje 4 âLeskovac 2 | [MK-GR] 400 kV Bitola-Meliti | XFL_BI11_GMELIT11_1:line | 1131 | 1600 | 1600 | -469 | 71 | []
RS_CO_00004 | N-1 400 kV Nis 2 âLeskovac 2 | [MK-GR] 400 kV Bitola-Meliti | XFL_BI11_GMELIT11_1:line | 1128 | 1600 | 1600 | -472 | 70 | []
RS_MK_00001 | N-1 400 kV Vranje 4 -Stip | [MK-GR] 400 kV Bitola-Meliti | XFL_BI11_GMELIT11_1:line | 1124 | 1600 | 1600 | -476 | 70 | []

## 1330Curative
Detailed results
Generated at: | 2024-01-19 21:11
Business day: | 21.01.2024
Timestamp: | 13:30
Border & direction: | North-Greece Importing
Horizon: | 2D
Remedial actions: | true
Evaluation type: | CURATIVE
TTC [MW]: | 2882
Fallback applied | false
Loading threshold | 0.7
Applied RAs
CO ID | RA ID | Name of the RA | Usage | Type | Location | Status
Limiting CNECs
CO ID | Name of the CO | Name of the CNE | CNE UCTE branch | Calculated I (A) | I max (PRE) | I max (CUR) | Margin (A) | Loading (%) | Applicable curative RAs
AL_GR_CO_00001 | N-1 400 kV Zemplak-Kardia | [MK-GR] 400 kV Bitola-Meliti | XFL_BI11_GMELIT11_1:line | 1591 |  | 1600 | -9 | 99 | []
AL_CO_00002 | N-1 400 kV Elbasan 2-Zemlak | [MK-GR] 400 kV Bitola-Meliti | XFL_BI11_GMELIT11_1:line | 1478 |  | 1600 | -122 | 92 | []
BG_CO_00001 | N-1 400kV Chervena Mogila - Blagoevgrad ck. 2 | [MK-GR] 400 kV Bitola-Meliti | XFL_BI11_GMELIT11_1:line | 1476 |  | 1600 | -124 | 92 | []
MK_GR_CO_00002 | N-1 400 kV Dubrovo-Thessaloniki | [MK-GR] 400 kV Bitola-Meliti | XFL_BI11_GMELIT11_1:line | 1467 |  | 1600 | -133 | 92 | []
IT_GR_CO_00001 | N-1 400 kV Galatina-Arachthos | [MK-GR] 400 kV Bitola-Meliti | XFL_BI11_GMELIT11_1:line | 1427 |  | 1600 | -173 | 89 | []
GR_CO_00001 | N-1 400 kV Filippoi-Nea Santa ck.2 | [MK-GR] 400 kV Bitola-Meliti | XFL_BI11_GMELIT11_1:line | 1390 |  | 1600 | -210 | 87 | []
BG_GR_CO_00001 | N-1 400 kV Blagoevgrad-Thessaloniki | [MK-GR] 400 kV Bitola-Meliti | XFL_BI11_GMELIT11_1:line | 1389 |  | 1600 | -211 | 87 | []
AL_CO_00001 | N-1 400 kV Elbasan 2-Tirana 2 | [MK-GR] 400 kV Bitola-Meliti | XFL_BI11_GMELIT11_1:line | 1299 |  | 1600 | -301 | 81 | []
GR_CO_00002 | N-1 400 kV Filippoi-Lagadas ck.2 | [MK-GR] 400 kV Bitola-Meliti | XFL_BI11_GMELIT11_1:line | 1260 |  | 1600 | -340 | 79 | []
BG_GR_CO_00002 | N-1 400 kV Maritsa Iztok-Nea Santa | [MK-GR] 400 kV Bitola-Meliti | XFL_BI11_GMELIT11_1:line | 1224 |  | 1600 | -376 | 77 | []
AL_ME_CO_00001 | N-1 400 kV Tirana 2âPodgorica 2 | [MK-GR] 400 kV Bitola-Meliti | XFL_BI11_GMELIT11_1:line | 1224 |  | 1600 | -376 | 76 | []
TR_GR_CO_00001 | N-1 400 kV Babaeski-N Santa | [MK-GR] 400 kV Bitola-Meliti | XFL_BI11_GMELIT11_1:line | 1216 |  | 1600 | -384 | 76 | []
GR_CO_00004 | N-1 400 kV Amideo-Lagadas ck.2 | [MK-GR] 400 kV Bitola-Meliti | XFL_BI11_GMELIT11_1:line | 1195 |  | 1600 | -405 | 75 | []
BG_CO_00002 | N-1 400kV Sofia Zapad - Chervena Mogila ck. 2 | [MK-GR] 400 kV Bitola-Meliti | XFL_BI11_GMELIT11_1:line | 1192 |  | 1600 | -408 | 74 | []
BG_RS_CO_00001 | N-1 400kV Sofia Zapad - Nis Â | [MK-GR] 400 kV Bitola-Meliti | XFL_BI11_GMELIT11_1:line | 1187 |  | 1600 | -413 | 74 | []
GR_CO_00005 | N-1 400 kV Thessaloniki-Lagadas ck.2 | [MK-GR] 400 kV Bitola-Meliti | XFL_BI11_GMELIT11_1:line | 1182 |  | 1600 | -418 | 74 | []
BG_CO_00009 | N-1 400kV Maritsa Iztok 2Â - Maritsa Iztok 3 | [MK-GR] 400 kV Bitola-Meliti | XFL_BI11_GMELIT11_1:line | 1182 |  | 1600 | -418 | 74 | []
TR_CO_00001 | N-1 400 kV Habitabat NGCC -Babaeski | [MK-GR] 400 kV Bitola-Meliti | XFL_BI11_GMELIT11_1:line | 1179 |  | 1600 | -421 | 74 | []
BG_TR_CO_00002 | N-1 400kV Maritsa 3 - Hamitabat 2 | [MK-GR] 400 kV Bitola-Meliti | XFL_BI11_GMELIT11_1:line | 1177 |  | 1600 | -423 | 74 | []
BG_TR_CO_00001 | N-1 400kV Maritsa 3 - Hamitabat 1 | [MK-GR] 400 kV Bitola-Meliti | XFL_BI11_GMELIT11_1:line | 1177 |  | 1600 | -423 | 74 | []
BG_CO_00012 | Â N-1 400kV Varna - Burgas | [MK-GR] 400 kV Bitola-Meliti | XFL_BI11_GMELIT11_1:line | 1176 |  | 1600 | -424 | 74 | []
BC | Base Case | [MK-GR] 400 kV Bitola-Meliti | XFL_BI11_GMELIT11_1:line | 1175 |  | 1600 | -425 | 73 | []
BG_CO_00010 | N-1 400kV Maritsa Iztok â Maritsa Iztok 3 | [MK-GR] 400 kV Bitola-Meliti | XFL_BI11_GMELIT11_1:line | 1175 |  | 1600 | -425 | 73 | []
BG_CO_00006, BG_CO_00008 | N-1 400kV Plovdiv - Vetren , N-1 400kV Plovdiv - Vetren | [MK-GR] 400 kV Bitola-Meliti | XFL_BI11_GMELIT11_1:line | 1173 |  | 1600 | -427 | 73 | []
BG_CO_00013 | N-1 400kV Burgas â Maritsa Iztok 2 | [MK-GR] 400 kV Bitola-Meliti | XFL_BI11_GMELIT11_1:line | 1172 |  | 1600 | -428 | 73 | []
BG_CO_00016 | N-1 400kV Kozloduy - Sofia Zapad ck.2 | [MK-GR] 400 kV Bitola-Meliti | XFL_BI11_GMELIT11_1:line | 1171 |  | 1600 | -429 | 73 | []
BG_CO_00011 | N-1 400kV Maritsa Iztok - Plovdiv | [MK-GR] 400 kV Bitola-Meliti | XFL_BI11_GMELIT11_1:line | 1169 |  | 1600 | -431 | 73 | []
BG_CO_00007 | N-1 400kV Vetren - Chervena Mogila | [MK-GR] 400 kV Bitola-Meliti | XFL_BI11_GMELIT11_1:line | 1168 |  | 1600 | -432 | 73 | []
RS_KS_CO_00002 | N-1 400 kV Kosovo B-Nis 2 | [MK-GR] 400 kV Bitola-Meliti | XFL_BI11_GMELIT11_1:line | 1162 |  | 1600 | -438 | 73 | []
KS_ME_CO_00001 | N-1 400 kV Pec 3-Ribarevina | [MK-GR] 400 kV Bitola-Meliti | XFL_BI11_GMELIT11_1:line | 1131 |  | 1600 | -469 | 71 | []
RS_CO_00003 | N-1 400 kV Vranje 4 âLeskovac 2 | [MK-GR] 400 kV Bitola-Meliti | XFL_BI11_GMELIT11_1:line | 1131 |  | 1600 | -469 | 71 | []
RS_CO_00004 | N-1 400 kV Nis 2 âLeskovac 2 | [MK-GR] 400 kV Bitola-Meliti | XFL_BI11_GMELIT11_1:line | 1128 |  | 1600 | -472 | 70 | []
RS_MK_00001 | N-1 400 kV Vranje 4 -Stip | [MK-GR] 400 kV Bitola-Meliti | XFL_BI11_GMELIT11_1:line | 1124 |  | 1600 | -476 | 70 | []

## 1430Preventive
Detailed results
Generated at: | 2024-01-19 21:11
Business day: | 21.01.2024
Timestamp: | 14:30
Border & direction: | North-Greece Importing
Horizon: | 2D
Remedial actions: | true
Evaluation type: | PREVENTIVE
TTC [MW]: | 2792
Fallback applied | false
Loading threshold | 0.7
Applied RAs
CO ID | RA ID | Name of the RA | Usage | Type | Location | Status
Limiting CNECs
CO ID | Name of the CO | Name of the CNE | CNE UCTE branch | Calculated I (A) | I max (PRE) | I max (CUR) | Margin (A) | Loading (%) | Applicable curative RAs
AL_GR_CO_00001 | N-1 400 kV Zemplak-Kardia | [MK-GR] 400 kV Bitola-Meliti | XFL_BI11_GMELIT11_1:line | 1593 | 1600 | 1600 | -7 | 100 | []
BG_CO_00001 | N-1 400kV Chervena Mogila - Blagoevgrad ck. 2 | [MK-GR] 400 kV Bitola-Meliti | XFL_BI11_GMELIT11_1:line | 1479 | 1600 | 1600 | -121 | 92 | []
AL_CO_00002 | N-1 400 kV Elbasan 2-Zemlak | [MK-GR] 400 kV Bitola-Meliti | XFL_BI11_GMELIT11_1:line | 1477 | 1600 | 1600 | -123 | 92 | []
MK_GR_CO_00002 | N-1 400 kV Dubrovo-Thessaloniki | [MK-GR] 400 kV Bitola-Meliti | XFL_BI11_GMELIT11_1:line | 1459 | 1600 | 1600 | -141 | 91 | []
IT_GR_CO_00001 | N-1 400 kV Galatina-Arachthos | [MK-GR] 400 kV Bitola-Meliti | XFL_BI11_GMELIT11_1:line | 1424 | 1600 | 1600 | -176 | 89 | []
GR_CO_00001 | N-1 400 kV Filippoi-Nea Santa ck.2 | [MK-GR] 400 kV Bitola-Meliti | XFL_BI11_GMELIT11_1:line | 1404 | 1600 | 1600 | -196 | 88 | []
BG_GR_CO_00001 | N-1 400 kV Blagoevgrad-Thessaloniki | [MK-GR] 400 kV Bitola-Meliti | XFL_BI11_GMELIT11_1:line | 1379 | 1600 | 1600 | -221 | 86 | []
AL_CO_00001 | N-1 400 kV Elbasan 2-Tirana 2 | [MK-GR] 400 kV Bitola-Meliti | XFL_BI11_GMELIT11_1:line | 1284 | 1600 | 1600 | -316 | 80 | []
GR_CO_00002 | N-1 400 kV Filippoi-Lagadas ck.2 | [MK-GR] 400 kV Bitola-Meliti | XFL_BI11_GMELIT11_1:line | 1236 | 1600 | 1600 | -364 | 77 | []
BG_GR_CO_00002 | N-1 400 kV Maritsa Iztok-Nea Santa | [MK-GR] 400 kV Bitola-Meliti | XFL_BI11_GMELIT11_1:line | 1209 | 1600 | 1600 | -391 | 76 | []
AL_ME_CO_00001 | N-1 400 kV Tirana 2âPodgorica 2 | [MK-GR] 400 kV Bitola-Meliti | XFL_BI11_GMELIT11_1:line | 1208 | 1600 | 1600 | -392 | 75 | []
TR_GR_CO_00001 | N-1 400 kV Babaeski-N Santa | [MK-GR] 400 kV Bitola-Meliti | XFL_BI11_GMELIT11_1:line | 1198 | 1600 | 1600 | -402 | 75 | []
BG_CO_00002 | N-1 400kV Sofia Zapad - Chervena Mogila ck. 2 | [MK-GR] 400 kV Bitola-Meliti | XFL_BI11_GMELIT11_1:line | 1180 | 1600 | 1600 | -420 | 74 | []
GR_CO_00004 | N-1 400 kV Amideo-Lagadas ck.2 | [MK-GR] 400 kV Bitola-Meliti | XFL_BI11_GMELIT11_1:line | 1179 | 1600 | 1600 | -421 | 74 | []
BG_RS_CO_00001 | N-1 400kV Sofia Zapad - Nis Â | [MK-GR] 400 kV Bitola-Meliti | XFL_BI11_GMELIT11_1:line | 1171 | 1600 | 1600 | -429 | 73 | []
GR_CO_00005 | N-1 400 kV Thessaloniki-Lagadas ck.2 | [MK-GR] 400 kV Bitola-Meliti | XFL_BI11_GMELIT11_1:line | 1166 | 1600 | 1600 | -434 | 73 | []
BG_CO_00009 | N-1 400kV Maritsa Iztok 2Â - Maritsa Iztok 3 | [MK-GR] 400 kV Bitola-Meliti | XFL_BI11_GMELIT11_1:line | 1163 | 1600 | 1600 | -437 | 73 | []
TR_CO_00001 | N-1 400 kV Habitabat NGCC -Babaeski | [MK-GR] 400 kV Bitola-Meliti | XFL_BI11_GMELIT11_1:line | 1160 | 1600 | 1600 | -440 | 72 | []
BG_CO_00005, BG_CO_00007 | N-1 400kV Vetren - Chervena Mogila , N-1 400kV Vetren - Chervena Mogila | [MK-GR] 400 kV Bitola-Meliti | XFL_BI11_GMELIT11_1:line | 1159 | 1600 | 1600 | -441 | 72 | []
BG_TR_CO_00002 | N-1 400kV Maritsa 3 - Hamitabat 2 | [MK-GR] 400 kV Bitola-Meliti | XFL_BI11_GMELIT11_1:line | 1159 | 1600 | 1600 | -441 | 72 | []
BG_TR_CO_00001 | N-1 400kV Maritsa 3 - Hamitabat 1 | [MK-GR] 400 kV Bitola-Meliti | XFL_BI11_GMELIT11_1:line | 1158 | 1600 | 1600 | -442 | 72 | []
BG_CO_00012 | Â N-1 400kV Varna - Burgas | [MK-GR] 400 kV Bitola-Meliti | XFL_BI11_GMELIT11_1:line | 1157 | 1600 | 1600 | -443 | 72 | []
BG_CO_00006, BG_CO_00008 | N-1 400kV Plovdiv - Vetren , N-1 400kV Plovdiv - Vetren | [MK-GR] 400 kV Bitola-Meliti | XFL_BI11_GMELIT11_1:line | 1156 | 1600 | 1600 | -444 | 72 | []
BC | Base Case | [MK-GR] 400 kV Bitola-Meliti | XFL_BI11_GMELIT11_1:line | 1155 | 1600 | 1600 | -445 | 72 | []
BG_CO_00010 | N-1 400kV Maritsa Iztok â Maritsa Iztok 3 | [MK-GR] 400 kV Bitola-Meliti | XFL_BI11_GMELIT11_1:line | 1155 | 1600 | 1600 | -445 | 72 | []
BG_CO_00016 | N-1 400kV Kozloduy - Sofia Zapad ck.2 | [MK-GR] 400 kV Bitola-Meliti | XFL_BI11_GMELIT11_1:line | 1155 | 1600 | 1600 | -445 | 72 | []
BG_CO_00013 | N-1 400kV Burgas â Maritsa Iztok 2 | [MK-GR] 400 kV Bitola-Meliti | XFL_BI11_GMELIT11_1:line | 1152 | 1600 | 1600 | -448 | 72 | []
BG_CO_00011 | N-1 400kV Maritsa Iztok - Plovdiv | [MK-GR] 400 kV Bitola-Meliti | XFL_BI11_GMELIT11_1:line | 1151 | 1600 | 1600 | -449 | 72 | []
RS_KS_CO_00002 | N-1 400 kV Kosovo B-Nis 2 | [MK-GR] 400 kV Bitola-Meliti | XFL_BI11_GMELIT11_1:line | 1143 | 1600 | 1600 | -457 | 71 | []
MK_GR_CO_00001 | N-1 400 kV Bitola-Meliti | [MK-GR] 400 kV Dubrovo-Thessaloniki | XTH_DU11_GTHESS15_1:line | -1128 | 1600 | 1600 | -472 | 71 | []
GR_CO_00003 | N-1 400 kV Meliti-Amideo ck.2 | [MK-GR] 400 kV Dubrovo-Thessaloniki | XTH_DU11_GTHESS15_1:line | -1126 | 1600 | 1600 | -474 | 70 | []

## 1430Curative
Detailed results
Generated at: | 2024-01-19 21:11
Business day: | 21.01.2024
Timestamp: | 14:30
Border & direction: | North-Greece Importing
Horizon: | 2D
Remedial actions: | true
Evaluation type: | CURATIVE
TTC [MW]: | 2792
Fallback applied | false
Loading threshold | 0.7
Applied RAs
CO ID | RA ID | Name of the RA | Usage | Type | Location | Status
Limiting CNECs
CO ID | Name of the CO | Name of the CNE | CNE UCTE branch | Calculated I (A) | I max (PRE) | I max (CUR) | Margin (A) | Loading (%) | Applicable curative RAs
AL_GR_CO_00001 | N-1 400 kV Zemplak-Kardia | [MK-GR] 400 kV Bitola-Meliti | XFL_BI11_GMELIT11_1:line | 1593 |  | 1600 | -7 | 100 | []
BG_CO_00001 | N-1 400kV Chervena Mogila - Blagoevgrad ck. 2 | [MK-GR] 400 kV Bitola-Meliti | XFL_BI11_GMELIT11_1:line | 1479 |  | 1600 | -121 | 92 | []
AL_CO_00002 | N-1 400 kV Elbasan 2-Zemlak | [MK-GR] 400 kV Bitola-Meliti | XFL_BI11_GMELIT11_1:line | 1477 |  | 1600 | -123 | 92 | []
MK_GR_CO_00002 | N-1 400 kV Dubrovo-Thessaloniki | [MK-GR] 400 kV Bitola-Meliti | XFL_BI11_GMELIT11_1:line | 1459 |  | 1600 | -141 | 91 | []
IT_GR_CO_00001 | N-1 400 kV Galatina-Arachthos | [MK-GR] 400 kV Bitola-Meliti | XFL_BI11_GMELIT11_1:line | 1424 |  | 1600 | -176 | 89 | []
GR_CO_00001 | N-1 400 kV Filippoi-Nea Santa ck.2 | [MK-GR] 400 kV Bitola-Meliti | XFL_BI11_GMELIT11_1:line | 1404 |  | 1600 | -196 | 88 | []
BG_GR_CO_00001 | N-1 400 kV Blagoevgrad-Thessaloniki | [MK-GR] 400 kV Bitola-Meliti | XFL_BI11_GMELIT11_1:line | 1379 |  | 1600 | -221 | 86 | []
AL_CO_00001 | N-1 400 kV Elbasan 2-Tirana 2 | [MK-GR] 400 kV Bitola-Meliti | XFL_BI11_GMELIT11_1:line | 1284 |  | 1600 | -316 | 80 | []
GR_CO_00002 | N-1 400 kV Filippoi-Lagadas ck.2 | [MK-GR] 400 kV Bitola-Meliti | XFL_BI11_GMELIT11_1:line | 1236 |  | 1600 | -364 | 77 | []
BG_GR_CO_00002 | N-1 400 kV Maritsa Iztok-Nea Santa | [MK-GR] 400 kV Bitola-Meliti | XFL_BI11_GMELIT11_1:line | 1209 |  | 1600 | -391 | 76 | []
AL_ME_CO_00001 | N-1 400 kV Tirana 2âPodgorica 2 | [MK-GR] 400 kV Bitola-Meliti | XFL_BI11_GMELIT11_1:line | 1208 |  | 1600 | -392 | 75 | []
TR_GR_CO_00001 | N-1 400 kV Babaeski-N Santa | [MK-GR] 400 kV Bitola-Meliti | XFL_BI11_GMELIT11_1:line | 1198 |  | 1600 | -402 | 75 | []
BG_CO_00002 | N-1 400kV Sofia Zapad - Chervena Mogila ck. 2 | [MK-GR] 400 kV Bitola-Meliti | XFL_BI11_GMELIT11_1:line | 1180 |  | 1600 | -420 | 74 | []
GR_CO_00004 | N-1 400 kV Amideo-Lagadas ck.2 | [MK-GR] 400 kV Bitola-Meliti | XFL_BI11_GMELIT11_1:line | 1179 |  | 1600 | -421 | 74 | []
BG_RS_CO_00001 | N-1 400kV Sofia Zapad - Nis Â | [MK-GR] 400 kV Bitola-Meliti | XFL_BI11_GMELIT11_1:line | 1171 |  | 1600 | -429 | 73 | []
GR_CO_00005 | N-1 400 kV Thessaloniki-Lagadas ck.2 | [MK-GR] 400 kV Bitola-Meliti | XFL_BI11_GMELIT11_1:line | 1166 |  | 1600 | -434 | 73 | []
BG_CO_00009 | N-1 400kV Maritsa Iztok 2Â - Maritsa Iztok 3 | [MK-GR] 400 kV Bitola-Meliti | XFL_BI11_GMELIT11_1:line | 1163 |  | 1600 | -437 | 73 | []
TR_CO_00001 | N-1 400 kV Habitabat NGCC -Babaeski | [MK-GR] 400 kV Bitola-Meliti | XFL_BI11_GMELIT11_1:line | 1160 |  | 1600 | -440 | 72 | []
BG_CO_00005, BG_CO_00007 | N-1 400kV Vetren - Chervena Mogila , N-1 400kV Vetren - Chervena Mogila | [MK-GR] 400 kV Bitola-Meliti | XFL_BI11_GMELIT11_1:line | 1159 |  | 1600 | -441 | 72 | []
BG_TR_CO_00002 | N-1 400kV Maritsa 3 - Hamitabat 2 | [MK-GR] 400 kV Bitola-Meliti | XFL_BI11_GMELIT11_1:line | 1159 |  | 1600 | -441 | 72 | []
BG_TR_CO_00001 | N-1 400kV Maritsa 3 - Hamitabat 1 | [MK-GR] 400 kV Bitola-Meliti | XFL_BI11_GMELIT11_1:line | 1158 |  | 1600 | -442 | 72 | []
BG_CO_00012 | Â N-1 400kV Varna - Burgas | [MK-GR] 400 kV Bitola-Meliti | XFL_BI11_GMELIT11_1:line | 1157 |  | 1600 | -443 | 72 | []
BG_CO_00006, BG_CO_00008 | N-1 400kV Plovdiv - Vetren , N-1 400kV Plovdiv - Vetren | [MK-GR] 400 kV Bitola-Meliti | XFL_BI11_GMELIT11_1:line | 1156 |  | 1600 | -444 | 72 | []
BC | Base Case | [MK-GR] 400 kV Bitola-Meliti | XFL_BI11_GMELIT11_1:line | 1155 |  | 1600 | -445 | 72 | []
BG_CO_00010 | N-1 400kV Maritsa Iztok â Maritsa Iztok 3 | [MK-GR] 400 kV Bitola-Meliti | XFL_BI11_GMELIT11_1:line | 1155 |  | 1600 | -445 | 72 | []
BG_CO_00016 | N-1 400kV Kozloduy - Sofia Zapad ck.2 | [MK-GR] 400 kV Bitola-Meliti | XFL_BI11_GMELIT11_1:line | 1155 |  | 1600 | -445 | 72 | []
BG_CO_00013 | N-1 400kV Burgas â Maritsa Iztok 2 | [MK-GR] 400 kV Bitola-Meliti | XFL_BI11_GMELIT11_1:line | 1152 |  | 1600 | -448 | 72 | []
BG_CO_00011 | N-1 400kV Maritsa Iztok - Plovdiv | [MK-GR] 400 kV Bitola-Meliti | XFL_BI11_GMELIT11_1:line | 1151 |  | 1600 | -449 | 72 | []
RS_KS_CO_00002 | N-1 400 kV Kosovo B-Nis 2 | [MK-GR] 400 kV Bitola-Meliti | XFL_BI11_GMELIT11_1:line | 1143 |  | 1600 | -457 | 71 | []
MK_GR_CO_00001 | N-1 400 kV Bitola-Meliti | [MK-GR] 400 kV Dubrovo-Thessaloniki | XTH_DU11_GTHESS15_1:line | -1128 |  | 1600 | -472 | 71 | []
GR_CO_00003 | N-1 400 kV Meliti-Amideo ck.2 | [MK-GR] 400 kV Dubrovo-Thessaloniki | XTH_DU11_GTHESS15_1:line | -1126 |  | 1600 | -474 | 70 | []

## 1530Preventive
Detailed results
Generated at: | 2024-01-19 21:11
Business day: | 21.01.2024
Timestamp: | 15:30
Border & direction: | North-Greece Importing
Horizon: | 2D
Remedial actions: | true
Evaluation type: | PREVENTIVE
TTC [MW]: | 2761
Fallback applied | false
Loading threshold | 0.7
Applied RAs
CO ID | RA ID | Name of the RA | Usage | Type | Location | Status
Limiting CNECs
CO ID | Name of the CO | Name of the CNE | CNE UCTE branch | Calculated I (A) | I max (PRE) | I max (CUR) | Margin (A) | Loading (%) | Applicable curative RAs
AL_GR_CO_00001 | N-1 400 kV Zemplak-Kardia | [MK-GR] 400 kV Bitola-Meliti | XFL_BI11_GMELIT11_1:line | 1597 | 1600 | 1600 | -3 | 100 | []
AL_CO_00002 | N-1 400 kV Elbasan 2-Zemlak | [MK-GR] 400 kV Bitola-Meliti | XFL_BI11_GMELIT11_1:line | 1485 | 1600 | 1600 | -115 | 93 | []
BG_CO_00001 | N-1 400kV Chervena Mogila - Blagoevgrad ck. 2 | [MK-GR] 400 kV Bitola-Meliti | XFL_BI11_GMELIT11_1:line | 1449 | 1600 | 1600 | -151 | 91 | []
MK_GR_CO_00002 | N-1 400 kV Dubrovo-Thessaloniki | [MK-GR] 400 kV Bitola-Meliti | XFL_BI11_GMELIT11_1:line | 1445 | 1600 | 1600 | -155 | 90 | []
GR_CO_00001 | N-1 400 kV Filippoi-Nea Santa ck.2 | [MK-GR] 400 kV Bitola-Meliti | XFL_BI11_GMELIT11_1:line | 1365 | 1600 | 1600 | -235 | 85 | []
IT_GR_CO_00001 | N-1 400 kV Galatina-Arachthos | [MK-GR] 400 kV Bitola-Meliti | XFL_BI11_GMELIT11_1:line | 1353 | 1600 | 1600 | -247 | 85 | []
BG_GR_CO_00001 | N-1 400 kV Blagoevgrad-Thessaloniki | [MK-GR] 400 kV Bitola-Meliti | XFL_BI11_GMELIT11_1:line | 1351 | 1600 | 1600 | -249 | 84 | []
AL_CO_00001 | N-1 400 kV Elbasan 2-Tirana 2 | [MK-GR] 400 kV Bitola-Meliti | XFL_BI11_GMELIT11_1:line | 1289 | 1600 | 1600 | -311 | 81 | []
GR_CO_00002 | N-1 400 kV Filippoi-Lagadas ck.2 | [MK-GR] 400 kV Bitola-Meliti | XFL_BI11_GMELIT11_1:line | 1228 | 1600 | 1600 | -372 | 77 | []
AL_ME_CO_00001 | N-1 400 kV Tirana 2âPodgorica 2 | [MK-GR] 400 kV Bitola-Meliti | XFL_BI11_GMELIT11_1:line | 1211 | 1600 | 1600 | -389 | 76 | []
BG_GR_CO_00002 | N-1 400 kV Maritsa Iztok-Nea Santa | [MK-GR] 400 kV Bitola-Meliti | XFL_BI11_GMELIT11_1:line | 1198 | 1600 | 1600 | -402 | 75 | []
TR_GR_CO_00001 | N-1 400 kV Babaeski-N Santa | [MK-GR] 400 kV Bitola-Meliti | XFL_BI11_GMELIT11_1:line | 1193 | 1600 | 1600 | -407 | 75 | []
GR_CO_00004 | N-1 400 kV Amideo-Lagadas ck.2 | [MK-GR] 400 kV Bitola-Meliti | XFL_BI11_GMELIT11_1:line | 1176 | 1600 | 1600 | -424 | 73 | []
BG_RS_CO_00001 | N-1 400kV Sofia Zapad - Nis Â | [MK-GR] 400 kV Bitola-Meliti | XFL_BI11_GMELIT11_1:line | 1175 | 1600 | 1600 | -425 | 73 | []
BG_CO_00002 | N-1 400kV Sofia Zapad - Chervena Mogila ck. 2 | [MK-GR] 400 kV Bitola-Meliti | XFL_BI11_GMELIT11_1:line | 1174 | 1600 | 1600 | -426 | 73 | []
GR_CO_00005 | N-1 400 kV Thessaloniki-Lagadas ck.2 | [MK-GR] 400 kV Bitola-Meliti | XFL_BI11_GMELIT11_1:line | 1170 | 1600 | 1600 | -430 | 73 | []
BG_CO_00009 | N-1 400kV Maritsa Iztok 2Â - Maritsa Iztok 3 | [MK-GR] 400 kV Bitola-Meliti | XFL_BI11_GMELIT11_1:line | 1161 | 1600 | 1600 | -439 | 73 | []
TR_CO_00001 | N-1 400 kV Habitabat NGCC -Babaeski | [MK-GR] 400 kV Bitola-Meliti | XFL_BI11_GMELIT11_1:line | 1160 | 1600 | 1600 | -440 | 73 | []
BG_TR_CO_00002 | N-1 400kV Maritsa 3 - Hamitabat 2 | [MK-GR] 400 kV Bitola-Meliti | XFL_BI11_GMELIT11_1:line | 1156 | 1600 | 1600 | -444 | 72 | []
BG_TR_CO_00001 | N-1 400kV Maritsa 3 - Hamitabat 1 | [MK-GR] 400 kV Bitola-Meliti | XFL_BI11_GMELIT11_1:line | 1156 | 1600 | 1600 | -444 | 72 | []
BG_CO_00012 | Â N-1 400kV Varna - Burgas | [MK-GR] 400 kV Bitola-Meliti | XFL_BI11_GMELIT11_1:line | 1156 | 1600 | 1600 | -444 | 72 | []
BG_CO_00006, BG_CO_00008 | N-1 400kV Plovdiv - Vetren , N-1 400kV Plovdiv - Vetren | [MK-GR] 400 kV Bitola-Meliti | XFL_BI11_GMELIT11_1:line | 1155 | 1600 | 1600 | -445 | 72 | []
BC | Base Case | [MK-GR] 400 kV Bitola-Meliti | XFL_BI11_GMELIT11_1:line | 1155 | 1600 | 1600 | -445 | 72 | []
BG_CO_00010 | N-1 400kV Maritsa Iztok â Maritsa Iztok 3 | [MK-GR] 400 kV Bitola-Meliti | XFL_BI11_GMELIT11_1:line | 1154 | 1600 | 1600 | -446 | 72 | []
BG_CO_00016 | N-1 400kV Kozloduy - Sofia Zapad ck.2 | [MK-GR] 400 kV Bitola-Meliti | XFL_BI11_GMELIT11_1:line | 1152 | 1600 | 1600 | -448 | 72 | []
BG_CO_00013 | N-1 400kV Burgas â Maritsa Iztok 2 | [MK-GR] 400 kV Bitola-Meliti | XFL_BI11_GMELIT11_1:line | 1150 | 1600 | 1600 | -450 | 72 | []
BG_CO_00011 | N-1 400kV Maritsa Iztok - Plovdiv | [MK-GR] 400 kV Bitola-Meliti | XFL_BI11_GMELIT11_1:line | 1149 | 1600 | 1600 | -451 | 72 | []
BG_CO_00007 | N-1 400kV Vetren - Chervena Mogila | [MK-GR] 400 kV Bitola-Meliti | XFL_BI11_GMELIT11_1:line | 1148 | 1600 | 1600 | -452 | 72 | []
RS_KS_CO_00002 | N-1 400 kV Kosovo B-Nis 2 | [MK-GR] 400 kV Bitola-Meliti | XFL_BI11_GMELIT11_1:line | 1145 | 1600 | 1600 | -455 | 72 | []

## 1530Curative
Detailed results
Generated at: | 2024-01-19 21:11
Business day: | 21.01.2024
Timestamp: | 15:30
Border & direction: | North-Greece Importing
Horizon: | 2D
Remedial actions: | true
Evaluation type: | CURATIVE
TTC [MW]: | 2761
Fallback applied | false
Loading threshold | 0.7
Applied RAs
CO ID | RA ID | Name of the RA | Usage | Type | Location | Status
Limiting CNECs
CO ID | Name of the CO | Name of the CNE | CNE UCTE branch | Calculated I (A) | I max (PRE) | I max (CUR) | Margin (A) | Loading (%) | Applicable curative RAs
AL_GR_CO_00001 | N-1 400 kV Zemplak-Kardia | [MK-GR] 400 kV Bitola-Meliti | XFL_BI11_GMELIT11_1:line | 1597 |  | 1600 | -3 | 100 | []
AL_CO_00002 | N-1 400 kV Elbasan 2-Zemlak | [MK-GR] 400 kV Bitola-Meliti | XFL_BI11_GMELIT11_1:line | 1485 |  | 1600 | -115 | 93 | []
BG_CO_00001 | N-1 400kV Chervena Mogila - Blagoevgrad ck. 2 | [MK-GR] 400 kV Bitola-Meliti | XFL_BI11_GMELIT11_1:line | 1449 |  | 1600 | -151 | 91 | []
MK_GR_CO_00002 | N-1 400 kV Dubrovo-Thessaloniki | [MK-GR] 400 kV Bitola-Meliti | XFL_BI11_GMELIT11_1:line | 1445 |  | 1600 | -155 | 90 | []
GR_CO_00001 | N-1 400 kV Filippoi-Nea Santa ck.2 | [MK-GR] 400 kV Bitola-Meliti | XFL_BI11_GMELIT11_1:line | 1365 |  | 1600 | -235 | 85 | []
IT_GR_CO_00001 | N-1 400 kV Galatina-Arachthos | [MK-GR] 400 kV Bitola-Meliti | XFL_BI11_GMELIT11_1:line | 1353 |  | 1600 | -247 | 85 | []
BG_GR_CO_00001 | N-1 400 kV Blagoevgrad-Thessaloniki | [MK-GR] 400 kV Bitola-Meliti | XFL_BI11_GMELIT11_1:line | 1351 |  | 1600 | -249 | 84 | []
AL_CO_00001 | N-1 400 kV Elbasan 2-Tirana 2 | [MK-GR] 400 kV Bitola-Meliti | XFL_BI11_GMELIT11_1:line | 1289 |  | 1600 | -311 | 81 | []
GR_CO_00002 | N-1 400 kV Filippoi-Lagadas ck.2 | [MK-GR] 400 kV Bitola-Meliti | XFL_BI11_GMELIT11_1:line | 1228 |  | 1600 | -372 | 77 | []
AL_ME_CO_00001 | N-1 400 kV Tirana 2âPodgorica 2 | [MK-GR] 400 kV Bitola-Meliti | XFL_BI11_GMELIT11_1:line | 1211 |  | 1600 | -389 | 76 | []
BG_GR_CO_00002 | N-1 400 kV Maritsa Iztok-Nea Santa | [MK-GR] 400 kV Bitola-Meliti | XFL_BI11_GMELIT11_1:line | 1198 |  | 1600 | -402 | 75 | []
TR_GR_CO_00001 | N-1 400 kV Babaeski-N Santa | [MK-GR] 400 kV Bitola-Meliti | XFL_BI11_GMELIT11_1:line | 1193 |  | 1600 | -407 | 75 | []
GR_CO_00004 | N-1 400 kV Amideo-Lagadas ck.2 | [MK-GR] 400 kV Bitola-Meliti | XFL_BI11_GMELIT11_1:line | 1176 |  | 1600 | -424 | 73 | []
BG_RS_CO_00001 | N-1 400kV Sofia Zapad - Nis Â | [MK-GR] 400 kV Bitola-Meliti | XFL_BI11_GMELIT11_1:line | 1175 |  | 1600 | -425 | 73 | []
BG_CO_00002 | N-1 400kV Sofia Zapad - Chervena Mogila ck. 2 | [MK-GR] 400 kV Bitola-Meliti | XFL_BI11_GMELIT11_1:line | 1174 |  | 1600 | -426 | 73 | []
GR_CO_00005 | N-1 400 kV Thessaloniki-Lagadas ck.2 | [MK-GR] 400 kV Bitola-Meliti | XFL_BI11_GMELIT11_1:line | 1170 |  | 1600 | -430 | 73 | []
BG_CO_00009 | N-1 400kV Maritsa Iztok 2Â - Maritsa Iztok 3 | [MK-GR] 400 kV Bitola-Meliti | XFL_BI11_GMELIT11_1:line | 1161 |  | 1600 | -439 | 73 | []
TR_CO_00001 | N-1 400 kV Habitabat NGCC -Babaeski | [MK-GR] 400 kV Bitola-Meliti | XFL_BI11_GMELIT11_1:line | 1160 |  | 1600 | -440 | 73 | []
BG_TR_CO_00002 | N-1 400kV Maritsa 3 - Hamitabat 2 | [MK-GR] 400 kV Bitola-Meliti | XFL_BI11_GMELIT11_1:line | 1156 |  | 1600 | -444 | 72 | []
BG_TR_CO_00001 | N-1 400kV Maritsa 3 - Hamitabat 1 | [MK-GR] 400 kV Bitola-Meliti | XFL_BI11_GMELIT11_1:line | 1156 |  | 1600 | -444 | 72 | []
BG_CO_00012 | Â N-1 400kV Varna - Burgas | [MK-GR] 400 kV Bitola-Meliti | XFL_BI11_GMELIT11_1:line | 1156 |  | 1600 | -444 | 72 | []
BG_CO_00006, BG_CO_00008 | N-1 400kV Plovdiv - Vetren , N-1 400kV Plovdiv - Vetren | [MK-GR] 400 kV Bitola-Meliti | XFL_BI11_GMELIT11_1:line | 1155 |  | 1600 | -445 | 72 | []
BC | Base Case | [MK-GR] 400 kV Bitola-Meliti | XFL_BI11_GMELIT11_1:line | 1155 |  | 1600 | -445 | 72 | []
BG_CO_00010 | N-1 400kV Maritsa Iztok â Maritsa Iztok 3 | [MK-GR] 400 kV Bitola-Meliti | XFL_BI11_GMELIT11_1:line | 1154 |  | 1600 | -446 | 72 | []
BG_CO_00016 | N-1 400kV Kozloduy - Sofia Zapad ck.2 | [MK-GR] 400 kV Bitola-Meliti | XFL_BI11_GMELIT11_1:line | 1152 |  | 1600 | -448 | 72 | []
BG_CO_00013 | N-1 400kV Burgas â Maritsa Iztok 2 | [MK-GR] 400 kV Bitola-Meliti | XFL_BI11_GMELIT11_1:line | 1150 |  | 1600 | -450 | 72 | []
BG_CO_00011 | N-1 400kV Maritsa Iztok - Plovdiv | [MK-GR] 400 kV Bitola-Meliti | XFL_BI11_GMELIT11_1:line | 1149 |  | 1600 | -451 | 72 | []
BG_CO_00007 | N-1 400kV Vetren - Chervena Mogila | [MK-GR] 400 kV Bitola-Meliti | XFL_BI11_GMELIT11_1:line | 1148 |  | 1600 | -452 | 72 | []
RS_KS_CO_00002 | N-1 400 kV Kosovo B-Nis 2 | [MK-GR] 400 kV Bitola-Meliti | XFL_BI11_GMELIT11_1:line | 1145 |  | 1600 | -455 | 72 | []

## 1630Preventive
Detailed results
Generated at: | 2024-01-19 21:11
Business day: | 21.01.2024
Timestamp: | 16:30
Border & direction: | North-Greece Importing
Horizon: | 2D
Remedial actions: | true
Evaluation type: | PREVENTIVE
TTC [MW]: | 2671
Fallback applied | false
Loading threshold | 0.7
Applied RAs
CO ID | RA ID | Name of the RA | Usage | Type | Location | Status
Limiting CNECs
CO ID | Name of the CO | Name of the CNE | CNE UCTE branch | Calculated I (A) | I max (PRE) | I max (CUR) | Margin (A) | Loading (%) | Applicable curative RAs
AL_GR_CO_00001 | N-1 400 kV Zemplak-Kardia | [MK-GR] 400 kV Bitola-Meliti | XFL_BI11_GMELIT11_1:line | 1595 | 1600 | 1600 | -5 | 100 | []
AL_CO_00002 | N-1 400 kV Elbasan 2-Zemlak | [MK-GR] 400 kV Bitola-Meliti | XFL_BI11_GMELIT11_1:line | 1490 | 1600 | 1600 | -110 | 93 | []
MK_GR_CO_00002 | N-1 400 kV Dubrovo-Thessaloniki | [MK-GR] 400 kV Bitola-Meliti | XFL_BI11_GMELIT11_1:line | 1437 | 1600 | 1600 | -163 | 90 | []
BG_CO_00001 | N-1 400kV Chervena Mogila - Blagoevgrad ck. 2 | [MK-GR] 400 kV Bitola-Meliti | XFL_BI11_GMELIT11_1:line | 1426 | 1600 | 1600 | -174 | 89 | []
IT_GR_CO_00001 | N-1 400 kV Galatina-Arachthos | [MK-GR] 400 kV Bitola-Meliti | XFL_BI11_GMELIT11_1:line | 1422 | 1600 | 1600 | -178 | 89 | []
GR_CO_00001 | N-1 400 kV Filippoi-Nea Santa ck.2 | [MK-GR] 400 kV Bitola-Meliti | XFL_BI11_GMELIT11_1:line | 1359 | 1600 | 1600 | -241 | 85 | []
BG_GR_CO_00001 | N-1 400 kV Blagoevgrad-Thessaloniki | [MK-GR] 400 kV Bitola-Meliti | XFL_BI11_GMELIT11_1:line | 1334 | 1600 | 1600 | -266 | 83 | []
AL_CO_00001 | N-1 400 kV Elbasan 2-Tirana 2 | [MK-GR] 400 kV Bitola-Meliti | XFL_BI11_GMELIT11_1:line | 1286 | 1600 | 1600 | -314 | 80 | []
GR_CO_00002 | N-1 400 kV Filippoi-Lagadas ck.2 | [MK-GR] 400 kV Bitola-Meliti | XFL_BI11_GMELIT11_1:line | 1230 | 1600 | 1600 | -370 | 77 | []
AL_ME_CO_00001 | N-1 400 kV Tirana 2âPodgorica 2 | [MK-GR] 400 kV Bitola-Meliti | XFL_BI11_GMELIT11_1:line | 1210 | 1600 | 1600 | -390 | 76 | []
BG_GR_CO_00002 | N-1 400 kV Maritsa Iztok-Nea Santa | [MK-GR] 400 kV Bitola-Meliti | XFL_BI11_GMELIT11_1:line | 1209 | 1600 | 1600 | -391 | 76 | []
TR_GR_CO_00001 | N-1 400 kV Babaeski-N Santa | [MK-GR] 400 kV Bitola-Meliti | XFL_BI11_GMELIT11_1:line | 1206 | 1600 | 1600 | -394 | 75 | []
GR_CO_00005 | N-1 400 kV Thessaloniki-Lagadas ck.2 | [MK-GR] 400 kV Bitola-Meliti | XFL_BI11_GMELIT11_1:line | 1191 | 1600 | 1600 | -409 | 74 | []
GR_CO_00004 | N-1 400 kV Amideo-Lagadas ck.2 | [MK-GR] 400 kV Bitola-Meliti | XFL_BI11_GMELIT11_1:line | 1185 | 1600 | 1600 | -415 | 74 | []
BG_RS_CO_00001 | N-1 400kV Sofia Zapad - Nis Â | [MK-GR] 400 kV Bitola-Meliti | XFL_BI11_GMELIT11_1:line | 1184 | 1600 | 1600 | -416 | 74 | []
BG_CO_00002 | N-1 400kV Sofia Zapad - Chervena Mogila ck. 2 | [MK-GR] 400 kV Bitola-Meliti | XFL_BI11_GMELIT11_1:line | 1184 | 1600 | 1600 | -416 | 74 | []
TR_CO_00001 | N-1 400 kV Habitabat NGCC -Babaeski | [MK-GR] 400 kV Bitola-Meliti | XFL_BI11_GMELIT11_1:line | 1175 | 1600 | 1600 | -425 | 73 | []
BG_CO_00009 | N-1 400kV Maritsa Iztok 2Â - Maritsa Iztok 3 | [MK-GR] 400 kV Bitola-Meliti | XFL_BI11_GMELIT11_1:line | 1174 | 1600 | 1600 | -426 | 73 | []
BG_TR_CO_00001 | N-1 400kV Maritsa 3 - Hamitabat 1 | [MK-GR] 400 kV Bitola-Meliti | XFL_BI11_GMELIT11_1:line | 1169 | 1600 | 1600 | -431 | 73 | []
BG_TR_CO_00002 | N-1 400kV Maritsa 3 - Hamitabat 2 | [MK-GR] 400 kV Bitola-Meliti | XFL_BI11_GMELIT11_1:line | 1169 | 1600 | 1600 | -431 | 73 | []
BC | Base Case | [MK-GR] 400 kV Bitola-Meliti | XFL_BI11_GMELIT11_1:line | 1169 | 1600 | 1600 | -431 | 73 | []
BG_CO_00010 | N-1 400kV Maritsa Iztok â Maritsa Iztok 3 | [MK-GR] 400 kV Bitola-Meliti | XFL_BI11_GMELIT11_1:line | 1169 | 1600 | 1600 | -431 | 73 | []
BG_CO_00012 | Â N-1 400kV Varna - Burgas | [MK-GR] 400 kV Bitola-Meliti | XFL_BI11_GMELIT11_1:line | 1169 | 1600 | 1600 | -431 | 73 | []
BG_CO_00006, BG_CO_00008 | N-1 400kV Plovdiv - Vetren , N-1 400kV Plovdiv - Vetren | [MK-GR] 400 kV Bitola-Meliti | XFL_BI11_GMELIT11_1:line | 1169 | 1600 | 1600 | -431 | 73 | []
BG_CO_00016 | N-1 400kV Kozloduy - Sofia Zapad ck.2 | [MK-GR] 400 kV Bitola-Meliti | XFL_BI11_GMELIT11_1:line | 1167 | 1600 | 1600 | -433 | 73 | []
BG_CO_00011 | N-1 400kV Maritsa Iztok - Plovdiv | [MK-GR] 400 kV Bitola-Meliti | XFL_BI11_GMELIT11_1:line | 1163 | 1600 | 1600 | -437 | 73 | []
BG_CO_00013 | N-1 400kV Burgas â Maritsa Iztok 2 | [MK-GR] 400 kV Bitola-Meliti | XFL_BI11_GMELIT11_1:line | 1162 | 1600 | 1600 | -438 | 73 | []
RS_KS_CO_00002 | N-1 400 kV Kosovo B-Nis 2 | [MK-GR] 400 kV Bitola-Meliti | XFL_BI11_GMELIT11_1:line | 1162 | 1600 | 1600 | -438 | 73 | []
BG_CO_00007 | N-1 400kV Vetren - Chervena Mogila | [MK-GR] 400 kV Bitola-Meliti | XFL_BI11_GMELIT11_1:line | 1162 | 1600 | 1600 | -438 | 73 | []
RS_CO_00003 | N-1 400 kV Vranje 4 âLeskovac 2 | [MK-GR] 400 kV Bitola-Meliti | XFL_BI11_GMELIT11_1:line | 1133 | 1600 | 1600 | -467 | 71 | []
RS_MK_00001 | N-1 400 kV Vranje 4 -Stip | [MK-GR] 400 kV Bitola-Meliti | XFL_BI11_GMELIT11_1:line | 1129 | 1600 | 1600 | -471 | 71 | []
RS_CO_00004 | N-1 400 kV Nis 2 âLeskovac 2 | [MK-GR] 400 kV Bitola-Meliti | XFL_BI11_GMELIT11_1:line | 1128 | 1600 | 1600 | -472 | 71 | []
KS_ME_CO_00001 | N-1 400 kV Pec 3-Ribarevina | [MK-GR] 400 kV Bitola-Meliti | XFL_BI11_GMELIT11_1:line | 1122 | 1600 | 1600 | -478 | 70 | []

## 1630Curative
Detailed results
Generated at: | 2024-01-19 21:11
Business day: | 21.01.2024
Timestamp: | 16:30
Border & direction: | North-Greece Importing
Horizon: | 2D
Remedial actions: | true
Evaluation type: | CURATIVE
TTC [MW]: | 2671
Fallback applied | false
Loading threshold | 0.7
Applied RAs
CO ID | RA ID | Name of the RA | Usage | Type | Location | Status
Limiting CNECs
CO ID | Name of the CO | Name of the CNE | CNE UCTE branch | Calculated I (A) | I max (PRE) | I max (CUR) | Margin (A) | Loading (%) | Applicable curative RAs
AL_GR_CO_00001 | N-1 400 kV Zemplak-Kardia | [MK-GR] 400 kV Bitola-Meliti | XFL_BI11_GMELIT11_1:line | 1595 |  | 1600 | -5 | 100 | []
AL_CO_00002 | N-1 400 kV Elbasan 2-Zemlak | [MK-GR] 400 kV Bitola-Meliti | XFL_BI11_GMELIT11_1:line | 1490 |  | 1600 | -110 | 93 | []
MK_GR_CO_00002 | N-1 400 kV Dubrovo-Thessaloniki | [MK-GR] 400 kV Bitola-Meliti | XFL_BI11_GMELIT11_1:line | 1437 |  | 1600 | -163 | 90 | []
BG_CO_00001 | N-1 400kV Chervena Mogila - Blagoevgrad ck. 2 | [MK-GR] 400 kV Bitola-Meliti | XFL_BI11_GMELIT11_1:line | 1426 |  | 1600 | -174 | 89 | []
IT_GR_CO_00001 | N-1 400 kV Galatina-Arachthos | [MK-GR] 400 kV Bitola-Meliti | XFL_BI11_GMELIT11_1:line | 1422 |  | 1600 | -178 | 89 | []
GR_CO_00001 | N-1 400 kV Filippoi-Nea Santa ck.2 | [MK-GR] 400 kV Bitola-Meliti | XFL_BI11_GMELIT11_1:line | 1359 |  | 1600 | -241 | 85 | []
BG_GR_CO_00001 | N-1 400 kV Blagoevgrad-Thessaloniki | [MK-GR] 400 kV Bitola-Meliti | XFL_BI11_GMELIT11_1:line | 1334 |  | 1600 | -266 | 83 | []
AL_CO_00001 | N-1 400 kV Elbasan 2-Tirana 2 | [MK-GR] 400 kV Bitola-Meliti | XFL_BI11_GMELIT11_1:line | 1286 |  | 1600 | -314 | 80 | []
GR_CO_00002 | N-1 400 kV Filippoi-Lagadas ck.2 | [MK-GR] 400 kV Bitola-Meliti | XFL_BI11_GMELIT11_1:line | 1230 |  | 1600 | -370 | 77 | []
AL_ME_CO_00001 | N-1 400 kV Tirana 2âPodgorica 2 | [MK-GR] 400 kV Bitola-Meliti | XFL_BI11_GMELIT11_1:line | 1210 |  | 1600 | -390 | 76 | []
BG_GR_CO_00002 | N-1 400 kV Maritsa Iztok-Nea Santa | [MK-GR] 400 kV Bitola-Meliti | XFL_BI11_GMELIT11_1:line | 1209 |  | 1600 | -391 | 76 | []
TR_GR_CO_00001 | N-1 400 kV Babaeski-N Santa | [MK-GR] 400 kV Bitola-Meliti | XFL_BI11_GMELIT11_1:line | 1206 |  | 1600 | -394 | 75 | []
GR_CO_00005 | N-1 400 kV Thessaloniki-Lagadas ck.2 | [MK-GR] 400 kV Bitola-Meliti | XFL_BI11_GMELIT11_1:line | 1191 |  | 1600 | -409 | 74 | []
GR_CO_00004 | N-1 400 kV Amideo-Lagadas ck.2 | [MK-GR] 400 kV Bitola-Meliti | XFL_BI11_GMELIT11_1:line | 1185 |  | 1600 | -415 | 74 | []
BG_RS_CO_00001 | N-1 400kV Sofia Zapad - Nis Â | [MK-GR] 400 kV Bitola-Meliti | XFL_BI11_GMELIT11_1:line | 1184 |  | 1600 | -416 | 74 | []
BG_CO_00002 | N-1 400kV Sofia Zapad - Chervena Mogila ck. 2 | [MK-GR] 400 kV Bitola-Meliti | XFL_BI11_GMELIT11_1:line | 1184 |  | 1600 | -416 | 74 | []
TR_CO_00001 | N-1 400 kV Habitabat NGCC -Babaeski | [MK-GR] 400 kV Bitola-Meliti | XFL_BI11_GMELIT11_1:line | 1175 |  | 1600 | -425 | 73 | []
BG_CO_00009 | N-1 400kV Maritsa Iztok 2Â - Maritsa Iztok 3 | [MK-GR] 400 kV Bitola-Meliti | XFL_BI11_GMELIT11_1:line | 1174 |  | 1600 | -426 | 73 | []
BG_TR_CO_00001 | N-1 400kV Maritsa 3 - Hamitabat 1 | [MK-GR] 400 kV Bitola-Meliti | XFL_BI11_GMELIT11_1:line | 1169 |  | 1600 | -431 | 73 | []
BG_TR_CO_00002 | N-1 400kV Maritsa 3 - Hamitabat 2 | [MK-GR] 400 kV Bitola-Meliti | XFL_BI11_GMELIT11_1:line | 1169 |  | 1600 | -431 | 73 | []
BC | Base Case | [MK-GR] 400 kV Bitola-Meliti | XFL_BI11_GMELIT11_1:line | 1169 |  | 1600 | -431 | 73 | []
BG_CO_00010 | N-1 400kV Maritsa Iztok â Maritsa Iztok 3 | [MK-GR] 400 kV Bitola-Meliti | XFL_BI11_GMELIT11_1:line | 1169 |  | 1600 | -431 | 73 | []
BG_CO_00012 | Â N-1 400kV Varna - Burgas | [MK-GR] 400 kV Bitola-Meliti | XFL_BI11_GMELIT11_1:line | 1169 |  | 1600 | -431 | 73 | []
BG_CO_00006, BG_CO_00008 | N-1 400kV Plovdiv - Vetren , N-1 400kV Plovdiv - Vetren | [MK-GR] 400 kV Bitola-Meliti | XFL_BI11_GMELIT11_1:line | 1169 |  | 1600 | -431 | 73 | []
BG_CO_00016 | N-1 400kV Kozloduy - Sofia Zapad ck.2 | [MK-GR] 400 kV Bitola-Meliti | XFL_BI11_GMELIT11_1:line | 1167 |  | 1600 | -433 | 73 | []
BG_CO_00011 | N-1 400kV Maritsa Iztok - Plovdiv | [MK-GR] 400 kV Bitola-Meliti | XFL_BI11_GMELIT11_1:line | 1163 |  | 1600 | -437 | 73 | []
BG_CO_00013 | N-1 400kV Burgas â Maritsa Iztok 2 | [MK-GR] 400 kV Bitola-Meliti | XFL_BI11_GMELIT11_1:line | 1162 |  | 1600 | -438 | 73 | []
RS_KS_CO_00002 | N-1 400 kV Kosovo B-Nis 2 | [MK-GR] 400 kV Bitola-Meliti | XFL_BI11_GMELIT11_1:line | 1162 |  | 1600 | -438 | 73 | []
BG_CO_00007 | N-1 400kV Vetren - Chervena Mogila | [MK-GR] 400 kV Bitola-Meliti | XFL_BI11_GMELIT11_1:line | 1162 |  | 1600 | -438 | 73 | []
RS_CO_00003 | N-1 400 kV Vranje 4 âLeskovac 2 | [MK-GR] 400 kV Bitola-Meliti | XFL_BI11_GMELIT11_1:line | 1133 |  | 1600 | -467 | 71 | []
RS_MK_00001 | N-1 400 kV Vranje 4 -Stip | [MK-GR] 400 kV Bitola-Meliti | XFL_BI11_GMELIT11_1:line | 1129 |  | 1600 | -471 | 71 | []
RS_CO_00004 | N-1 400 kV Nis 2 âLeskovac 2 | [MK-GR] 400 kV Bitola-Meliti | XFL_BI11_GMELIT11_1:line | 1128 |  | 1600 | -472 | 71 | []
KS_ME_CO_00001 | N-1 400 kV Pec 3-Ribarevina | [MK-GR] 400 kV Bitola-Meliti | XFL_BI11_GMELIT11_1:line | 1122 |  | 1600 | -478 | 70 | []

## 1730Preventive
Detailed results
Generated at: | 2024-01-19 21:11
Business day: | 21.01.2024
Timestamp: | 17:30
Border & direction: | North-Greece Importing
Horizon: | 2D
Remedial actions: | true
Evaluation type: | PREVENTIVE
TTC [MW]: | 2654
Fallback applied | false
Loading threshold | 0.7
Applied RAs
CO ID | RA ID | Name of the RA | Usage | Type | Location | Status
Limiting CNECs
CO ID | Name of the CO | Name of the CNE | CNE UCTE branch | Calculated I (A) | I max (PRE) | I max (CUR) | Margin (A) | Loading (%) | Applicable curative RAs
AL_GR_CO_00001 | N-1 400 kV Zemplak-Kardia | [MK-GR] 400 kV Bitola-Meliti | XFL_BI11_GMELIT11_1:line | 1595 | 1600 | 1600 | -5 | 100 | []
AL_CO_00002 | N-1 400 kV Elbasan 2-Zemlak | [MK-GR] 400 kV Bitola-Meliti | XFL_BI11_GMELIT11_1:line | 1492 | 1600 | 1600 | -108 | 93 | []
MK_GR_CO_00002 | N-1 400 kV Dubrovo-Thessaloniki | [MK-GR] 400 kV Bitola-Meliti | XFL_BI11_GMELIT11_1:line | 1433 | 1600 | 1600 | -167 | 90 | []
BG_CO_00001 | N-1 400kV Chervena Mogila - Blagoevgrad ck. 2 | [MK-GR] 400 kV Bitola-Meliti | XFL_BI11_GMELIT11_1:line | 1423 | 1600 | 1600 | -177 | 89 | []
GR_CO_00001 | N-1 400 kV Filippoi-Nea Santa ck.2 | [MK-GR] 400 kV Bitola-Meliti | XFL_BI11_GMELIT11_1:line | 1349 | 1600 | 1600 | -251 | 84 | []
BG_GR_CO_00001 | N-1 400 kV Blagoevgrad-Thessaloniki | [MK-GR] 400 kV Bitola-Meliti | XFL_BI11_GMELIT11_1:line | 1343 | 1600 | 1600 | -257 | 84 | []
IT_GR_CO_00001 | N-1 400 kV Galatina-Arachthos | [MK-GR] 400 kV Bitola-Meliti | XFL_BI11_GMELIT11_1:line | 1326 | 1600 | 1600 | -274 | 83 | []
AL_CO_00001 | N-1 400 kV Elbasan 2-Tirana 2 | [MK-GR] 400 kV Bitola-Meliti | XFL_BI11_GMELIT11_1:line | 1286 | 1600 | 1600 | -314 | 80 | []
GR_CO_00002 | N-1 400 kV Filippoi-Lagadas ck.2 | [MK-GR] 400 kV Bitola-Meliti | XFL_BI11_GMELIT11_1:line | 1248 | 1600 | 1600 | -352 | 78 | []
BG_GR_CO_00002 | N-1 400 kV Maritsa Iztok-Nea Santa | [MK-GR] 400 kV Bitola-Meliti | XFL_BI11_GMELIT11_1:line | 1217 | 1600 | 1600 | -383 | 76 | []
TR_GR_CO_00001 | N-1 400 kV Babaeski-N Santa | [MK-GR] 400 kV Bitola-Meliti | XFL_BI11_GMELIT11_1:line | 1217 | 1600 | 1600 | -383 | 76 | []
AL_ME_CO_00001 | N-1 400 kV Tirana 2âPodgorica 2 | [MK-GR] 400 kV Bitola-Meliti | XFL_BI11_GMELIT11_1:line | 1210 | 1600 | 1600 | -390 | 76 | []
GR_CO_00004 | N-1 400 kV Amideo-Lagadas ck.2 | [MK-GR] 400 kV Bitola-Meliti | XFL_BI11_GMELIT11_1:line | 1203 | 1600 | 1600 | -397 | 75 | []
GR_CO_00005 | N-1 400 kV Thessaloniki-Lagadas ck.2 | [MK-GR] 400 kV Bitola-Meliti | XFL_BI11_GMELIT11_1:line | 1196 | 1600 | 1600 | -404 | 75 | []
BG_CO_00002 | N-1 400kV Sofia Zapad - Chervena Mogila ck. 2 | [MK-GR] 400 kV Bitola-Meliti | XFL_BI11_GMELIT11_1:line | 1194 | 1600 | 1600 | -406 | 75 | []
BG_RS_CO_00001 | N-1 400kV Sofia Zapad - Nis Â | [MK-GR] 400 kV Bitola-Meliti | XFL_BI11_GMELIT11_1:line | 1190 | 1600 | 1600 | -410 | 74 | []
TR_CO_00001 | N-1 400 kV Habitabat NGCC -Babaeski | [MK-GR] 400 kV Bitola-Meliti | XFL_BI11_GMELIT11_1:line | 1187 | 1600 | 1600 | -413 | 74 | []
BG_CO_00009 | N-1 400kV Maritsa Iztok 2Â - Maritsa Iztok 3 | [MK-GR] 400 kV Bitola-Meliti | XFL_BI11_GMELIT11_1:line | 1185 | 1600 | 1600 | -415 | 74 | []
BC | Base Case | [MK-GR] 400 kV Bitola-Meliti | XFL_BI11_GMELIT11_1:line | 1182 | 1600 | 1600 | -418 | 74 | []
BG_TR_CO_00001 | N-1 400kV Maritsa 3 - Hamitabat 1 | [MK-GR] 400 kV Bitola-Meliti | XFL_BI11_GMELIT11_1:line | 1182 | 1600 | 1600 | -418 | 74 | []
BG_CO_00010 | N-1 400kV Maritsa Iztok â Maritsa Iztok 3 | [MK-GR] 400 kV Bitola-Meliti | XFL_BI11_GMELIT11_1:line | 1182 | 1600 | 1600 | -418 | 74 | []
BG_TR_CO_00002 | N-1 400kV Maritsa 3 - Hamitabat 2 | [MK-GR] 400 kV Bitola-Meliti | XFL_BI11_GMELIT11_1:line | 1181 | 1600 | 1600 | -419 | 74 | []
BG_CO_00012 | Â N-1 400kV Varna - Burgas | [MK-GR] 400 kV Bitola-Meliti | XFL_BI11_GMELIT11_1:line | 1181 | 1600 | 1600 | -419 | 74 | []
BG_CO_00006, BG_CO_00008 | N-1 400kV Plovdiv - Vetren , N-1 400kV Plovdiv - Vetren | [MK-GR] 400 kV Bitola-Meliti | XFL_BI11_GMELIT11_1:line | 1180 | 1600 | 1600 | -420 | 74 | []
BG_CO_00016 | N-1 400kV Kozloduy - Sofia Zapad ck.2 | [MK-GR] 400 kV Bitola-Meliti | XFL_BI11_GMELIT11_1:line | 1179 | 1600 | 1600 | -421 | 74 | []
BG_CO_00011 | N-1 400kV Maritsa Iztok - Plovdiv | [MK-GR] 400 kV Bitola-Meliti | XFL_BI11_GMELIT11_1:line | 1176 | 1600 | 1600 | -424 | 74 | []
RS_KS_CO_00002 | N-1 400 kV Kosovo B-Nis 2 | [MK-GR] 400 kV Bitola-Meliti | XFL_BI11_GMELIT11_1:line | 1176 | 1600 | 1600 | -424 | 73 | []
BG_CO_00007 | N-1 400kV Vetren - Chervena Mogila | [MK-GR] 400 kV Bitola-Meliti | XFL_BI11_GMELIT11_1:line | 1175 | 1600 | 1600 | -425 | 73 | []
BG_CO_00013 | N-1 400kV Burgas â Maritsa Iztok 2 | [MK-GR] 400 kV Bitola-Meliti | XFL_BI11_GMELIT11_1:line | 1174 | 1600 | 1600 | -426 | 73 | []
RS_CO_00003 | N-1 400 kV Vranje 4 âLeskovac 2 | [MK-GR] 400 kV Bitola-Meliti | XFL_BI11_GMELIT11_1:line | 1150 | 1600 | 1600 | -450 | 72 | []
RS_MK_00001 | N-1 400 kV Vranje 4 -Stip | [MK-GR] 400 kV Bitola-Meliti | XFL_BI11_GMELIT11_1:line | 1147 | 1600 | 1600 | -453 | 72 | []
RS_CO_00004 | N-1 400 kV Nis 2 âLeskovac 2 | [MK-GR] 400 kV Bitola-Meliti | XFL_BI11_GMELIT11_1:line | 1144 | 1600 | 1600 | -456 | 72 | []
KS_ME_CO_00001 | N-1 400 kV Pec 3-Ribarevina | [MK-GR] 400 kV Bitola-Meliti | XFL_BI11_GMELIT11_1:line | 1139 | 1600 | 1600 | -461 | 71 | []

## 1730Curative
Detailed results
Generated at: | 2024-01-19 21:11
Business day: | 21.01.2024
Timestamp: | 17:30
Border & direction: | North-Greece Importing
Horizon: | 2D
Remedial actions: | true
Evaluation type: | CURATIVE
TTC [MW]: | 2654
Fallback applied | false
Loading threshold | 0.7
Applied RAs
CO ID | RA ID | Name of the RA | Usage | Type | Location | Status
Limiting CNECs
CO ID | Name of the CO | Name of the CNE | CNE UCTE branch | Calculated I (A) | I max (PRE) | I max (CUR) | Margin (A) | Loading (%) | Applicable curative RAs
AL_GR_CO_00001 | N-1 400 kV Zemplak-Kardia | [MK-GR] 400 kV Bitola-Meliti | XFL_BI11_GMELIT11_1:line | 1595 |  | 1600 | -5 | 100 | []
AL_CO_00002 | N-1 400 kV Elbasan 2-Zemlak | [MK-GR] 400 kV Bitola-Meliti | XFL_BI11_GMELIT11_1:line | 1492 |  | 1600 | -108 | 93 | []
MK_GR_CO_00002 | N-1 400 kV Dubrovo-Thessaloniki | [MK-GR] 400 kV Bitola-Meliti | XFL_BI11_GMELIT11_1:line | 1433 |  | 1600 | -167 | 90 | []
BG_CO_00001 | N-1 400kV Chervena Mogila - Blagoevgrad ck. 2 | [MK-GR] 400 kV Bitola-Meliti | XFL_BI11_GMELIT11_1:line | 1423 |  | 1600 | -177 | 89 | []
GR_CO_00001 | N-1 400 kV Filippoi-Nea Santa ck.2 | [MK-GR] 400 kV Bitola-Meliti | XFL_BI11_GMELIT11_1:line | 1349 |  | 1600 | -251 | 84 | []
BG_GR_CO_00001 | N-1 400 kV Blagoevgrad-Thessaloniki | [MK-GR] 400 kV Bitola-Meliti | XFL_BI11_GMELIT11_1:line | 1343 |  | 1600 | -257 | 84 | []
IT_GR_CO_00001 | N-1 400 kV Galatina-Arachthos | [MK-GR] 400 kV Bitola-Meliti | XFL_BI11_GMELIT11_1:line | 1326 |  | 1600 | -274 | 83 | []
AL_CO_00001 | N-1 400 kV Elbasan 2-Tirana 2 | [MK-GR] 400 kV Bitola-Meliti | XFL_BI11_GMELIT11_1:line | 1286 |  | 1600 | -314 | 80 | []
GR_CO_00002 | N-1 400 kV Filippoi-Lagadas ck.2 | [MK-GR] 400 kV Bitola-Meliti | XFL_BI11_GMELIT11_1:line | 1248 |  | 1600 | -352 | 78 | []
BG_GR_CO_00002 | N-1 400 kV Maritsa Iztok-Nea Santa | [MK-GR] 400 kV Bitola-Meliti | XFL_BI11_GMELIT11_1:line | 1217 |  | 1600 | -383 | 76 | []
TR_GR_CO_00001 | N-1 400 kV Babaeski-N Santa | [MK-GR] 400 kV Bitola-Meliti | XFL_BI11_GMELIT11_1:line | 1217 |  | 1600 | -383 | 76 | []
AL_ME_CO_00001 | N-1 400 kV Tirana 2âPodgorica 2 | [MK-GR] 400 kV Bitola-Meliti | XFL_BI11_GMELIT11_1:line | 1210 |  | 1600 | -390 | 76 | []
GR_CO_00004 | N-1 400 kV Amideo-Lagadas ck.2 | [MK-GR] 400 kV Bitola-Meliti | XFL_BI11_GMELIT11_1:line | 1203 |  | 1600 | -397 | 75 | []
GR_CO_00005 | N-1 400 kV Thessaloniki-Lagadas ck.2 | [MK-GR] 400 kV Bitola-Meliti | XFL_BI11_GMELIT11_1:line | 1196 |  | 1600 | -404 | 75 | []
BG_CO_00002 | N-1 400kV Sofia Zapad - Chervena Mogila ck. 2 | [MK-GR] 400 kV Bitola-Meliti | XFL_BI11_GMELIT11_1:line | 1194 |  | 1600 | -406 | 75 | []
BG_RS_CO_00001 | N-1 400kV Sofia Zapad - Nis Â | [MK-GR] 400 kV Bitola-Meliti | XFL_BI11_GMELIT11_1:line | 1190 |  | 1600 | -410 | 74 | []
TR_CO_00001 | N-1 400 kV Habitabat NGCC -Babaeski | [MK-GR] 400 kV Bitola-Meliti | XFL_BI11_GMELIT11_1:line | 1187 |  | 1600 | -413 | 74 | []
BG_CO_00009 | N-1 400kV Maritsa Iztok 2Â - Maritsa Iztok 3 | [MK-GR] 400 kV Bitola-Meliti | XFL_BI11_GMELIT11_1:line | 1185 |  | 1600 | -415 | 74 | []
BC | Base Case | [MK-GR] 400 kV Bitola-Meliti | XFL_BI11_GMELIT11_1:line | 1182 |  | 1600 | -418 | 74 | []
BG_TR_CO_00001 | N-1 400kV Maritsa 3 - Hamitabat 1 | [MK-GR] 400 kV Bitola-Meliti | XFL_BI11_GMELIT11_1:line | 1182 |  | 1600 | -418 | 74 | []
BG_CO_00010 | N-1 400kV Maritsa Iztok â Maritsa Iztok 3 | [MK-GR] 400 kV Bitola-Meliti | XFL_BI11_GMELIT11_1:line | 1182 |  | 1600 | -418 | 74 | []
BG_TR_CO_00002 | N-1 400kV Maritsa 3 - Hamitabat 2 | [MK-GR] 400 kV Bitola-Meliti | XFL_BI11_GMELIT11_1:line | 1181 |  | 1600 | -419 | 74 | []
BG_CO_00012 | Â N-1 400kV Varna - Burgas | [MK-GR] 400 kV Bitola-Meliti | XFL_BI11_GMELIT11_1:line | 1181 |  | 1600 | -419 | 74 | []
BG_CO_00006, BG_CO_00008 | N-1 400kV Plovdiv - Vetren , N-1 400kV Plovdiv - Vetren | [MK-GR] 400 kV Bitola-Meliti | XFL_BI11_GMELIT11_1:line | 1180 |  | 1600 | -420 | 74 | []
BG_CO_00016 | N-1 400kV Kozloduy - Sofia Zapad ck.2 | [MK-GR] 400 kV Bitola-Meliti | XFL_BI11_GMELIT11_1:line | 1179 |  | 1600 | -421 | 74 | []
BG_CO_00011 | N-1 400kV Maritsa Iztok - Plovdiv | [MK-GR] 400 kV Bitola-Meliti | XFL_BI11_GMELIT11_1:line | 1176 |  | 1600 | -424 | 74 | []
RS_KS_CO_00002 | N-1 400 kV Kosovo B-Nis 2 | [MK-GR] 400 kV Bitola-Meliti | XFL_BI11_GMELIT11_1:line | 1176 |  | 1600 | -424 | 73 | []
BG_CO_00007 | N-1 400kV Vetren - Chervena Mogila | [MK-GR] 400 kV Bitola-Meliti | XFL_BI11_GMELIT11_1:line | 1175 |  | 1600 | -425 | 73 | []
BG_CO_00013 | N-1 400kV Burgas â Maritsa Iztok 2 | [MK-GR] 400 kV Bitola-Meliti | XFL_BI11_GMELIT11_1:line | 1174 |  | 1600 | -426 | 73 | []
RS_CO_00003 | N-1 400 kV Vranje 4 âLeskovac 2 | [MK-GR] 400 kV Bitola-Meliti | XFL_BI11_GMELIT11_1:line | 1150 |  | 1600 | -450 | 72 | []
RS_MK_00001 | N-1 400 kV Vranje 4 -Stip | [MK-GR] 400 kV Bitola-Meliti | XFL_BI11_GMELIT11_1:line | 1147 |  | 1600 | -453 | 72 | []
RS_CO_00004 | N-1 400 kV Nis 2 âLeskovac 2 | [MK-GR] 400 kV Bitola-Meliti | XFL_BI11_GMELIT11_1:line | 1144 |  | 1600 | -456 | 72 | []
KS_ME_CO_00001 | N-1 400 kV Pec 3-Ribarevina | [MK-GR] 400 kV Bitola-Meliti | XFL_BI11_GMELIT11_1:line | 1139 |  | 1600 | -461 | 71 | []

## 1830Preventive
Detailed results
Generated at: | 2024-01-19 21:11
Business day: | 21.01.2024
Timestamp: | 18:30
Border & direction: | North-Greece Importing
Horizon: | 2D
Remedial actions: | true
Evaluation type: | PREVENTIVE
TTC [MW]: | 2677
Fallback applied | false
Loading threshold | 0.7
Applied RAs
CO ID | RA ID | Name of the RA | Usage | Type | Location | Status
Limiting CNECs
CO ID | Name of the CO | Name of the CNE | CNE UCTE branch | Calculated I (A) | I max (PRE) | I max (CUR) | Margin (A) | Loading (%) | Applicable curative RAs
AL_GR_CO_00001 | N-1 400 kV Zemplak-Kardia | [MK-GR] 400 kV Bitola-Meliti | XFL_BI11_GMELIT11_1:line | 1598 | 1600 | 1600 | -2 | 100 | []
AL_CO_00002 | N-1 400 kV Elbasan 2-Zemlak | [MK-GR] 400 kV Bitola-Meliti | XFL_BI11_GMELIT11_1:line | 1496 | 1600 | 1600 | -104 | 93 | []
BG_CO_00001 | N-1 400kV Chervena Mogila - Blagoevgrad ck. 2 | [MK-GR] 400 kV Bitola-Meliti | XFL_BI11_GMELIT11_1:line | 1430 | 1600 | 1600 | -170 | 89 | []
MK_GR_CO_00002 | N-1 400 kV Dubrovo-Thessaloniki | [MK-GR] 400 kV Bitola-Meliti | XFL_BI11_GMELIT11_1:line | 1429 | 1600 | 1600 | -171 | 89 | []
BG_GR_CO_00001 | N-1 400 kV Blagoevgrad-Thessaloniki | [MK-GR] 400 kV Bitola-Meliti | XFL_BI11_GMELIT11_1:line | 1363 | 1600 | 1600 | -237 | 85 | []
GR_CO_00001 | N-1 400 kV Filippoi-Nea Santa ck.2 | [MK-GR] 400 kV Bitola-Meliti | XFL_BI11_GMELIT11_1:line | 1355 | 1600 | 1600 | -245 | 85 | []
AL_CO_00001 | N-1 400 kV Elbasan 2-Tirana 2 | [MK-GR] 400 kV Bitola-Meliti | XFL_BI11_GMELIT11_1:line | 1290 | 1600 | 1600 | -310 | 81 | []
GR_CO_00002 | N-1 400 kV Filippoi-Lagadas ck.2 | [MK-GR] 400 kV Bitola-Meliti | XFL_BI11_GMELIT11_1:line | 1258 | 1600 | 1600 | -342 | 79 | []
GR_CO_00004 | N-1 400 kV Amideo-Lagadas ck.2 | [MK-GR] 400 kV Bitola-Meliti | XFL_BI11_GMELIT11_1:line | 1221 | 1600 | 1600 | -379 | 76 | []
BG_GR_CO_00002 | N-1 400 kV Maritsa Iztok-Nea Santa | [MK-GR] 400 kV Bitola-Meliti | XFL_BI11_GMELIT11_1:line | 1219 | 1600 | 1600 | -381 | 76 | []
TR_GR_CO_00001 | N-1 400 kV Babaeski-N Santa | [MK-GR] 400 kV Bitola-Meliti | XFL_BI11_GMELIT11_1:line | 1214 | 1600 | 1600 | -386 | 76 | []
AL_ME_CO_00001 | N-1 400 kV Tirana 2âPodgorica 2 | [MK-GR] 400 kV Bitola-Meliti | XFL_BI11_GMELIT11_1:line | 1213 | 1600 | 1600 | -387 | 76 | []
BG_CO_00002 | N-1 400kV Sofia Zapad - Chervena Mogila ck. 2 | [MK-GR] 400 kV Bitola-Meliti | XFL_BI11_GMELIT11_1:line | 1194 | 1600 | 1600 | -406 | 75 | []
GR_CO_00005 | N-1 400 kV Thessaloniki-Lagadas ck.2 | [MK-GR] 400 kV Bitola-Meliti | XFL_BI11_GMELIT11_1:line | 1192 | 1600 | 1600 | -408 | 74 | []
BG_RS_CO_00001 | N-1 400kV Sofia Zapad - Nis Â | [MK-GR] 400 kV Bitola-Meliti | XFL_BI11_GMELIT11_1:line | 1188 | 1600 | 1600 | -412 | 74 | []
BG_CO_00009 | N-1 400kV Maritsa Iztok 2Â - Maritsa Iztok 3 | [MK-GR] 400 kV Bitola-Meliti | XFL_BI11_GMELIT11_1:line | 1186 | 1600 | 1600 | -414 | 74 | []
TR_CO_00001 | N-1 400 kV Habitabat NGCC -Babaeski | [MK-GR] 400 kV Bitola-Meliti | XFL_BI11_GMELIT11_1:line | 1185 | 1600 | 1600 | -415 | 74 | []
BG_TR_CO_00002 | N-1 400kV Maritsa 3 - Hamitabat 2 | [MK-GR] 400 kV Bitola-Meliti | XFL_BI11_GMELIT11_1:line | 1183 | 1600 | 1600 | -417 | 74 | []
BG_TR_CO_00001 | N-1 400kV Maritsa 3 - Hamitabat 1 | [MK-GR] 400 kV Bitola-Meliti | XFL_BI11_GMELIT11_1:line | 1182 | 1600 | 1600 | -418 | 74 | []
BC | Base Case | [MK-GR] 400 kV Bitola-Meliti | XFL_BI11_GMELIT11_1:line | 1181 | 1600 | 1600 | -419 | 74 | []
BG_CO_00012 | Â N-1 400kV Varna - Burgas | [MK-GR] 400 kV Bitola-Meliti | XFL_BI11_GMELIT11_1:line | 1181 | 1600 | 1600 | -419 | 74 | []
BG_CO_00010 | N-1 400kV Maritsa Iztok â Maritsa Iztok 3 | [MK-GR] 400 kV Bitola-Meliti | XFL_BI11_GMELIT11_1:line | 1181 | 1600 | 1600 | -419 | 74 | []
BG_CO_00005, BG_CO_00007 | N-1 400kV Vetren - Chervena Mogila , N-1 400kV Vetren - Chervena Mogila | [MK-GR] 400 kV Bitola-Meliti | XFL_BI11_GMELIT11_1:line | 1181 | 1600 | 1600 | -419 | 74 | []
BG_CO_00006, BG_CO_00008 | N-1 400kV Plovdiv - Vetren , N-1 400kV Plovdiv - Vetren | [MK-GR] 400 kV Bitola-Meliti | XFL_BI11_GMELIT11_1:line | 1179 | 1600 | 1600 | -421 | 74 | []
BG_CO_00016 | N-1 400kV Kozloduy - Sofia Zapad ck.2 | [MK-GR] 400 kV Bitola-Meliti | XFL_BI11_GMELIT11_1:line | 1178 | 1600 | 1600 | -422 | 74 | []
BG_CO_00011 | N-1 400kV Maritsa Iztok - Plovdiv | [MK-GR] 400 kV Bitola-Meliti | XFL_BI11_GMELIT11_1:line | 1177 | 1600 | 1600 | -423 | 74 | []
BG_CO_00013 | N-1 400kV Burgas â Maritsa Iztok 2 | [MK-GR] 400 kV Bitola-Meliti | XFL_BI11_GMELIT11_1:line | 1175 | 1600 | 1600 | -425 | 73 | []
RS_KS_CO_00002 | N-1 400 kV Kosovo B-Nis 2 | [MK-GR] 400 kV Bitola-Meliti | XFL_BI11_GMELIT11_1:line | 1173 | 1600 | 1600 | -427 | 73 | []
RS_CO_00003 | N-1 400 kV Vranje 4 âLeskovac 2 | [MK-GR] 400 kV Bitola-Meliti | XFL_BI11_GMELIT11_1:line | 1147 | 1600 | 1600 | -453 | 72 | []
RS_MK_00001 | N-1 400 kV Vranje 4 -Stip | [MK-GR] 400 kV Bitola-Meliti | XFL_BI11_GMELIT11_1:line | 1144 | 1600 | 1600 | -456 | 71 | []
RS_CO_00004 | N-1 400 kV Nis 2 âLeskovac 2 | [MK-GR] 400 kV Bitola-Meliti | XFL_BI11_GMELIT11_1:line | 1142 | 1600 | 1600 | -458 | 71 | []
KS_ME_CO_00001 | N-1 400 kV Pec 3-Ribarevina | [MK-GR] 400 kV Bitola-Meliti | XFL_BI11_GMELIT11_1:line | 1141 | 1600 | 1600 | -459 | 71 | []

## 1830Curative
Detailed results
Generated at: | 2024-01-19 21:11
Business day: | 21.01.2024
Timestamp: | 18:30
Border & direction: | North-Greece Importing
Horizon: | 2D
Remedial actions: | true
Evaluation type: | CURATIVE
TTC [MW]: | 2677
Fallback applied | false
Loading threshold | 0.7
Applied RAs
CO ID | RA ID | Name of the RA | Usage | Type | Location | Status
Limiting CNECs
CO ID | Name of the CO | Name of the CNE | CNE UCTE branch | Calculated I (A) | I max (PRE) | I max (CUR) | Margin (A) | Loading (%) | Applicable curative RAs
AL_GR_CO_00001 | N-1 400 kV Zemplak-Kardia | [MK-GR] 400 kV Bitola-Meliti | XFL_BI11_GMELIT11_1:line | 1598 |  | 1600 | -2 | 100 | []
AL_CO_00002 | N-1 400 kV Elbasan 2-Zemlak | [MK-GR] 400 kV Bitola-Meliti | XFL_BI11_GMELIT11_1:line | 1496 |  | 1600 | -104 | 93 | []
BG_CO_00001 | N-1 400kV Chervena Mogila - Blagoevgrad ck. 2 | [MK-GR] 400 kV Bitola-Meliti | XFL_BI11_GMELIT11_1:line | 1430 |  | 1600 | -170 | 89 | []
MK_GR_CO_00002 | N-1 400 kV Dubrovo-Thessaloniki | [MK-GR] 400 kV Bitola-Meliti | XFL_BI11_GMELIT11_1:line | 1429 |  | 1600 | -171 | 89 | []
BG_GR_CO_00001 | N-1 400 kV Blagoevgrad-Thessaloniki | [MK-GR] 400 kV Bitola-Meliti | XFL_BI11_GMELIT11_1:line | 1363 |  | 1600 | -237 | 85 | []
GR_CO_00001 | N-1 400 kV Filippoi-Nea Santa ck.2 | [MK-GR] 400 kV Bitola-Meliti | XFL_BI11_GMELIT11_1:line | 1355 |  | 1600 | -245 | 85 | []
AL_CO_00001 | N-1 400 kV Elbasan 2-Tirana 2 | [MK-GR] 400 kV Bitola-Meliti | XFL_BI11_GMELIT11_1:line | 1290 |  | 1600 | -310 | 81 | []
GR_CO_00002 | N-1 400 kV Filippoi-Lagadas ck.2 | [MK-GR] 400 kV Bitola-Meliti | XFL_BI11_GMELIT11_1:line | 1258 |  | 1600 | -342 | 79 | []
GR_CO_00004 | N-1 400 kV Amideo-Lagadas ck.2 | [MK-GR] 400 kV Bitola-Meliti | XFL_BI11_GMELIT11_1:line | 1221 |  | 1600 | -379 | 76 | []
BG_GR_CO_00002 | N-1 400 kV Maritsa Iztok-Nea Santa | [MK-GR] 400 kV Bitola-Meliti | XFL_BI11_GMELIT11_1:line | 1219 |  | 1600 | -381 | 76 | []
TR_GR_CO_00001 | N-1 400 kV Babaeski-N Santa | [MK-GR] 400 kV Bitola-Meliti | XFL_BI11_GMELIT11_1:line | 1214 |  | 1600 | -386 | 76 | []
AL_ME_CO_00001 | N-1 400 kV Tirana 2âPodgorica 2 | [MK-GR] 400 kV Bitola-Meliti | XFL_BI11_GMELIT11_1:line | 1213 |  | 1600 | -387 | 76 | []
BG_CO_00002 | N-1 400kV Sofia Zapad - Chervena Mogila ck. 2 | [MK-GR] 400 kV Bitola-Meliti | XFL_BI11_GMELIT11_1:line | 1194 |  | 1600 | -406 | 75 | []
GR_CO_00005 | N-1 400 kV Thessaloniki-Lagadas ck.2 | [MK-GR] 400 kV Bitola-Meliti | XFL_BI11_GMELIT11_1:line | 1192 |  | 1600 | -408 | 74 | []
BG_RS_CO_00001 | N-1 400kV Sofia Zapad - Nis Â | [MK-GR] 400 kV Bitola-Meliti | XFL_BI11_GMELIT11_1:line | 1188 |  | 1600 | -412 | 74 | []
BG_CO_00009 | N-1 400kV Maritsa Iztok 2Â - Maritsa Iztok 3 | [MK-GR] 400 kV Bitola-Meliti | XFL_BI11_GMELIT11_1:line | 1186 |  | 1600 | -414 | 74 | []
TR_CO_00001 | N-1 400 kV Habitabat NGCC -Babaeski | [MK-GR] 400 kV Bitola-Meliti | XFL_BI11_GMELIT11_1:line | 1185 |  | 1600 | -415 | 74 | []
BG_TR_CO_00002 | N-1 400kV Maritsa 3 - Hamitabat 2 | [MK-GR] 400 kV Bitola-Meliti | XFL_BI11_GMELIT11_1:line | 1183 |  | 1600 | -417 | 74 | []
BG_TR_CO_00001 | N-1 400kV Maritsa 3 - Hamitabat 1 | [MK-GR] 400 kV Bitola-Meliti | XFL_BI11_GMELIT11_1:line | 1182 |  | 1600 | -418 | 74 | []
BC | Base Case | [MK-GR] 400 kV Bitola-Meliti | XFL_BI11_GMELIT11_1:line | 1181 |  | 1600 | -419 | 74 | []
BG_CO_00012 | Â N-1 400kV Varna - Burgas | [MK-GR] 400 kV Bitola-Meliti | XFL_BI11_GMELIT11_1:line | 1181 |  | 1600 | -419 | 74 | []
BG_CO_00010 | N-1 400kV Maritsa Iztok â Maritsa Iztok 3 | [MK-GR] 400 kV Bitola-Meliti | XFL_BI11_GMELIT11_1:line | 1181 |  | 1600 | -419 | 74 | []
BG_CO_00005, BG_CO_00007 | N-1 400kV Vetren - Chervena Mogila , N-1 400kV Vetren - Chervena Mogila | [MK-GR] 400 kV Bitola-Meliti | XFL_BI11_GMELIT11_1:line | 1181 |  | 1600 | -419 | 74 | []
BG_CO_00006, BG_CO_00008 | N-1 400kV Plovdiv - Vetren , N-1 400kV Plovdiv - Vetren | [MK-GR] 400 kV Bitola-Meliti | XFL_BI11_GMELIT11_1:line | 1179 |  | 1600 | -421 | 74 | []
BG_CO_00016 | N-1 400kV Kozloduy - Sofia Zapad ck.2 | [MK-GR] 400 kV Bitola-Meliti | XFL_BI11_GMELIT11_1:line | 1178 |  | 1600 | -422 | 74 | []
BG_CO_00011 | N-1 400kV Maritsa Iztok - Plovdiv | [MK-GR] 400 kV Bitola-Meliti | XFL_BI11_GMELIT11_1:line | 1177 |  | 1600 | -423 | 74 | []
BG_CO_00013 | N-1 400kV Burgas â Maritsa Iztok 2 | [MK-GR] 400 kV Bitola-Meliti | XFL_BI11_GMELIT11_1:line | 1175 |  | 1600 | -425 | 73 | []
RS_KS_CO_00002 | N-1 400 kV Kosovo B-Nis 2 | [MK-GR] 400 kV Bitola-Meliti | XFL_BI11_GMELIT11_1:line | 1173 |  | 1600 | -427 | 73 | []
RS_CO_00003 | N-1 400 kV Vranje 4 âLeskovac 2 | [MK-GR] 400 kV Bitola-Meliti | XFL_BI11_GMELIT11_1:line | 1147 |  | 1600 | -453 | 72 | []
RS_MK_00001 | N-1 400 kV Vranje 4 -Stip | [MK-GR] 400 kV Bitola-Meliti | XFL_BI11_GMELIT11_1:line | 1144 |  | 1600 | -456 | 71 | []
RS_CO_00004 | N-1 400 kV Nis 2 âLeskovac 2 | [MK-GR] 400 kV Bitola-Meliti | XFL_BI11_GMELIT11_1:line | 1142 |  | 1600 | -458 | 71 | []
KS_ME_CO_00001 | N-1 400 kV Pec 3-Ribarevina | [MK-GR] 400 kV Bitola-Meliti | XFL_BI11_GMELIT11_1:line | 1141 |  | 1600 | -459 | 71 | []

## 1930Preventive
Detailed results
Generated at: | 2024-01-19 21:11
Business day: | 21.01.2024
Timestamp: | 19:30
Border & direction: | North-Greece Importing
Horizon: | 2D
Remedial actions: | true
Evaluation type: | PREVENTIVE
TTC [MW]: | 2708
Fallback applied | false
Loading threshold | 0.7
Applied RAs
CO ID | RA ID | Name of the RA | Usage | Type | Location | Status
Limiting CNECs
CO ID | Name of the CO | Name of the CNE | CNE UCTE branch | Calculated I (A) | I max (PRE) | I max (CUR) | Margin (A) | Loading (%) | Applicable curative RAs
AL_GR_CO_00001 | N-1 400 kV Zemplak-Kardia | [MK-GR] 400 kV Bitola-Meliti | XFL_BI11_GMELIT11_1:line | 1592 | 1600 | 1600 | -8 | 99 | []
AL_CO_00002 | N-1 400 kV Elbasan 2-Zemlak | [MK-GR] 400 kV Bitola-Meliti | XFL_BI11_GMELIT11_1:line | 1481 | 1600 | 1600 | -119 | 93 | []
BG_CO_00001 | N-1 400kV Chervena Mogila - Blagoevgrad ck. 2 | [MK-GR] 400 kV Bitola-Meliti | XFL_BI11_GMELIT11_1:line | 1435 | 1600 | 1600 | -165 | 90 | []
MK_GR_CO_00002 | N-1 400 kV Dubrovo-Thessaloniki | [MK-GR] 400 kV Bitola-Meliti | XFL_BI11_GMELIT11_1:line | 1425 | 1600 | 1600 | -175 | 89 | []
BG_GR_CO_00001 | N-1 400 kV Blagoevgrad-Thessaloniki | [MK-GR] 400 kV Bitola-Meliti | XFL_BI11_GMELIT11_1:line | 1367 | 1600 | 1600 | -233 | 85 | []
GR_CO_00001 | N-1 400 kV Filippoi-Nea Santa ck.2 | [MK-GR] 400 kV Bitola-Meliti | XFL_BI11_GMELIT11_1:line | 1365 | 1600 | 1600 | -235 | 85 | []
AL_CO_00001 | N-1 400 kV Elbasan 2-Tirana 2 | [MK-GR] 400 kV Bitola-Meliti | XFL_BI11_GMELIT11_1:line | 1284 | 1600 | 1600 | -316 | 80 | []
GR_CO_00002 | N-1 400 kV Filippoi-Lagadas ck.2 | [MK-GR] 400 kV Bitola-Meliti | XFL_BI11_GMELIT11_1:line | 1270 | 1600 | 1600 | -330 | 79 | []
GR_CO_00004 | N-1 400 kV Amideo-Lagadas ck.2 | [MK-GR] 400 kV Bitola-Meliti | XFL_BI11_GMELIT11_1:line | 1228 | 1600 | 1600 | -372 | 77 | []
BG_GR_CO_00002 | N-1 400 kV Maritsa Iztok-Nea Santa | [MK-GR] 400 kV Bitola-Meliti | XFL_BI11_GMELIT11_1:line | 1221 | 1600 | 1600 | -379 | 76 | []
TR_GR_CO_00001 | N-1 400 kV Babaeski-N Santa | [MK-GR] 400 kV Bitola-Meliti | XFL_BI11_GMELIT11_1:line | 1219 | 1600 | 1600 | -381 | 76 | []
AL_ME_CO_00001 | N-1 400 kV Tirana 2âPodgorica 2 | [MK-GR] 400 kV Bitola-Meliti | XFL_BI11_GMELIT11_1:line | 1210 | 1600 | 1600 | -390 | 76 | []
BG_CO_00002 | N-1 400kV Sofia Zapad - Chervena Mogila ck. 2 | [MK-GR] 400 kV Bitola-Meliti | XFL_BI11_GMELIT11_1:line | 1195 | 1600 | 1600 | -405 | 75 | []
BG_CO_00009 | N-1 400kV Maritsa Iztok 2Â - Maritsa Iztok 3 | [MK-GR] 400 kV Bitola-Meliti | XFL_BI11_GMELIT11_1:line | 1188 | 1600 | 1600 | -412 | 74 | []
TR_CO_00001 | N-1 400 kV Habitabat NGCC -Babaeski | [MK-GR] 400 kV Bitola-Meliti | XFL_BI11_GMELIT11_1:line | 1186 | 1600 | 1600 | -414 | 74 | []
BG_TR_CO_00002 | N-1 400kV Maritsa 3 - Hamitabat 2 | [MK-GR] 400 kV Bitola-Meliti | XFL_BI11_GMELIT11_1:line | 1185 | 1600 | 1600 | -415 | 74 | []
BG_TR_CO_00001 | N-1 400kV Maritsa 3 - Hamitabat 1 | [MK-GR] 400 kV Bitola-Meliti | XFL_BI11_GMELIT11_1:line | 1185 | 1600 | 1600 | -415 | 74 | []
GR_CO_00005 | N-1 400 kV Thessaloniki-Lagadas ck.2 | [MK-GR] 400 kV Bitola-Meliti | XFL_BI11_GMELIT11_1:line | 1184 | 1600 | 1600 | -416 | 74 | []
BG_RS_CO_00001 | N-1 400kV Sofia Zapad - Nis Â | [MK-GR] 400 kV Bitola-Meliti | XFL_BI11_GMELIT11_1:line | 1183 | 1600 | 1600 | -417 | 74 | []
BC | Base Case | [MK-GR] 400 kV Bitola-Meliti | XFL_BI11_GMELIT11_1:line | 1183 | 1600 | 1600 | -417 | 74 | []
BG_CO_00010 | N-1 400kV Maritsa Iztok â Maritsa Iztok 3 | [MK-GR] 400 kV Bitola-Meliti | XFL_BI11_GMELIT11_1:line | 1183 | 1600 | 1600 | -417 | 74 | []
BG_CO_00012 | Â N-1 400kV Varna - Burgas | [MK-GR] 400 kV Bitola-Meliti | XFL_BI11_GMELIT11_1:line | 1183 | 1600 | 1600 | -417 | 74 | []
BG_CO_00016 | N-1 400kV Kozloduy - Sofia Zapad ck.2 | [MK-GR] 400 kV Bitola-Meliti | XFL_BI11_GMELIT11_1:line | 1180 | 1600 | 1600 | -420 | 74 | []
BG_CO_00006, BG_CO_00008 | N-1 400kV Plovdiv - Vetren , N-1 400kV Plovdiv - Vetren | [MK-GR] 400 kV Bitola-Meliti | XFL_BI11_GMELIT11_1:line | 1179 | 1600 | 1600 | -421 | 74 | []
BG_CO_00011 | N-1 400kV Maritsa Iztok - Plovdiv | [MK-GR] 400 kV Bitola-Meliti | XFL_BI11_GMELIT11_1:line | 1178 | 1600 | 1600 | -422 | 74 | []
BG_CO_00013 | N-1 400kV Burgas â Maritsa Iztok 2 | [MK-GR] 400 kV Bitola-Meliti | XFL_BI11_GMELIT11_1:line | 1177 | 1600 | 1600 | -423 | 74 | []
BG_CO_00007 | N-1 400kV Vetren - Chervena Mogila | [MK-GR] 400 kV Bitola-Meliti | XFL_BI11_GMELIT11_1:line | 1177 | 1600 | 1600 | -423 | 74 | []
RS_KS_CO_00002 | N-1 400 kV Kosovo B-Nis 2 | [MK-GR] 400 kV Bitola-Meliti | XFL_BI11_GMELIT11_1:line | 1175 | 1600 | 1600 | -425 | 73 | []
RS_CO_00003 | N-1 400 kV Vranje 4 âLeskovac 2 | [MK-GR] 400 kV Bitola-Meliti | XFL_BI11_GMELIT11_1:line | 1152 | 1600 | 1600 | -448 | 72 | []
RS_MK_00001 | N-1 400 kV Vranje 4 -Stip | [MK-GR] 400 kV Bitola-Meliti | XFL_BI11_GMELIT11_1:line | 1149 | 1600 | 1600 | -451 | 72 | []
KS_ME_CO_00001 | N-1 400 kV Pec 3-Ribarevina | [MK-GR] 400 kV Bitola-Meliti | XFL_BI11_GMELIT11_1:line | 1148 | 1600 | 1600 | -452 | 72 | []
RS_CO_00004 | N-1 400 kV Nis 2 âLeskovac 2 | [MK-GR] 400 kV Bitola-Meliti | XFL_BI11_GMELIT11_1:line | 1146 | 1600 | 1600 | -454 | 72 | []

## 1930Curative
Detailed results
Generated at: | 2024-01-19 21:11
Business day: | 21.01.2024
Timestamp: | 19:30
Border & direction: | North-Greece Importing
Horizon: | 2D
Remedial actions: | true
Evaluation type: | CURATIVE
TTC [MW]: | 2708
Fallback applied | false
Loading threshold | 0.7
Applied RAs
CO ID | RA ID | Name of the RA | Usage | Type | Location | Status
Limiting CNECs
CO ID | Name of the CO | Name of the CNE | CNE UCTE branch | Calculated I (A) | I max (PRE) | I max (CUR) | Margin (A) | Loading (%) | Applicable curative RAs
AL_GR_CO_00001 | N-1 400 kV Zemplak-Kardia | [MK-GR] 400 kV Bitola-Meliti | XFL_BI11_GMELIT11_1:line | 1592 |  | 1600 | -8 | 99 | []
AL_CO_00002 | N-1 400 kV Elbasan 2-Zemlak | [MK-GR] 400 kV Bitola-Meliti | XFL_BI11_GMELIT11_1:line | 1481 |  | 1600 | -119 | 93 | []
BG_CO_00001 | N-1 400kV Chervena Mogila - Blagoevgrad ck. 2 | [MK-GR] 400 kV Bitola-Meliti | XFL_BI11_GMELIT11_1:line | 1435 |  | 1600 | -165 | 90 | []
MK_GR_CO_00002 | N-1 400 kV Dubrovo-Thessaloniki | [MK-GR] 400 kV Bitola-Meliti | XFL_BI11_GMELIT11_1:line | 1425 |  | 1600 | -175 | 89 | []
BG_GR_CO_00001 | N-1 400 kV Blagoevgrad-Thessaloniki | [MK-GR] 400 kV Bitola-Meliti | XFL_BI11_GMELIT11_1:line | 1367 |  | 1600 | -233 | 85 | []
GR_CO_00001 | N-1 400 kV Filippoi-Nea Santa ck.2 | [MK-GR] 400 kV Bitola-Meliti | XFL_BI11_GMELIT11_1:line | 1365 |  | 1600 | -235 | 85 | []
AL_CO_00001 | N-1 400 kV Elbasan 2-Tirana 2 | [MK-GR] 400 kV Bitola-Meliti | XFL_BI11_GMELIT11_1:line | 1284 |  | 1600 | -316 | 80 | []
GR_CO_00002 | N-1 400 kV Filippoi-Lagadas ck.2 | [MK-GR] 400 kV Bitola-Meliti | XFL_BI11_GMELIT11_1:line | 1270 |  | 1600 | -330 | 79 | []
GR_CO_00004 | N-1 400 kV Amideo-Lagadas ck.2 | [MK-GR] 400 kV Bitola-Meliti | XFL_BI11_GMELIT11_1:line | 1228 |  | 1600 | -372 | 77 | []
BG_GR_CO_00002 | N-1 400 kV Maritsa Iztok-Nea Santa | [MK-GR] 400 kV Bitola-Meliti | XFL_BI11_GMELIT11_1:line | 1221 |  | 1600 | -379 | 76 | []
TR_GR_CO_00001 | N-1 400 kV Babaeski-N Santa | [MK-GR] 400 kV Bitola-Meliti | XFL_BI11_GMELIT11_1:line | 1219 |  | 1600 | -381 | 76 | []
AL_ME_CO_00001 | N-1 400 kV Tirana 2âPodgorica 2 | [MK-GR] 400 kV Bitola-Meliti | XFL_BI11_GMELIT11_1:line | 1210 |  | 1600 | -390 | 76 | []
BG_CO_00002 | N-1 400kV Sofia Zapad - Chervena Mogila ck. 2 | [MK-GR] 400 kV Bitola-Meliti | XFL_BI11_GMELIT11_1:line | 1195 |  | 1600 | -405 | 75 | []
BG_CO_00009 | N-1 400kV Maritsa Iztok 2Â - Maritsa Iztok 3 | [MK-GR] 400 kV Bitola-Meliti | XFL_BI11_GMELIT11_1:line | 1188 |  | 1600 | -412 | 74 | []
TR_CO_00001 | N-1 400 kV Habitabat NGCC -Babaeski | [MK-GR] 400 kV Bitola-Meliti | XFL_BI11_GMELIT11_1:line | 1186 |  | 1600 | -414 | 74 | []
BG_TR_CO_00002 | N-1 400kV Maritsa 3 - Hamitabat 2 | [MK-GR] 400 kV Bitola-Meliti | XFL_BI11_GMELIT11_1:line | 1185 |  | 1600 | -415 | 74 | []
BG_TR_CO_00001 | N-1 400kV Maritsa 3 - Hamitabat 1 | [MK-GR] 400 kV Bitola-Meliti | XFL_BI11_GMELIT11_1:line | 1185 |  | 1600 | -415 | 74 | []
GR_CO_00005 | N-1 400 kV Thessaloniki-Lagadas ck.2 | [MK-GR] 400 kV Bitola-Meliti | XFL_BI11_GMELIT11_1:line | 1184 |  | 1600 | -416 | 74 | []
BG_RS_CO_00001 | N-1 400kV Sofia Zapad - Nis Â | [MK-GR] 400 kV Bitola-Meliti | XFL_BI11_GMELIT11_1:line | 1183 |  | 1600 | -417 | 74 | []
BC | Base Case | [MK-GR] 400 kV Bitola-Meliti | XFL_BI11_GMELIT11_1:line | 1183 |  | 1600 | -417 | 74 | []
BG_CO_00010 | N-1 400kV Maritsa Iztok â Maritsa Iztok 3 | [MK-GR] 400 kV Bitola-Meliti | XFL_BI11_GMELIT11_1:line | 1183 |  | 1600 | -417 | 74 | []
BG_CO_00012 | Â N-1 400kV Varna - Burgas | [MK-GR] 400 kV Bitola-Meliti | XFL_BI11_GMELIT11_1:line | 1183 |  | 1600 | -417 | 74 | []
BG_CO_00016 | N-1 400kV Kozloduy - Sofia Zapad ck.2 | [MK-GR] 400 kV Bitola-Meliti | XFL_BI11_GMELIT11_1:line | 1180 |  | 1600 | -420 | 74 | []
BG_CO_00006, BG_CO_00008 | N-1 400kV Plovdiv - Vetren , N-1 400kV Plovdiv - Vetren | [MK-GR] 400 kV Bitola-Meliti | XFL_BI11_GMELIT11_1:line | 1179 |  | 1600 | -421 | 74 | []
BG_CO_00011 | N-1 400kV Maritsa Iztok - Plovdiv | [MK-GR] 400 kV Bitola-Meliti | XFL_BI11_GMELIT11_1:line | 1178 |  | 1600 | -422 | 74 | []
BG_CO_00013 | N-1 400kV Burgas â Maritsa Iztok 2 | [MK-GR] 400 kV Bitola-Meliti | XFL_BI11_GMELIT11_1:line | 1177 |  | 1600 | -423 | 74 | []
BG_CO_00007 | N-1 400kV Vetren - Chervena Mogila | [MK-GR] 400 kV Bitola-Meliti | XFL_BI11_GMELIT11_1:line | 1177 |  | 1600 | -423 | 74 | []
RS_KS_CO_00002 | N-1 400 kV Kosovo B-Nis 2 | [MK-GR] 400 kV Bitola-Meliti | XFL_BI11_GMELIT11_1:line | 1175 |  | 1600 | -425 | 73 | []
RS_CO_00003 | N-1 400 kV Vranje 4 âLeskovac 2 | [MK-GR] 400 kV Bitola-Meliti | XFL_BI11_GMELIT11_1:line | 1152 |  | 1600 | -448 | 72 | []
RS_MK_00001 | N-1 400 kV Vranje 4 -Stip | [MK-GR] 400 kV Bitola-Meliti | XFL_BI11_GMELIT11_1:line | 1149 |  | 1600 | -451 | 72 | []
KS_ME_CO_00001 | N-1 400 kV Pec 3-Ribarevina | [MK-GR] 400 kV Bitola-Meliti | XFL_BI11_GMELIT11_1:line | 1148 |  | 1600 | -452 | 72 | []
RS_CO_00004 | N-1 400 kV Nis 2 âLeskovac 2 | [MK-GR] 400 kV Bitola-Meliti | XFL_BI11_GMELIT11_1:line | 1146 |  | 1600 | -454 | 72 | []

## 2030Preventive
Detailed results
Generated at: | 2024-01-19 21:11
Business day: | 21.01.2024
Timestamp: | 20:30
Border & direction: | North-Greece Importing
Horizon: | 2D
Remedial actions: | true
Evaluation type: | PREVENTIVE
TTC [MW]: | 2750
Fallback applied | false
Loading threshold | 0.7
Applied RAs
CO ID | RA ID | Name of the RA | Usage | Type | Location | Status
Limiting CNECs
CO ID | Name of the CO | Name of the CNE | CNE UCTE branch | Calculated I (A) | I max (PRE) | I max (CUR) | Margin (A) | Loading (%) | Applicable curative RAs
AL_GR_CO_00001 | N-1 400 kV Zemplak-Kardia | [MK-GR] 400 kV Bitola-Meliti | XFL_BI11_GMELIT11_1:line | 1596 | 1600 | 1600 | -4 | 100 | []
AL_CO_00002 | N-1 400 kV Elbasan 2-Zemlak | [MK-GR] 400 kV Bitola-Meliti | XFL_BI11_GMELIT11_1:line | 1481 | 1600 | 1600 | -119 | 93 | []
BG_CO_00001 | N-1 400kV Chervena Mogila - Blagoevgrad ck. 2 | [MK-GR] 400 kV Bitola-Meliti | XFL_BI11_GMELIT11_1:line | 1441 | 1600 | 1600 | -159 | 90 | []
MK_GR_CO_00002 | N-1 400 kV Dubrovo-Thessaloniki | [MK-GR] 400 kV Bitola-Meliti | XFL_BI11_GMELIT11_1:line | 1424 | 1600 | 1600 | -176 | 89 | []
GR_CO_00001 | N-1 400 kV Filippoi-Nea Santa ck.2 | [MK-GR] 400 kV Bitola-Meliti | XFL_BI11_GMELIT11_1:line | 1400 | 1600 | 1600 | -200 | 87 | []
BG_GR_CO_00001 | N-1 400 kV Blagoevgrad-Thessaloniki | [MK-GR] 400 kV Bitola-Meliti | XFL_BI11_GMELIT11_1:line | 1373 | 1600 | 1600 | -227 | 86 | []
GR_CO_00002 | N-1 400 kV Filippoi-Lagadas ck.2 | [MK-GR] 400 kV Bitola-Meliti | XFL_BI11_GMELIT11_1:line | 1286 | 1600 | 1600 | -314 | 80 | []
AL_CO_00001 | N-1 400 kV Elbasan 2-Tirana 2 | [MK-GR] 400 kV Bitola-Meliti | XFL_BI11_GMELIT11_1:line | 1285 | 1600 | 1600 | -315 | 80 | []
GR_CO_00004 | N-1 400 kV Amideo-Lagadas ck.2 | [MK-GR] 400 kV Bitola-Meliti | XFL_BI11_GMELIT11_1:line | 1242 | 1600 | 1600 | -358 | 78 | []
BG_GR_CO_00002 | N-1 400 kV Maritsa Iztok-Nea Santa | [MK-GR] 400 kV Bitola-Meliti | XFL_BI11_GMELIT11_1:line | 1238 | 1600 | 1600 | -362 | 77 | []
TR_GR_CO_00001 | N-1 400 kV Babaeski-N Santa | [MK-GR] 400 kV Bitola-Meliti | XFL_BI11_GMELIT11_1:line | 1231 | 1600 | 1600 | -369 | 77 | []
AL_ME_CO_00001 | N-1 400 kV Tirana 2âPodgorica 2 | [MK-GR] 400 kV Bitola-Meliti | XFL_BI11_GMELIT11_1:line | 1213 | 1600 | 1600 | -387 | 76 | []
BG_CO_00002 | N-1 400kV Sofia Zapad - Chervena Mogila ck. 2 | [MK-GR] 400 kV Bitola-Meliti | XFL_BI11_GMELIT11_1:line | 1204 | 1600 | 1600 | -396 | 75 | []
BG_CO_00009 | N-1 400kV Maritsa Iztok 2Â - Maritsa Iztok 3 | [MK-GR] 400 kV Bitola-Meliti | XFL_BI11_GMELIT11_1:line | 1197 | 1600 | 1600 | -403 | 75 | []
TR_CO_00001 | N-1 400 kV Habitabat NGCC -Babaeski | [MK-GR] 400 kV Bitola-Meliti | XFL_BI11_GMELIT11_1:line | 1196 | 1600 | 1600 | -404 | 75 | []
BG_TR_CO_00002 | N-1 400kV Maritsa 3 - Hamitabat 2 | [MK-GR] 400 kV Bitola-Meliti | XFL_BI11_GMELIT11_1:line | 1194 | 1600 | 1600 | -406 | 75 | []
BG_RS_CO_00001 | N-1 400kV Sofia Zapad - Nis Â | [MK-GR] 400 kV Bitola-Meliti | XFL_BI11_GMELIT11_1:line | 1193 | 1600 | 1600 | -407 | 75 | []
BG_TR_CO_00001 | N-1 400kV Maritsa 3 - Hamitabat 1 | [MK-GR] 400 kV Bitola-Meliti | XFL_BI11_GMELIT11_1:line | 1193 | 1600 | 1600 | -407 | 75 | []
BC | Base Case | [MK-GR] 400 kV Bitola-Meliti | XFL_BI11_GMELIT11_1:line | 1192 | 1600 | 1600 | -408 | 74 | []
BG_CO_00012 | Â N-1 400kV Varna - Burgas | [MK-GR] 400 kV Bitola-Meliti | XFL_BI11_GMELIT11_1:line | 1192 | 1600 | 1600 | -408 | 74 | []
BG_CO_00010 | N-1 400kV Maritsa Iztok â Maritsa Iztok 3 | [MK-GR] 400 kV Bitola-Meliti | XFL_BI11_GMELIT11_1:line | 1191 | 1600 | 1600 | -409 | 74 | []
BG_CO_00016 | N-1 400kV Kozloduy - Sofia Zapad ck.2 | [MK-GR] 400 kV Bitola-Meliti | XFL_BI11_GMELIT11_1:line | 1189 | 1600 | 1600 | -411 | 74 | []
BG_CO_00013 | N-1 400kV Burgas â Maritsa Iztok 2 | [MK-GR] 400 kV Bitola-Meliti | XFL_BI11_GMELIT11_1:line | 1185 | 1600 | 1600 | -415 | 74 | []
GR_CO_00005 | N-1 400 kV Thessaloniki-Lagadas ck.2 | [MK-GR] 400 kV Bitola-Meliti | XFL_BI11_GMELIT11_1:line | 1185 | 1600 | 1600 | -415 | 74 | []
BG_CO_00011 | N-1 400kV Maritsa Iztok - Plovdiv | [MK-GR] 400 kV Bitola-Meliti | XFL_BI11_GMELIT11_1:line | 1185 | 1600 | 1600 | -415 | 74 | []
BG_CO_00006, BG_CO_00008 | N-1 400kV Plovdiv - Vetren , N-1 400kV Plovdiv - Vetren | [MK-GR] 400 kV Bitola-Meliti | XFL_BI11_GMELIT11_1:line | 1184 | 1600 | 1600 | -416 | 74 | []
BG_CO_00007 | N-1 400kV Vetren - Chervena Mogila | [MK-GR] 400 kV Bitola-Meliti | XFL_BI11_GMELIT11_1:line | 1183 | 1600 | 1600 | -417 | 74 | []
RS_KS_CO_00002 | N-1 400 kV Kosovo B-Nis 2 | [MK-GR] 400 kV Bitola-Meliti | XFL_BI11_GMELIT11_1:line | 1182 | 1600 | 1600 | -418 | 74 | []
KS_ME_CO_00001 | N-1 400 kV Pec 3-Ribarevina | [MK-GR] 400 kV Bitola-Meliti | XFL_BI11_GMELIT11_1:line | 1161 | 1600 | 1600 | -439 | 73 | []
RS_CO_00003 | N-1 400 kV Vranje 4 âLeskovac 2 | [MK-GR] 400 kV Bitola-Meliti | XFL_BI11_GMELIT11_1:line | 1160 | 1600 | 1600 | -440 | 73 | []
RS_MK_00001 | N-1 400 kV Vranje 4 -Stip | [MK-GR] 400 kV Bitola-Meliti | XFL_BI11_GMELIT11_1:line | 1158 | 1600 | 1600 | -442 | 72 | []
RS_CO_00004 | N-1 400 kV Nis 2 âLeskovac 2 | [MK-GR] 400 kV Bitola-Meliti | XFL_BI11_GMELIT11_1:line | 1155 | 1600 | 1600 | -445 | 72 | []

## 2030Curative
Detailed results
Generated at: | 2024-01-19 21:11
Business day: | 21.01.2024
Timestamp: | 20:30
Border & direction: | North-Greece Importing
Horizon: | 2D
Remedial actions: | true
Evaluation type: | CURATIVE
TTC [MW]: | 2750
Fallback applied | false
Loading threshold | 0.7
Applied RAs
CO ID | RA ID | Name of the RA | Usage | Type | Location | Status
Limiting CNECs
CO ID | Name of the CO | Name of the CNE | CNE UCTE branch | Calculated I (A) | I max (PRE) | I max (CUR) | Margin (A) | Loading (%) | Applicable curative RAs
AL_GR_CO_00001 | N-1 400 kV Zemplak-Kardia | [MK-GR] 400 kV Bitola-Meliti | XFL_BI11_GMELIT11_1:line | 1596 |  | 1600 | -4 | 100 | []
AL_CO_00002 | N-1 400 kV Elbasan 2-Zemlak | [MK-GR] 400 kV Bitola-Meliti | XFL_BI11_GMELIT11_1:line | 1481 |  | 1600 | -119 | 93 | []
BG_CO_00001 | N-1 400kV Chervena Mogila - Blagoevgrad ck. 2 | [MK-GR] 400 kV Bitola-Meliti | XFL_BI11_GMELIT11_1:line | 1441 |  | 1600 | -159 | 90 | []
MK_GR_CO_00002 | N-1 400 kV Dubrovo-Thessaloniki | [MK-GR] 400 kV Bitola-Meliti | XFL_BI11_GMELIT11_1:line | 1424 |  | 1600 | -176 | 89 | []
GR_CO_00001 | N-1 400 kV Filippoi-Nea Santa ck.2 | [MK-GR] 400 kV Bitola-Meliti | XFL_BI11_GMELIT11_1:line | 1400 |  | 1600 | -200 | 87 | []
BG_GR_CO_00001 | N-1 400 kV Blagoevgrad-Thessaloniki | [MK-GR] 400 kV Bitola-Meliti | XFL_BI11_GMELIT11_1:line | 1373 |  | 1600 | -227 | 86 | []
GR_CO_00002 | N-1 400 kV Filippoi-Lagadas ck.2 | [MK-GR] 400 kV Bitola-Meliti | XFL_BI11_GMELIT11_1:line | 1286 |  | 1600 | -314 | 80 | []
AL_CO_00001 | N-1 400 kV Elbasan 2-Tirana 2 | [MK-GR] 400 kV Bitola-Meliti | XFL_BI11_GMELIT11_1:line | 1285 |  | 1600 | -315 | 80 | []
GR_CO_00004 | N-1 400 kV Amideo-Lagadas ck.2 | [MK-GR] 400 kV Bitola-Meliti | XFL_BI11_GMELIT11_1:line | 1242 |  | 1600 | -358 | 78 | []
BG_GR_CO_00002 | N-1 400 kV Maritsa Iztok-Nea Santa | [MK-GR] 400 kV Bitola-Meliti | XFL_BI11_GMELIT11_1:line | 1238 |  | 1600 | -362 | 77 | []
TR_GR_CO_00001 | N-1 400 kV Babaeski-N Santa | [MK-GR] 400 kV Bitola-Meliti | XFL_BI11_GMELIT11_1:line | 1231 |  | 1600 | -369 | 77 | []
AL_ME_CO_00001 | N-1 400 kV Tirana 2âPodgorica 2 | [MK-GR] 400 kV Bitola-Meliti | XFL_BI11_GMELIT11_1:line | 1213 |  | 1600 | -387 | 76 | []
BG_CO_00002 | N-1 400kV Sofia Zapad - Chervena Mogila ck. 2 | [MK-GR] 400 kV Bitola-Meliti | XFL_BI11_GMELIT11_1:line | 1204 |  | 1600 | -396 | 75 | []
BG_CO_00009 | N-1 400kV Maritsa Iztok 2Â - Maritsa Iztok 3 | [MK-GR] 400 kV Bitola-Meliti | XFL_BI11_GMELIT11_1:line | 1197 |  | 1600 | -403 | 75 | []
TR_CO_00001 | N-1 400 kV Habitabat NGCC -Babaeski | [MK-GR] 400 kV Bitola-Meliti | XFL_BI11_GMELIT11_1:line | 1196 |  | 1600 | -404 | 75 | []
BG_TR_CO_00002 | N-1 400kV Maritsa 3 - Hamitabat 2 | [MK-GR] 400 kV Bitola-Meliti | XFL_BI11_GMELIT11_1:line | 1194 |  | 1600 | -406 | 75 | []
BG_RS_CO_00001 | N-1 400kV Sofia Zapad - Nis Â | [MK-GR] 400 kV Bitola-Meliti | XFL_BI11_GMELIT11_1:line | 1193 |  | 1600 | -407 | 75 | []
BG_TR_CO_00001 | N-1 400kV Maritsa 3 - Hamitabat 1 | [MK-GR] 400 kV Bitola-Meliti | XFL_BI11_GMELIT11_1:line | 1193 |  | 1600 | -407 | 75 | []
BC | Base Case | [MK-GR] 400 kV Bitola-Meliti | XFL_BI11_GMELIT11_1:line | 1192 |  | 1600 | -408 | 74 | []
BG_CO_00012 | Â N-1 400kV Varna - Burgas | [MK-GR] 400 kV Bitola-Meliti | XFL_BI11_GMELIT11_1:line | 1192 |  | 1600 | -408 | 74 | []
BG_CO_00010 | N-1 400kV Maritsa Iztok â Maritsa Iztok 3 | [MK-GR] 400 kV Bitola-Meliti | XFL_BI11_GMELIT11_1:line | 1191 |  | 1600 | -409 | 74 | []
BG_CO_00016 | N-1 400kV Kozloduy - Sofia Zapad ck.2 | [MK-GR] 400 kV Bitola-Meliti | XFL_BI11_GMELIT11_1:line | 1189 |  | 1600 | -411 | 74 | []
BG_CO_00013 | N-1 400kV Burgas â Maritsa Iztok 2 | [MK-GR] 400 kV Bitola-Meliti | XFL_BI11_GMELIT11_1:line | 1185 |  | 1600 | -415 | 74 | []
GR_CO_00005 | N-1 400 kV Thessaloniki-Lagadas ck.2 | [MK-GR] 400 kV Bitola-Meliti | XFL_BI11_GMELIT11_1:line | 1185 |  | 1600 | -415 | 74 | []
BG_CO_00011 | N-1 400kV Maritsa Iztok - Plovdiv | [MK-GR] 400 kV Bitola-Meliti | XFL_BI11_GMELIT11_1:line | 1185 |  | 1600 | -415 | 74 | []
BG_CO_00006, BG_CO_00008 | N-1 400kV Plovdiv - Vetren , N-1 400kV Plovdiv - Vetren | [MK-GR] 400 kV Bitola-Meliti | XFL_BI11_GMELIT11_1:line | 1184 |  | 1600 | -416 | 74 | []
BG_CO_00007 | N-1 400kV Vetren - Chervena Mogila | [MK-GR] 400 kV Bitola-Meliti | XFL_BI11_GMELIT11_1:line | 1183 |  | 1600 | -417 | 74 | []
RS_KS_CO_00002 | N-1 400 kV Kosovo B-Nis 2 | [MK-GR] 400 kV Bitola-Meliti | XFL_BI11_GMELIT11_1:line | 1182 |  | 1600 | -418 | 74 | []
KS_ME_CO_00001 | N-1 400 kV Pec 3-Ribarevina | [MK-GR] 400 kV Bitola-Meliti | XFL_BI11_GMELIT11_1:line | 1161 |  | 1600 | -439 | 73 | []
RS_CO_00003 | N-1 400 kV Vranje 4 âLeskovac 2 | [MK-GR] 400 kV Bitola-Meliti | XFL_BI11_GMELIT11_1:line | 1160 |  | 1600 | -440 | 73 | []
RS_MK_00001 | N-1 400 kV Vranje 4 -Stip | [MK-GR] 400 kV Bitola-Meliti | XFL_BI11_GMELIT11_1:line | 1158 |  | 1600 | -442 | 72 | []
RS_CO_00004 | N-1 400 kV Nis 2 âLeskovac 2 | [MK-GR] 400 kV Bitola-Meliti | XFL_BI11_GMELIT11_1:line | 1155 |  | 1600 | -445 | 72 | []

## 2130Preventive
Detailed results
Generated at: | 2024-01-19 21:11
Business day: | 21.01.2024
Timestamp: | 21:30
Border & direction: | North-Greece Importing
Horizon: | 2D
Remedial actions: | true
Evaluation type: | PREVENTIVE
TTC [MW]: | 2815
Fallback applied | false
Loading threshold | 0.7
Applied RAs
CO ID | RA ID | Name of the RA | Usage | Type | Location | Status
Limiting CNECs
CO ID | Name of the CO | Name of the CNE | CNE UCTE branch | Calculated I (A) | I max (PRE) | I max (CUR) | Margin (A) | Loading (%) | Applicable curative RAs
AL_GR_CO_00001 | N-1 400 kV Zemplak-Kardia | [MK-GR] 400 kV Bitola-Meliti | XFL_BI11_GMELIT11_1:line | 1598 | 1600 | 1600 | -2 | 100 | []
BG_CO_00001 | N-1 400kV Chervena Mogila - Blagoevgrad ck. 2 | [MK-GR] 400 kV Bitola-Meliti | XFL_BI11_GMELIT11_1:line | 1522 | 1600 | 1600 | -78 | 95 | []
AL_CO_00002 | N-1 400 kV Elbasan 2-Zemlak | [MK-GR] 400 kV Bitola-Meliti | XFL_BI11_GMELIT11_1:line | 1491 | 1600 | 1600 | -109 | 93 | []
MK_GR_CO_00002 | N-1 400 kV Dubrovo-Thessaloniki | [MK-GR] 400 kV Bitola-Meliti | XFL_BI11_GMELIT11_1:line | 1483 | 1600 | 1600 | -117 | 93 | []
GR_CO_00001 | N-1 400 kV Filippoi-Nea Santa ck.2 | [MK-GR] 400 kV Bitola-Meliti | XFL_BI11_GMELIT11_1:line | 1466 | 1600 | 1600 | -134 | 92 | []
BG_GR_CO_00001 | N-1 400 kV Blagoevgrad-Thessaloniki | [MK-GR] 400 kV Bitola-Meliti | XFL_BI11_GMELIT11_1:line | 1446 | 1600 | 1600 | -154 | 90 | []
GR_CO_00002 | N-1 400 kV Filippoi-Lagadas ck.2 | [MK-GR] 400 kV Bitola-Meliti | XFL_BI11_GMELIT11_1:line | 1366 | 1600 | 1600 | -234 | 85 | []
AL_CO_00001 | N-1 400 kV Elbasan 2-Tirana 2 | [MK-GR] 400 kV Bitola-Meliti | XFL_BI11_GMELIT11_1:line | 1339 | 1600 | 1600 | -261 | 84 | []
GR_CO_00004 | N-1 400 kV Amideo-Lagadas ck.2 | [MK-GR] 400 kV Bitola-Meliti | XFL_BI11_GMELIT11_1:line | 1319 | 1600 | 1600 | -281 | 82 | []
BG_GR_CO_00002 | N-1 400 kV Maritsa Iztok-Nea Santa | [MK-GR] 400 kV Bitola-Meliti | XFL_BI11_GMELIT11_1:line | 1302 | 1600 | 1600 | -298 | 81 | []
TR_GR_CO_00001 | N-1 400 kV Babaeski-N Santa | [MK-GR] 400 kV Bitola-Meliti | XFL_BI11_GMELIT11_1:line | 1299 | 1600 | 1600 | -301 | 81 | []
AL_ME_CO_00001 | N-1 400 kV Tirana 2âPodgorica 2 | [MK-GR] 400 kV Bitola-Meliti | XFL_BI11_GMELIT11_1:line | 1274 | 1600 | 1600 | -326 | 80 | []
BG_CO_00002 | N-1 400kV Sofia Zapad - Chervena Mogila ck. 2 | [MK-GR] 400 kV Bitola-Meliti | XFL_BI11_GMELIT11_1:line | 1267 | 1600 | 1600 | -333 | 79 | []
BG_CO_00009 | N-1 400kV Maritsa Iztok 2Â - Maritsa Iztok 3 | [MK-GR] 400 kV Bitola-Meliti | XFL_BI11_GMELIT11_1:line | 1261 | 1600 | 1600 | -339 | 79 | []
TR_CO_00001 | N-1 400 kV Habitabat NGCC -Babaeski | [MK-GR] 400 kV Bitola-Meliti | XFL_BI11_GMELIT11_1:line | 1259 | 1600 | 1600 | -341 | 79 | []
BG_TR_CO_00002 | N-1 400kV Maritsa 3 - Hamitabat 2 | [MK-GR] 400 kV Bitola-Meliti | XFL_BI11_GMELIT11_1:line | 1257 | 1600 | 1600 | -343 | 79 | []
BG_TR_CO_00001 | N-1 400kV Maritsa 3 - Hamitabat 1 | [MK-GR] 400 kV Bitola-Meliti | XFL_BI11_GMELIT11_1:line | 1256 | 1600 | 1600 | -344 | 79 | []
BG_CO_00012 | Â N-1 400kV Varna - Burgas | [MK-GR] 400 kV Bitola-Meliti | XFL_BI11_GMELIT11_1:line | 1255 | 1600 | 1600 | -345 | 78 | []
BC | Base Case | [MK-GR] 400 kV Bitola-Meliti | XFL_BI11_GMELIT11_1:line | 1255 | 1600 | 1600 | -345 | 78 | []
BG_CO_00010 | N-1 400kV Maritsa Iztok â Maritsa Iztok 3 | [MK-GR] 400 kV Bitola-Meliti | XFL_BI11_GMELIT11_1:line | 1255 | 1600 | 1600 | -345 | 78 | []
BG_CO_00016 | N-1 400kV Kozloduy - Sofia Zapad ck.2 | [MK-GR] 400 kV Bitola-Meliti | XFL_BI11_GMELIT11_1:line | 1251 | 1600 | 1600 | -349 | 78 | []
BG_CO_00013 | N-1 400kV Burgas â Maritsa Iztok 2 | [MK-GR] 400 kV Bitola-Meliti | XFL_BI11_GMELIT11_1:line | 1249 | 1600 | 1600 | -351 | 78 | []
BG_RS_CO_00001 | N-1 400kV Sofia Zapad - Nis Â | [MK-GR] 400 kV Bitola-Meliti | XFL_BI11_GMELIT11_1:line | 1247 | 1600 | 1600 | -353 | 78 | []
BG_CO_00011 | N-1 400kV Maritsa Iztok - Plovdiv | [MK-GR] 400 kV Bitola-Meliti | XFL_BI11_GMELIT11_1:line | 1247 | 1600 | 1600 | -353 | 78 | []
BG_CO_00005, BG_CO_00007 | N-1 400kV Vetren - Chervena Mogila , N-1 400kV Vetren - Chervena Mogila | [MK-GR] 400 kV Bitola-Meliti | XFL_BI11_GMELIT11_1:line | 1246 | 1600 | 1600 | -354 | 78 | []
BG_CO_00006, BG_CO_00008 | N-1 400kV Plovdiv - Vetren , N-1 400kV Plovdiv - Vetren | [MK-GR] 400 kV Bitola-Meliti | XFL_BI11_GMELIT11_1:line | 1244 | 1600 | 1600 | -356 | 78 | []
RS_KS_CO_00002 | N-1 400 kV Kosovo B-Nis 2 | [MK-GR] 400 kV Bitola-Meliti | XFL_BI11_GMELIT11_1:line | 1243 | 1600 | 1600 | -357 | 78 | []
KS_ME_CO_00001 | N-1 400 kV Pec 3-Ribarevina | [MK-GR] 400 kV Bitola-Meliti | XFL_BI11_GMELIT11_1:line | 1233 | 1600 | 1600 | -367 | 77 | []
GR_CO_00005 | N-1 400 kV Thessaloniki-Lagadas ck.2 | [MK-GR] 400 kV Bitola-Meliti | XFL_BI11_GMELIT11_1:line | 1232 | 1600 | 1600 | -368 | 77 | []
RS_CO_00003 | N-1 400 kV Vranje 4 âLeskovac 2 | [MK-GR] 400 kV Bitola-Meliti | XFL_BI11_GMELIT11_1:line | 1227 | 1600 | 1600 | -373 | 77 | []
RS_MK_00001 | N-1 400 kV Vranje 4 -Stip | [MK-GR] 400 kV Bitola-Meliti | XFL_BI11_GMELIT11_1:line | 1225 | 1600 | 1600 | -375 | 77 | []
RS_CO_00004 | N-1 400 kV Nis 2 âLeskovac 2 | [MK-GR] 400 kV Bitola-Meliti | XFL_BI11_GMELIT11_1:line | 1221 | 1600 | 1600 | -379 | 76 | []
MK_CO_00003 | N-1 400 kV Skopje 4 âSkopje 5 | [MK-GR] 400 kV Bitola-Meliti | XFL_BI11_GMELIT11_1:line | 1197 | 1600 | 1600 | -403 | 75 | []
MK_KS_CO_00001 | N-1 400 kV Skopje 5 âUrosevac | [MK-GR] 400 kV Bitola-Meliti | XFL_BI11_GMELIT11_1:line | 1154 | 1600 | 1600 | -446 | 72 | []
KS_CO_00001 | N-1 400 kV Kosovo B-Urosevac | [MK-GR] 400 kV Bitola-Meliti | XFL_BI11_GMELIT11_1:line | 1136 | 1600 | 1600 | -464 | 71 | []
MK_CO_00001 | N-1 400 kV Bitola-Dubrovo | [MK-GR] 400 kV Bitola-Meliti | XFL_BI11_GMELIT11_1:line | 1133 | 1600 | 1600 | -467 | 71 | []
BG_MK_CO_00001 | N-1 400kV Chervena Mogila - Stip Â | [MK-GR] 400 kV Bitola-Meliti | XFL_BI11_GMELIT11_1:line | 1129 | 1600 | 1600 | -471 | 71 | []

## 2130Curative
Detailed results
Generated at: | 2024-01-19 21:11
Business day: | 21.01.2024
Timestamp: | 21:30
Border & direction: | North-Greece Importing
Horizon: | 2D
Remedial actions: | true
Evaluation type: | CURATIVE
TTC [MW]: | 2815
Fallback applied | false
Loading threshold | 0.7
Applied RAs
CO ID | RA ID | Name of the RA | Usage | Type | Location | Status
Limiting CNECs
CO ID | Name of the CO | Name of the CNE | CNE UCTE branch | Calculated I (A) | I max (PRE) | I max (CUR) | Margin (A) | Loading (%) | Applicable curative RAs
AL_GR_CO_00001 | N-1 400 kV Zemplak-Kardia | [MK-GR] 400 kV Bitola-Meliti | XFL_BI11_GMELIT11_1:line | 1598 |  | 1600 | -2 | 100 | []
BG_CO_00001 | N-1 400kV Chervena Mogila - Blagoevgrad ck. 2 | [MK-GR] 400 kV Bitola-Meliti | XFL_BI11_GMELIT11_1:line | 1522 |  | 1600 | -78 | 95 | []
AL_CO_00002 | N-1 400 kV Elbasan 2-Zemlak | [MK-GR] 400 kV Bitola-Meliti | XFL_BI11_GMELIT11_1:line | 1491 |  | 1600 | -109 | 93 | []
MK_GR_CO_00002 | N-1 400 kV Dubrovo-Thessaloniki | [MK-GR] 400 kV Bitola-Meliti | XFL_BI11_GMELIT11_1:line | 1483 |  | 1600 | -117 | 93 | []
GR_CO_00001 | N-1 400 kV Filippoi-Nea Santa ck.2 | [MK-GR] 400 kV Bitola-Meliti | XFL_BI11_GMELIT11_1:line | 1466 |  | 1600 | -134 | 92 | []
BG_GR_CO_00001 | N-1 400 kV Blagoevgrad-Thessaloniki | [MK-GR] 400 kV Bitola-Meliti | XFL_BI11_GMELIT11_1:line | 1446 |  | 1600 | -154 | 90 | []
GR_CO_00002 | N-1 400 kV Filippoi-Lagadas ck.2 | [MK-GR] 400 kV Bitola-Meliti | XFL_BI11_GMELIT11_1:line | 1366 |  | 1600 | -234 | 85 | []
AL_CO_00001 | N-1 400 kV Elbasan 2-Tirana 2 | [MK-GR] 400 kV Bitola-Meliti | XFL_BI11_GMELIT11_1:line | 1339 |  | 1600 | -261 | 84 | []
GR_CO_00004 | N-1 400 kV Amideo-Lagadas ck.2 | [MK-GR] 400 kV Bitola-Meliti | XFL_BI11_GMELIT11_1:line | 1319 |  | 1600 | -281 | 82 | []
BG_GR_CO_00002 | N-1 400 kV Maritsa Iztok-Nea Santa | [MK-GR] 400 kV Bitola-Meliti | XFL_BI11_GMELIT11_1:line | 1302 |  | 1600 | -298 | 81 | []
TR_GR_CO_00001 | N-1 400 kV Babaeski-N Santa | [MK-GR] 400 kV Bitola-Meliti | XFL_BI11_GMELIT11_1:line | 1299 |  | 1600 | -301 | 81 | []
AL_ME_CO_00001 | N-1 400 kV Tirana 2âPodgorica 2 | [MK-GR] 400 kV Bitola-Meliti | XFL_BI11_GMELIT11_1:line | 1274 |  | 1600 | -326 | 80 | []
BG_CO_00002 | N-1 400kV Sofia Zapad - Chervena Mogila ck. 2 | [MK-GR] 400 kV Bitola-Meliti | XFL_BI11_GMELIT11_1:line | 1267 |  | 1600 | -333 | 79 | []
BG_CO_00009 | N-1 400kV Maritsa Iztok 2Â - Maritsa Iztok 3 | [MK-GR] 400 kV Bitola-Meliti | XFL_BI11_GMELIT11_1:line | 1261 |  | 1600 | -339 | 79 | []
TR_CO_00001 | N-1 400 kV Habitabat NGCC -Babaeski | [MK-GR] 400 kV Bitola-Meliti | XFL_BI11_GMELIT11_1:line | 1259 |  | 1600 | -341 | 79 | []
BG_TR_CO_00002 | N-1 400kV Maritsa 3 - Hamitabat 2 | [MK-GR] 400 kV Bitola-Meliti | XFL_BI11_GMELIT11_1:line | 1257 |  | 1600 | -343 | 79 | []
BG_TR_CO_00001 | N-1 400kV Maritsa 3 - Hamitabat 1 | [MK-GR] 400 kV Bitola-Meliti | XFL_BI11_GMELIT11_1:line | 1256 |  | 1600 | -344 | 79 | []
BG_CO_00012 | Â N-1 400kV Varna - Burgas | [MK-GR] 400 kV Bitola-Meliti | XFL_BI11_GMELIT11_1:line | 1255 |  | 1600 | -345 | 78 | []
BC | Base Case | [MK-GR] 400 kV Bitola-Meliti | XFL_BI11_GMELIT11_1:line | 1255 |  | 1600 | -345 | 78 | []
BG_CO_00010 | N-1 400kV Maritsa Iztok â Maritsa Iztok 3 | [MK-GR] 400 kV Bitola-Meliti | XFL_BI11_GMELIT11_1:line | 1255 |  | 1600 | -345 | 78 | []
BG_CO_00016 | N-1 400kV Kozloduy - Sofia Zapad ck.2 | [MK-GR] 400 kV Bitola-Meliti | XFL_BI11_GMELIT11_1:line | 1251 |  | 1600 | -349 | 78 | []
BG_CO_00013 | N-1 400kV Burgas â Maritsa Iztok 2 | [MK-GR] 400 kV Bitola-Meliti | XFL_BI11_GMELIT11_1:line | 1249 |  | 1600 | -351 | 78 | []
BG_RS_CO_00001 | N-1 400kV Sofia Zapad - Nis Â | [MK-GR] 400 kV Bitola-Meliti | XFL_BI11_GMELIT11_1:line | 1247 |  | 1600 | -353 | 78 | []
BG_CO_00011 | N-1 400kV Maritsa Iztok - Plovdiv | [MK-GR] 400 kV Bitola-Meliti | XFL_BI11_GMELIT11_1:line | 1247 |  | 1600 | -353 | 78 | []
BG_CO_00005, BG_CO_00007 | N-1 400kV Vetren - Chervena Mogila , N-1 400kV Vetren - Chervena Mogila | [MK-GR] 400 kV Bitola-Meliti | XFL_BI11_GMELIT11_1:line | 1246 |  | 1600 | -354 | 78 | []
BG_CO_00006, BG_CO_00008 | N-1 400kV Plovdiv - Vetren , N-1 400kV Plovdiv - Vetren | [MK-GR] 400 kV Bitola-Meliti | XFL_BI11_GMELIT11_1:line | 1244 |  | 1600 | -356 | 78 | []
RS_KS_CO_00002 | N-1 400 kV Kosovo B-Nis 2 | [MK-GR] 400 kV Bitola-Meliti | XFL_BI11_GMELIT11_1:line | 1243 |  | 1600 | -357 | 78 | []
KS_ME_CO_00001 | N-1 400 kV Pec 3-Ribarevina | [MK-GR] 400 kV Bitola-Meliti | XFL_BI11_GMELIT11_1:line | 1233 |  | 1600 | -367 | 77 | []
GR_CO_00005 | N-1 400 kV Thessaloniki-Lagadas ck.2 | [MK-GR] 400 kV Bitola-Meliti | XFL_BI11_GMELIT11_1:line | 1232 |  | 1600 | -368 | 77 | []
RS_CO_00003 | N-1 400 kV Vranje 4 âLeskovac 2 | [MK-GR] 400 kV Bitola-Meliti | XFL_BI11_GMELIT11_1:line | 1227 |  | 1600 | -373 | 77 | []
RS_MK_00001 | N-1 400 kV Vranje 4 -Stip | [MK-GR] 400 kV Bitola-Meliti | XFL_BI11_GMELIT11_1:line | 1225 |  | 1600 | -375 | 77 | []
RS_CO_00004 | N-1 400 kV Nis 2 âLeskovac 2 | [MK-GR] 400 kV Bitola-Meliti | XFL_BI11_GMELIT11_1:line | 1221 |  | 1600 | -379 | 76 | []
MK_CO_00003 | N-1 400 kV Skopje 4 âSkopje 5 | [MK-GR] 400 kV Bitola-Meliti | XFL_BI11_GMELIT11_1:line | 1197 |  | 1600 | -403 | 75 | []
MK_KS_CO_00001 | N-1 400 kV Skopje 5 âUrosevac | [MK-GR] 400 kV Bitola-Meliti | XFL_BI11_GMELIT11_1:line | 1154 |  | 1600 | -446 | 72 | []
KS_CO_00001 | N-1 400 kV Kosovo B-Urosevac | [MK-GR] 400 kV Bitola-Meliti | XFL_BI11_GMELIT11_1:line | 1136 |  | 1600 | -464 | 71 | []
MK_CO_00001 | N-1 400 kV Bitola-Dubrovo | [MK-GR] 400 kV Bitola-Meliti | XFL_BI11_GMELIT11_1:line | 1133 |  | 1600 | -467 | 71 | []
BG_MK_CO_00001 | N-1 400kV Chervena Mogila - Stip Â | [MK-GR] 400 kV Bitola-Meliti | XFL_BI11_GMELIT11_1:line | 1129 |  | 1600 | -471 | 71 | []

## 2230Preventive
Detailed results
Generated at: | 2024-01-19 21:11
Business day: | 21.01.2024
Timestamp: | 22:30
Border & direction: | North-Greece Importing
Horizon: | 2D
Remedial actions: | true
Evaluation type: | PREVENTIVE
TTC [MW]: | 2832
Fallback applied | false
Loading threshold | 0.7
Applied RAs
CO ID | RA ID | Name of the RA | Usage | Type | Location | Status
Limiting CNECs
CO ID | Name of the CO | Name of the CNE | CNE UCTE branch | Calculated I (A) | I max (PRE) | I max (CUR) | Margin (A) | Loading (%) | Applicable curative RAs
AL_GR_CO_00001 | N-1 400 kV Zemplak-Kardia | [MK-GR] 400 kV Bitola-Meliti | XFL_BI11_GMELIT11_1:line | 1590 | 1600 | 1600 | -10 | 99 | []
BG_CO_00001 | N-1 400kV Chervena Mogila - Blagoevgrad ck. 2 | [MK-GR] 400 kV Bitola-Meliti | XFL_BI11_GMELIT11_1:line | 1519 | 1600 | 1600 | -81 | 95 | []
AL_CO_00002 | N-1 400 kV Elbasan 2-Zemlak | [MK-GR] 400 kV Bitola-Meliti | XFL_BI11_GMELIT11_1:line | 1470 | 1600 | 1600 | -130 | 92 | []
MK_GR_CO_00002 | N-1 400 kV Dubrovo-Thessaloniki | [MK-GR] 400 kV Bitola-Meliti | XFL_BI11_GMELIT11_1:line | 1461 | 1600 | 1600 | -139 | 91 | []
GR_CO_00001 | N-1 400 kV Filippoi-Nea Santa ck.2 | [MK-GR] 400 kV Bitola-Meliti | XFL_BI11_GMELIT11_1:line | 1450 | 1600 | 1600 | -150 | 91 | []
BG_GR_CO_00001 | N-1 400 kV Blagoevgrad-Thessaloniki | [MK-GR] 400 kV Bitola-Meliti | XFL_BI11_GMELIT11_1:line | 1445 | 1600 | 1600 | -155 | 90 | []
GR_CO_00002 | N-1 400 kV Filippoi-Lagadas ck.2 | [MK-GR] 400 kV Bitola-Meliti | XFL_BI11_GMELIT11_1:line | 1358 | 1600 | 1600 | -242 | 85 | []
AL_CO_00001 | N-1 400 kV Elbasan 2-Tirana 2 | [MK-GR] 400 kV Bitola-Meliti | XFL_BI11_GMELIT11_1:line | 1328 | 1600 | 1600 | -272 | 83 | []
GR_CO_00004 | N-1 400 kV Amideo-Lagadas ck.2 | [MK-GR] 400 kV Bitola-Meliti | XFL_BI11_GMELIT11_1:line | 1313 | 1600 | 1600 | -287 | 82 | []
BG_GR_CO_00002 | N-1 400 kV Maritsa Iztok-Nea Santa | [MK-GR] 400 kV Bitola-Meliti | XFL_BI11_GMELIT11_1:line | 1293 | 1600 | 1600 | -307 | 81 | []
TR_GR_CO_00001 | N-1 400 kV Babaeski-N Santa | [MK-GR] 400 kV Bitola-Meliti | XFL_BI11_GMELIT11_1:line | 1285 | 1600 | 1600 | -315 | 80 | []
AL_ME_CO_00001 | N-1 400 kV Tirana 2âPodgorica 2 | [MK-GR] 400 kV Bitola-Meliti | XFL_BI11_GMELIT11_1:line | 1266 | 1600 | 1600 | -334 | 79 | []
BG_CO_00002 | N-1 400kV Sofia Zapad - Chervena Mogila ck. 2 | [MK-GR] 400 kV Bitola-Meliti | XFL_BI11_GMELIT11_1:line | 1254 | 1600 | 1600 | -346 | 78 | []
TR_CO_00001 | N-1 400 kV Habitabat NGCC -Babaeski | [MK-GR] 400 kV Bitola-Meliti | XFL_BI11_GMELIT11_1:line | 1250 | 1600 | 1600 | -350 | 78 | []
BG_CO_00009 | N-1 400kV Maritsa Iztok 2Â - Maritsa Iztok 3 | [MK-GR] 400 kV Bitola-Meliti | XFL_BI11_GMELIT11_1:line | 1249 | 1600 | 1600 | -351 | 78 | []
BG_TR_CO_00002 | N-1 400kV Maritsa 3 - Hamitabat 2 | [MK-GR] 400 kV Bitola-Meliti | XFL_BI11_GMELIT11_1:line | 1245 | 1600 | 1600 | -355 | 78 | []
BG_TR_CO_00001 | N-1 400kV Maritsa 3 - Hamitabat 1 | [MK-GR] 400 kV Bitola-Meliti | XFL_BI11_GMELIT11_1:line | 1244 | 1600 | 1600 | -356 | 78 | []
BG_CO_00012 | Â N-1 400kV Varna - Burgas | [MK-GR] 400 kV Bitola-Meliti | XFL_BI11_GMELIT11_1:line | 1243 | 1600 | 1600 | -357 | 78 | []
BC | Base Case | [MK-GR] 400 kV Bitola-Meliti | XFL_BI11_GMELIT11_1:line | 1243 | 1600 | 1600 | -357 | 78 | []
BG_CO_00010 | N-1 400kV Maritsa Iztok â Maritsa Iztok 3 | [MK-GR] 400 kV Bitola-Meliti | XFL_BI11_GMELIT11_1:line | 1243 | 1600 | 1600 | -357 | 78 | []
BG_CO_00013 | N-1 400kV Burgas â Maritsa Iztok 2 | [MK-GR] 400 kV Bitola-Meliti | XFL_BI11_GMELIT11_1:line | 1238 | 1600 | 1600 | -362 | 77 | []
BG_CO_00016 | N-1 400kV Kozloduy - Sofia Zapad ck.2 | [MK-GR] 400 kV Bitola-Meliti | XFL_BI11_GMELIT11_1:line | 1238 | 1600 | 1600 | -362 | 77 | []
BG_CO_00011 | N-1 400kV Maritsa Iztok - Plovdiv | [MK-GR] 400 kV Bitola-Meliti | XFL_BI11_GMELIT11_1:line | 1235 | 1600 | 1600 | -365 | 77 | []
BG_RS_CO_00001 | N-1 400kV Sofia Zapad - Nis Â | [MK-GR] 400 kV Bitola-Meliti | XFL_BI11_GMELIT11_1:line | 1233 | 1600 | 1600 | -367 | 77 | []
BG_CO_00007 | N-1 400kV Vetren - Chervena Mogila | [MK-GR] 400 kV Bitola-Meliti | XFL_BI11_GMELIT11_1:line | 1232 | 1600 | 1600 | -368 | 77 | []
BG_CO_00006, BG_CO_00008 | N-1 400kV Plovdiv - Vetren , N-1 400kV Plovdiv - Vetren | [MK-GR] 400 kV Bitola-Meliti | XFL_BI11_GMELIT11_1:line | 1232 | 1600 | 1600 | -368 | 77 | []
RS_KS_CO_00002 | N-1 400 kV Kosovo B-Nis 2 | [MK-GR] 400 kV Bitola-Meliti | XFL_BI11_GMELIT11_1:line | 1228 | 1600 | 1600 | -372 | 77 | []
KS_ME_CO_00001 | N-1 400 kV Pec 3-Ribarevina | [MK-GR] 400 kV Bitola-Meliti | XFL_BI11_GMELIT11_1:line | 1216 | 1600 | 1600 | -384 | 76 | []
RS_CO_00003 | N-1 400 kV Vranje 4 âLeskovac 2 | [MK-GR] 400 kV Bitola-Meliti | XFL_BI11_GMELIT11_1:line | 1212 | 1600 | 1600 | -388 | 76 | []
GR_CO_00005 | N-1 400 kV Thessaloniki-Lagadas ck.2 | [MK-GR] 400 kV Bitola-Meliti | XFL_BI11_GMELIT11_1:line | 1211 | 1600 | 1600 | -389 | 76 | []
RS_MK_00001 | N-1 400 kV Vranje 4 -Stip | [MK-GR] 400 kV Bitola-Meliti | XFL_BI11_GMELIT11_1:line | 1210 | 1600 | 1600 | -390 | 76 | []
RS_CO_00004 | N-1 400 kV Nis 2 âLeskovac 2 | [MK-GR] 400 kV Bitola-Meliti | XFL_BI11_GMELIT11_1:line | 1206 | 1600 | 1600 | -394 | 75 | []
MK_CO_00003 | N-1 400 kV Skopje 4 âSkopje 5 | [MK-GR] 400 kV Bitola-Meliti | XFL_BI11_GMELIT11_1:line | 1189 | 1600 | 1600 | -411 | 74 | []
MK_KS_CO_00001 | N-1 400 kV Skopje 5 âUrosevac | [MK-GR] 400 kV Bitola-Meliti | XFL_BI11_GMELIT11_1:line | 1137 | 1600 | 1600 | -463 | 71 | []

## 2230Curative
Detailed results
Generated at: | 2024-01-19 21:11
Business day: | 21.01.2024
Timestamp: | 22:30
Border & direction: | North-Greece Importing
Horizon: | 2D
Remedial actions: | true
Evaluation type: | CURATIVE
TTC [MW]: | 2832
Fallback applied | false
Loading threshold | 0.7
Applied RAs
CO ID | RA ID | Name of the RA | Usage | Type | Location | Status
Limiting CNECs
CO ID | Name of the CO | Name of the CNE | CNE UCTE branch | Calculated I (A) | I max (PRE) | I max (CUR) | Margin (A) | Loading (%) | Applicable curative RAs
AL_GR_CO_00001 | N-1 400 kV Zemplak-Kardia | [MK-GR] 400 kV Bitola-Meliti | XFL_BI11_GMELIT11_1:line | 1590 |  | 1600 | -10 | 99 | []
BG_CO_00001 | N-1 400kV Chervena Mogila - Blagoevgrad ck. 2 | [MK-GR] 400 kV Bitola-Meliti | XFL_BI11_GMELIT11_1:line | 1519 |  | 1600 | -81 | 95 | []
AL_CO_00002 | N-1 400 kV Elbasan 2-Zemlak | [MK-GR] 400 kV Bitola-Meliti | XFL_BI11_GMELIT11_1:line | 1470 |  | 1600 | -130 | 92 | []
MK_GR_CO_00002 | N-1 400 kV Dubrovo-Thessaloniki | [MK-GR] 400 kV Bitola-Meliti | XFL_BI11_GMELIT11_1:line | 1461 |  | 1600 | -139 | 91 | []
GR_CO_00001 | N-1 400 kV Filippoi-Nea Santa ck.2 | [MK-GR] 400 kV Bitola-Meliti | XFL_BI11_GMELIT11_1:line | 1450 |  | 1600 | -150 | 91 | []
BG_GR_CO_00001 | N-1 400 kV Blagoevgrad-Thessaloniki | [MK-GR] 400 kV Bitola-Meliti | XFL_BI11_GMELIT11_1:line | 1445 |  | 1600 | -155 | 90 | []
GR_CO_00002 | N-1 400 kV Filippoi-Lagadas ck.2 | [MK-GR] 400 kV Bitola-Meliti | XFL_BI11_GMELIT11_1:line | 1358 |  | 1600 | -242 | 85 | []
AL_CO_00001 | N-1 400 kV Elbasan 2-Tirana 2 | [MK-GR] 400 kV Bitola-Meliti | XFL_BI11_GMELIT11_1:line | 1328 |  | 1600 | -272 | 83 | []
GR_CO_00004 | N-1 400 kV Amideo-Lagadas ck.2 | [MK-GR] 400 kV Bitola-Meliti | XFL_BI11_GMELIT11_1:line | 1313 |  | 1600 | -287 | 82 | []
BG_GR_CO_00002 | N-1 400 kV Maritsa Iztok-Nea Santa | [MK-GR] 400 kV Bitola-Meliti | XFL_BI11_GMELIT11_1:line | 1293 |  | 1600 | -307 | 81 | []
TR_GR_CO_00001 | N-1 400 kV Babaeski-N Santa | [MK-GR] 400 kV Bitola-Meliti | XFL_BI11_GMELIT11_1:line | 1285 |  | 1600 | -315 | 80 | []
AL_ME_CO_00001 | N-1 400 kV Tirana 2âPodgorica 2 | [MK-GR] 400 kV Bitola-Meliti | XFL_BI11_GMELIT11_1:line | 1266 |  | 1600 | -334 | 79 | []
BG_CO_00002 | N-1 400kV Sofia Zapad - Chervena Mogila ck. 2 | [MK-GR] 400 kV Bitola-Meliti | XFL_BI11_GMELIT11_1:line | 1254 |  | 1600 | -346 | 78 | []
TR_CO_00001 | N-1 400 kV Habitabat NGCC -Babaeski | [MK-GR] 400 kV Bitola-Meliti | XFL_BI11_GMELIT11_1:line | 1250 |  | 1600 | -350 | 78 | []
BG_CO_00009 | N-1 400kV Maritsa Iztok 2Â - Maritsa Iztok 3 | [MK-GR] 400 kV Bitola-Meliti | XFL_BI11_GMELIT11_1:line | 1249 |  | 1600 | -351 | 78 | []
BG_TR_CO_00002 | N-1 400kV Maritsa 3 - Hamitabat 2 | [MK-GR] 400 kV Bitola-Meliti | XFL_BI11_GMELIT11_1:line | 1245 |  | 1600 | -355 | 78 | []
BG_TR_CO_00001 | N-1 400kV Maritsa 3 - Hamitabat 1 | [MK-GR] 400 kV Bitola-Meliti | XFL_BI11_GMELIT11_1:line | 1244 |  | 1600 | -356 | 78 | []
BG_CO_00012 | Â N-1 400kV Varna - Burgas | [MK-GR] 400 kV Bitola-Meliti | XFL_BI11_GMELIT11_1:line | 1243 |  | 1600 | -357 | 78 | []
BC | Base Case | [MK-GR] 400 kV Bitola-Meliti | XFL_BI11_GMELIT11_1:line | 1243 |  | 1600 | -357 | 78 | []
BG_CO_00010 | N-1 400kV Maritsa Iztok â Maritsa Iztok 3 | [MK-GR] 400 kV Bitola-Meliti | XFL_BI11_GMELIT11_1:line | 1243 |  | 1600 | -357 | 78 | []
BG_CO_00013 | N-1 400kV Burgas â Maritsa Iztok 2 | [MK-GR] 400 kV Bitola-Meliti | XFL_BI11_GMELIT11_1:line | 1238 |  | 1600 | -362 | 77 | []
BG_CO_00016 | N-1 400kV Kozloduy - Sofia Zapad ck.2 | [MK-GR] 400 kV Bitola-Meliti | XFL_BI11_GMELIT11_1:line | 1238 |  | 1600 | -362 | 77 | []
BG_CO_00011 | N-1 400kV Maritsa Iztok - Plovdiv | [MK-GR] 400 kV Bitola-Meliti | XFL_BI11_GMELIT11_1:line | 1235 |  | 1600 | -365 | 77 | []
BG_RS_CO_00001 | N-1 400kV Sofia Zapad - Nis Â | [MK-GR] 400 kV Bitola-Meliti | XFL_BI11_GMELIT11_1:line | 1233 |  | 1600 | -367 | 77 | []
BG_CO_00007 | N-1 400kV Vetren - Chervena Mogila | [MK-GR] 400 kV Bitola-Meliti | XFL_BI11_GMELIT11_1:line | 1232 |  | 1600 | -368 | 77 | []
BG_CO_00006, BG_CO_00008 | N-1 400kV Plovdiv - Vetren , N-1 400kV Plovdiv - Vetren | [MK-GR] 400 kV Bitola-Meliti | XFL_BI11_GMELIT11_1:line | 1232 |  | 1600 | -368 | 77 | []
RS_KS_CO_00002 | N-1 400 kV Kosovo B-Nis 2 | [MK-GR] 400 kV Bitola-Meliti | XFL_BI11_GMELIT11_1:line | 1228 |  | 1600 | -372 | 77 | []
KS_ME_CO_00001 | N-1 400 kV Pec 3-Ribarevina | [MK-GR] 400 kV Bitola-Meliti | XFL_BI11_GMELIT11_1:line | 1216 |  | 1600 | -384 | 76 | []
RS_CO_00003 | N-1 400 kV Vranje 4 âLeskovac 2 | [MK-GR] 400 kV Bitola-Meliti | XFL_BI11_GMELIT11_1:line | 1212 |  | 1600 | -388 | 76 | []
GR_CO_00005 | N-1 400 kV Thessaloniki-Lagadas ck.2 | [MK-GR] 400 kV Bitola-Meliti | XFL_BI11_GMELIT11_1:line | 1211 |  | 1600 | -389 | 76 | []
RS_MK_00001 | N-1 400 kV Vranje 4 -Stip | [MK-GR] 400 kV Bitola-Meliti | XFL_BI11_GMELIT11_1:line | 1210 |  | 1600 | -390 | 76 | []
RS_CO_00004 | N-1 400 kV Nis 2 âLeskovac 2 | [MK-GR] 400 kV Bitola-Meliti | XFL_BI11_GMELIT11_1:line | 1206 |  | 1600 | -394 | 75 | []
MK_CO_00003 | N-1 400 kV Skopje 4 âSkopje 5 | [MK-GR] 400 kV Bitola-Meliti | XFL_BI11_GMELIT11_1:line | 1189 |  | 1600 | -411 | 74 | []
MK_KS_CO_00001 | N-1 400 kV Skopje 5 âUrosevac | [MK-GR] 400 kV Bitola-Meliti | XFL_BI11_GMELIT11_1:line | 1137 |  | 1600 | -463 | 71 | []

## 2330Preventive
Detailed results
Generated at: | 2024-01-19 21:11
Business day: | 21.01.2024
Timestamp: | 23:30
Border & direction: | North-Greece Importing
Horizon: | 2D
Remedial actions: | true
Evaluation type: | PREVENTIVE
TTC [MW]: | 2938
Fallback applied | false
Loading threshold | 0.7
Applied RAs
CO ID | RA ID | Name of the RA | Usage | Type | Location | Status
Limiting CNECs
CO ID | Name of the CO | Name of the CNE | CNE UCTE branch | Calculated I (A) | I max (PRE) | I max (CUR) | Margin (A) | Loading (%) | Applicable curative RAs
AL_GR_CO_00001 | N-1 400 kV Zemplak-Kardia | [MK-GR] 400 kV Bitola-Meliti | XFL_BI11_GMELIT11_1:line | 1598 | 1600 | 1600 | -2 | 100 | []
BG_CO_00001 | N-1 400kV Chervena Mogila - Blagoevgrad ck. 2 | [MK-GR] 400 kV Bitola-Meliti | XFL_BI11_GMELIT11_1:line | 1539 | 1600 | 1600 | -61 | 96 | []
GR_CO_00001 | N-1 400 kV Filippoi-Nea Santa ck.2 | [MK-GR] 400 kV Bitola-Meliti | XFL_BI11_GMELIT11_1:line | 1488 | 1600 | 1600 | -112 | 93 | []
BG_GR_CO_00001 | N-1 400 kV Blagoevgrad-Thessaloniki | [MK-GR] 400 kV Bitola-Meliti | XFL_BI11_GMELIT11_1:line | 1478 | 1600 | 1600 | -122 | 92 | []
AL_CO_00002 | N-1 400 kV Elbasan 2-Zemlak | [MK-GR] 400 kV Bitola-Meliti | XFL_BI11_GMELIT11_1:line | 1473 | 1600 | 1600 | -127 | 92 | []
MK_GR_CO_00002 | N-1 400 kV Dubrovo-Thessaloniki | [MK-GR] 400 kV Bitola-Meliti | XFL_BI11_GMELIT11_1:line | 1470 | 1600 | 1600 | -130 | 92 | []
GR_CO_00002 | N-1 400 kV Filippoi-Lagadas ck.2 | [MK-GR] 400 kV Bitola-Meliti | XFL_BI11_GMELIT11_1:line | 1391 | 1600 | 1600 | -209 | 87 | []
GR_CO_00004 | N-1 400 kV Amideo-Lagadas ck.2 | [MK-GR] 400 kV Bitola-Meliti | XFL_BI11_GMELIT11_1:line | 1337 | 1600 | 1600 | -263 | 84 | []
AL_CO_00001 | N-1 400 kV Elbasan 2-Tirana 2 | [MK-GR] 400 kV Bitola-Meliti | XFL_BI11_GMELIT11_1:line | 1335 | 1600 | 1600 | -265 | 83 | []
BG_GR_CO_00002 | N-1 400 kV Maritsa Iztok-Nea Santa | [MK-GR] 400 kV Bitola-Meliti | XFL_BI11_GMELIT11_1:line | 1316 | 1600 | 1600 | -284 | 82 | []
TR_GR_CO_00001 | N-1 400 kV Babaeski-N Santa | [MK-GR] 400 kV Bitola-Meliti | XFL_BI11_GMELIT11_1:line | 1307 | 1600 | 1600 | -293 | 82 | []
AL_ME_CO_00001 | N-1 400 kV Tirana 2âPodgorica 2 | [MK-GR] 400 kV Bitola-Meliti | XFL_BI11_GMELIT11_1:line | 1278 | 1600 | 1600 | -322 | 80 | []
BG_CO_00002 | N-1 400kV Sofia Zapad - Chervena Mogila ck. 2 | [MK-GR] 400 kV Bitola-Meliti | XFL_BI11_GMELIT11_1:line | 1272 | 1600 | 1600 | -328 | 79 | []
TR_CO_00001 | N-1 400 kV Habitabat NGCC -Babaeski | [MK-GR] 400 kV Bitola-Meliti | XFL_BI11_GMELIT11_1:line | 1266 | 1600 | 1600 | -334 | 79 | []
BG_CO_00009 | N-1 400kV Maritsa Iztok 2Â - Maritsa Iztok 3 | [MK-GR] 400 kV Bitola-Meliti | XFL_BI11_GMELIT11_1:line | 1266 | 1600 | 1600 | -334 | 79 | []
BG_TR_CO_00002 | N-1 400kV Maritsa 3 - Hamitabat 2 | [MK-GR] 400 kV Bitola-Meliti | XFL_BI11_GMELIT11_1:line | 1263 | 1600 | 1600 | -337 | 79 | []
BG_TR_CO_00001 | N-1 400kV Maritsa 3 - Hamitabat 1 | [MK-GR] 400 kV Bitola-Meliti | XFL_BI11_GMELIT11_1:line | 1262 | 1600 | 1600 | -338 | 79 | []
BC | Base Case | [MK-GR] 400 kV Bitola-Meliti | XFL_BI11_GMELIT11_1:line | 1260 | 1600 | 1600 | -340 | 79 | []
BG_CO_00012 | Â N-1 400kV Varna - Burgas | [MK-GR] 400 kV Bitola-Meliti | XFL_BI11_GMELIT11_1:line | 1260 | 1600 | 1600 | -340 | 79 | []
BG_CO_00010 | N-1 400kV Maritsa Iztok â Maritsa Iztok 3 | [MK-GR] 400 kV Bitola-Meliti | XFL_BI11_GMELIT11_1:line | 1260 | 1600 | 1600 | -340 | 79 | []
BG_CO_00016 | N-1 400kV Kozloduy - Sofia Zapad ck.2 | [MK-GR] 400 kV Bitola-Meliti | XFL_BI11_GMELIT11_1:line | 1255 | 1600 | 1600 | -345 | 78 | []
BG_CO_00013 | N-1 400kV Burgas â Maritsa Iztok 2 | [MK-GR] 400 kV Bitola-Meliti | XFL_BI11_GMELIT11_1:line | 1255 | 1600 | 1600 | -345 | 78 | []
BG_CO_00011 | N-1 400kV Maritsa Iztok - Plovdiv | [MK-GR] 400 kV Bitola-Meliti | XFL_BI11_GMELIT11_1:line | 1251 | 1600 | 1600 | -349 | 78 | []
BG_CO_00005, BG_CO_00007 | N-1 400kV Vetren - Chervena Mogila , N-1 400kV Vetren - Chervena Mogila | [MK-GR] 400 kV Bitola-Meliti | XFL_BI11_GMELIT11_1:line | 1247 | 1600 | 1600 | -353 | 78 | []
RS_KS_CO_00002 | N-1 400 kV Kosovo B-Nis 2 | [MK-GR] 400 kV Bitola-Meliti | XFL_BI11_GMELIT11_1:line | 1245 | 1600 | 1600 | -355 | 78 | []
BG_CO_00006, BG_CO_00008 | N-1 400kV Plovdiv - Vetren , N-1 400kV Plovdiv - Vetren | [MK-GR] 400 kV Bitola-Meliti | XFL_BI11_GMELIT11_1:line | 1245 | 1600 | 1600 | -355 | 78 | []
BG_RS_CO_00001 | N-1 400kV Sofia Zapad - Nis Â | [MK-GR] 400 kV Bitola-Meliti | XFL_BI11_GMELIT11_1:line | 1243 | 1600 | 1600 | -357 | 78 | []
KS_ME_CO_00001 | N-1 400 kV Pec 3-Ribarevina | [MK-GR] 400 kV Bitola-Meliti | XFL_BI11_GMELIT11_1:line | 1240 | 1600 | 1600 | -360 | 77 | []
RS_CO_00003 | N-1 400 kV Vranje 4 âLeskovac 2 | [MK-GR] 400 kV Bitola-Meliti | XFL_BI11_GMELIT11_1:line | 1232 | 1600 | 1600 | -368 | 77 | []
RS_MK_00001 | N-1 400 kV Vranje 4 -Stip | [MK-GR] 400 kV Bitola-Meliti | XFL_BI11_GMELIT11_1:line | 1231 | 1600 | 1600 | -369 | 77 | []
RS_CO_00004 | N-1 400 kV Nis 2 âLeskovac 2 | [MK-GR] 400 kV Bitola-Meliti | XFL_BI11_GMELIT11_1:line | 1225 | 1600 | 1600 | -375 | 77 | []
GR_CO_00005 | N-1 400 kV Thessaloniki-Lagadas ck.2 | [MK-GR] 400 kV Bitola-Meliti | XFL_BI11_GMELIT11_1:line | 1219 | 1600 | 1600 | -381 | 76 | []
MK_CO_00003 | N-1 400 kV Skopje 4 âSkopje 5 | [MK-GR] 400 kV Bitola-Meliti | XFL_BI11_GMELIT11_1:line | 1212 | 1600 | 1600 | -388 | 76 | []
MK_KS_CO_00001 | N-1 400 kV Skopje 5 âUrosevac | [MK-GR] 400 kV Bitola-Meliti | XFL_BI11_GMELIT11_1:line | 1167 | 1600 | 1600 | -433 | 73 | []
KS_CO_00001 | N-1 400 kV Kosovo B-Urosevac | [MK-GR] 400 kV Bitola-Meliti | XFL_BI11_GMELIT11_1:line | 1142 | 1600 | 1600 | -458 | 71 | []
MK_CO_00001 | N-1 400 kV Bitola-Dubrovo | [MK-GR] 400 kV Bitola-Meliti | XFL_BI11_GMELIT11_1:line | 1134 | 1600 | 1600 | -466 | 71 | []

## 2330Curative
Detailed results
Generated at: | 2024-01-19 21:11
Business day: | 21.01.2024
Timestamp: | 23:30
Border & direction: | North-Greece Importing
Horizon: | 2D
Remedial actions: | true
Evaluation type: | CURATIVE
TTC [MW]: | 2938
Fallback applied | false
Loading threshold | 0.7
Applied RAs
CO ID | RA ID | Name of the RA | Usage | Type | Location | Status
Limiting CNECs
CO ID | Name of the CO | Name of the CNE | CNE UCTE branch | Calculated I (A) | I max (PRE) | I max (CUR) | Margin (A) | Loading (%) | Applicable curative RAs
AL_GR_CO_00001 | N-1 400 kV Zemplak-Kardia | [MK-GR] 400 kV Bitola-Meliti | XFL_BI11_GMELIT11_1:line | 1598 |  | 1600 | -2 | 100 | []
BG_CO_00001 | N-1 400kV Chervena Mogila - Blagoevgrad ck. 2 | [MK-GR] 400 kV Bitola-Meliti | XFL_BI11_GMELIT11_1:line | 1539 |  | 1600 | -61 | 96 | []
GR_CO_00001 | N-1 400 kV Filippoi-Nea Santa ck.2 | [MK-GR] 400 kV Bitola-Meliti | XFL_BI11_GMELIT11_1:line | 1488 |  | 1600 | -112 | 93 | []
BG_GR_CO_00001 | N-1 400 kV Blagoevgrad-Thessaloniki | [MK-GR] 400 kV Bitola-Meliti | XFL_BI11_GMELIT11_1:line | 1478 |  | 1600 | -122 | 92 | []
AL_CO_00002 | N-1 400 kV Elbasan 2-Zemlak | [MK-GR] 400 kV Bitola-Meliti | XFL_BI11_GMELIT11_1:line | 1473 |  | 1600 | -127 | 92 | []
MK_GR_CO_00002 | N-1 400 kV Dubrovo-Thessaloniki | [MK-GR] 400 kV Bitola-Meliti | XFL_BI11_GMELIT11_1:line | 1470 |  | 1600 | -130 | 92 | []
GR_CO_00002 | N-1 400 kV Filippoi-Lagadas ck.2 | [MK-GR] 400 kV Bitola-Meliti | XFL_BI11_GMELIT11_1:line | 1391 |  | 1600 | -209 | 87 | []
GR_CO_00004 | N-1 400 kV Amideo-Lagadas ck.2 | [MK-GR] 400 kV Bitola-Meliti | XFL_BI11_GMELIT11_1:line | 1337 |  | 1600 | -263 | 84 | []
AL_CO_00001 | N-1 400 kV Elbasan 2-Tirana 2 | [MK-GR] 400 kV Bitola-Meliti | XFL_BI11_GMELIT11_1:line | 1335 |  | 1600 | -265 | 83 | []
BG_GR_CO_00002 | N-1 400 kV Maritsa Iztok-Nea Santa | [MK-GR] 400 kV Bitola-Meliti | XFL_BI11_GMELIT11_1:line | 1316 |  | 1600 | -284 | 82 | []
TR_GR_CO_00001 | N-1 400 kV Babaeski-N Santa | [MK-GR] 400 kV Bitola-Meliti | XFL_BI11_GMELIT11_1:line | 1307 |  | 1600 | -293 | 82 | []
AL_ME_CO_00001 | N-1 400 kV Tirana 2âPodgorica 2 | [MK-GR] 400 kV Bitola-Meliti | XFL_BI11_GMELIT11_1:line | 1278 |  | 1600 | -322 | 80 | []
BG_CO_00002 | N-1 400kV Sofia Zapad - Chervena Mogila ck. 2 | [MK-GR] 400 kV Bitola-Meliti | XFL_BI11_GMELIT11_1:line | 1272 |  | 1600 | -328 | 79 | []
TR_CO_00001 | N-1 400 kV Habitabat NGCC -Babaeski | [MK-GR] 400 kV Bitola-Meliti | XFL_BI11_GMELIT11_1:line | 1266 |  | 1600 | -334 | 79 | []
BG_CO_00009 | N-1 400kV Maritsa Iztok 2Â - Maritsa Iztok 3 | [MK-GR] 400 kV Bitola-Meliti | XFL_BI11_GMELIT11_1:line | 1266 |  | 1600 | -334 | 79 | []
BG_TR_CO_00002 | N-1 400kV Maritsa 3 - Hamitabat 2 | [MK-GR] 400 kV Bitola-Meliti | XFL_BI11_GMELIT11_1:line | 1263 |  | 1600 | -337 | 79 | []
BG_TR_CO_00001 | N-1 400kV Maritsa 3 - Hamitabat 1 | [MK-GR] 400 kV Bitola-Meliti | XFL_BI11_GMELIT11_1:line | 1262 |  | 1600 | -338 | 79 | []
BC | Base Case | [MK-GR] 400 kV Bitola-Meliti | XFL_BI11_GMELIT11_1:line | 1260 |  | 1600 | -340 | 79 | []
BG_CO_00012 | Â N-1 400kV Varna - Burgas | [MK-GR] 400 kV Bitola-Meliti | XFL_BI11_GMELIT11_1:line | 1260 |  | 1600 | -340 | 79 | []
BG_CO_00010 | N-1 400kV Maritsa Iztok â Maritsa Iztok 3 | [MK-GR] 400 kV Bitola-Meliti | XFL_BI11_GMELIT11_1:line | 1260 |  | 1600 | -340 | 79 | []
BG_CO_00016 | N-1 400kV Kozloduy - Sofia Zapad ck.2 | [MK-GR] 400 kV Bitola-Meliti | XFL_BI11_GMELIT11_1:line | 1255 |  | 1600 | -345 | 78 | []
BG_CO_00013 | N-1 400kV Burgas â Maritsa Iztok 2 | [MK-GR] 400 kV Bitola-Meliti | XFL_BI11_GMELIT11_1:line | 1255 |  | 1600 | -345 | 78 | []
BG_CO_00011 | N-1 400kV Maritsa Iztok - Plovdiv | [MK-GR] 400 kV Bitola-Meliti | XFL_BI11_GMELIT11_1:line | 1251 |  | 1600 | -349 | 78 | []
BG_CO_00005, BG_CO_00007 | N-1 400kV Vetren - Chervena Mogila , N-1 400kV Vetren - Chervena Mogila | [MK-GR] 400 kV Bitola-Meliti | XFL_BI11_GMELIT11_1:line | 1247 |  | 1600 | -353 | 78 | []
RS_KS_CO_00002 | N-1 400 kV Kosovo B-Nis 2 | [MK-GR] 400 kV Bitola-Meliti | XFL_BI11_GMELIT11_1:line | 1245 |  | 1600 | -355 | 78 | []
BG_CO_00006, BG_CO_00008 | N-1 400kV Plovdiv - Vetren , N-1 400kV Plovdiv - Vetren | [MK-GR] 400 kV Bitola-Meliti | XFL_BI11_GMELIT11_1:line | 1245 |  | 1600 | -355 | 78 | []
BG_RS_CO_00001 | N-1 400kV Sofia Zapad - Nis Â | [MK-GR] 400 kV Bitola-Meliti | XFL_BI11_GMELIT11_1:line | 1243 |  | 1600 | -357 | 78 | []
KS_ME_CO_00001 | N-1 400 kV Pec 3-Ribarevina | [MK-GR] 400 kV Bitola-Meliti | XFL_BI11_GMELIT11_1:line | 1240 |  | 1600 | -360 | 77 | []
RS_CO_00003 | N-1 400 kV Vranje 4 âLeskovac 2 | [MK-GR] 400 kV Bitola-Meliti | XFL_BI11_GMELIT11_1:line | 1232 |  | 1600 | -368 | 77 | []
RS_MK_00001 | N-1 400 kV Vranje 4 -Stip | [MK-GR] 400 kV Bitola-Meliti | XFL_BI11_GMELIT11_1:line | 1231 |  | 1600 | -369 | 77 | []
RS_CO_00004 | N-1 400 kV Nis 2 âLeskovac 2 | [MK-GR] 400 kV Bitola-Meliti | XFL_BI11_GMELIT11_1:line | 1225 |  | 1600 | -375 | 77 | []
GR_CO_00005 | N-1 400 kV Thessaloniki-Lagadas ck.2 | [MK-GR] 400 kV Bitola-Meliti | XFL_BI11_GMELIT11_1:line | 1219 |  | 1600 | -381 | 76 | []
MK_CO_00003 | N-1 400 kV Skopje 4 âSkopje 5 | [MK-GR] 400 kV Bitola-Meliti | XFL_BI11_GMELIT11_1:line | 1212 |  | 1600 | -388 | 76 | []
MK_KS_CO_00001 | N-1 400 kV Skopje 5 âUrosevac | [MK-GR] 400 kV Bitola-Meliti | XFL_BI11_GMELIT11_1:line | 1167 |  | 1600 | -433 | 73 | []
KS_CO_00001 | N-1 400 kV Kosovo B-Urosevac | [MK-GR] 400 kV Bitola-Meliti | XFL_BI11_GMELIT11_1:line | 1142 |  | 1600 | -458 | 71 | []
MK_CO_00001 | N-1 400 kV Bitola-Dubrovo | [MK-GR] 400 kV Bitola-Meliti | XFL_BI11_GMELIT11_1:line | 1134 |  | 1600 | -466 | 71 | []