## 0030Preventive
Detailed results
Generated at: | 2024-01-24 19:17
Business day: | 25.01.2024
Timestamp: | 00:30
Border & direction: | North-Greece Exporting
Horizon: | DA
Remedial actions: | true
Evaluation type: | PREVENTIVE
TTC [MW]: | 2402
Fallback applied | false
Loading threshold | 0.7
Applied RAs
CO ID | RA ID | Name of the RA | Usage | Type | Location | Status
Limiting CNECs
CO ID | Name of the CO | Name of the CNE | CNE UCTE branch | Calculated I (A) | I max (PRE) | I max (CUR) | Margin (A) | Loading (%) | Applicable curative RAs
AL_GR_CO_00001 | N-1 400 kV Zemplak-Kardia | [MK-GR] 400 kV Bitola-Meliti | XFL_BI11_GMELIT11_1:line | 1594 | 1600 | 1600 | -6 | 100 | []
MK_GR_CO_00002 | N-1 400 kV Dubrovo-Thessaloniki | [MK-GR] 400 kV Bitola-Meliti | XFL_BI11_GMELIT11_1:line | 1531 | 1600 | 1600 | -69 | 96 | []
AL_CO_00002 | N-1 400 kV Elbasan 2-Zemlak | [MK-GR] 400 kV Bitola-Meliti | XFL_BI11_GMELIT11_1:line | 1511 | 1600 | 1600 | -89 | 94 | []
KS_CO_00001 | N-1 400 kV Kosovo B-Urosevac | [MK-GR] 400 kV Bitola-Meliti | XFL_BI11_GMELIT11_1:line | 1406 | 1600 | 1600 | -194 | 88 | []
BG_GR_CO_00001 | N-1 400 kV Blagoevgrad - Thessaloniki | [MK-GR] 400 kV Bitola-Meliti | XFL_BI11_GMELIT11_1:line | 1377 | 1600 | 1600 | -223 | 86 | []
GR_CO_00004 | N-1 400 kV Amideo-Lagadas ck.2 | [MK-GR] 400 kV Bitola-Meliti | XFL_BI11_GMELIT11_1:line | 1359 | 1600 | 1600 | -241 | 85 | []
MK_KS_CO_00001 | N-1 400 kV Skopje 5 âUrosevac | [MK-GR] 400 kV Bitola-Meliti | XFL_BI11_GMELIT11_1:line | 1357 | 1600 | 1600 | -243 | 85 | []
AL_CO_00001 | N-1 400 kV Elbasan 2-Tirana 2 | [MK-GR] 400 kV Bitola-Meliti | XFL_BI11_GMELIT11_1:line | 1356 | 1600 | 1600 | -244 | 85 | []
GR_CO_00002 | N-1 400 kV Filippoi-Lagadas ck.2 | [MK-GR] 400 kV Bitola-Meliti | XFL_BI11_GMELIT11_1:line | 1351 | 1600 | 1600 | -249 | 84 | []
GR_CO_00001 | N-1 400 kV Filippoi-Nea Santa ck.2 | [MK-GR] 400 kV Bitola-Meliti | XFL_BI11_GMELIT11_1:line | 1350 | 1600 | 1600 | -250 | 84 | []
RS_CO_00004 | N-1 400 kV Nis 2 âLeskovac 2 | [MK-GR] 400 kV Bitola-Meliti | XFL_BI11_GMELIT11_1:line | -1316 | 1600 | 1600 | -284 | 82 | []
TR_GR_CO_00001 | N-1 400 kV Babaeski-N Santa | [MK-GR] 400 kV Bitola-Meliti | XFL_BI11_GMELIT11_1:line | 1314 | 1600 | 1600 | -286 | 82 | []
BG_GR_CO_00002 | N-1 400kV MARITSA IZTOK-NEA SANTA-CK-1 | [MK-GR] 400 kV Bitola-Meliti | XFL_BI11_GMELIT11_1:line | 1311 | 1600 | 1600 | -289 | 82 | []
BG_MK_CO_00001 | N-1 400kV Chervena Mogila - Stip | [MK-GR] 400 kV Bitola-Meliti | XFL_BI11_GMELIT11_1:line | 1310 | 1600 | 1600 | -290 | 82 | []
RS_CO_00003 | N-1 400 kV Vranje 4 âLeskovac 2 | [MK-GR] 400 kV Bitola-Meliti | XFL_BI11_GMELIT11_1:line | 1306 | 1600 | 1600 | -294 | 82 | []
KS_ME_CO_00001 | N-1 400 kV Pec 3-Ribarevina | [MK-GR] 400 kV Bitola-Meliti | XFL_BI11_GMELIT11_1:line | 1305 | 1600 | 1600 | -295 | 82 | []
BG_CO_00001 | N-1 400kV Chervena Mogila - Blagoevgrad ck. 1 | [MK-GR] 400 kV Bitola-Meliti | XFL_BI11_GMELIT11_1:line | 1303 | 1600 | 1600 | -297 | 81 | []
RS_MK_00001 | N-1 400 kV Vranje 4 -Stip | [MK-GR] 400 kV Bitola-Meliti | XFL_BI11_GMELIT11_1:line | 1302 | 1600 | 1600 | -298 | 81 | []
RS_KS_CO_00002 | N-1 400 kV Kosovo B-Nis 2 | [MK-GR] 400 kV Bitola-Meliti | XFL_BI11_GMELIT11_1:line | 1299 | 1600 | 1600 | -301 | 81 | []
BG_CO_00016 | N-1 400kV Kozloduy - Sofia Zapad ck.2 | [MK-GR] 400 kV Bitola-Meliti | XFL_BI11_GMELIT11_1:line | 1293 | 1600 | 1600 | -307 | 81 | []
TR_CO_00001 | N-1 400 kV Habitabat NGCC -Babaeski | [MK-GR] 400 kV Bitola-Meliti | XFL_BI11_GMELIT11_1:line | 1289 | 1600 | 1600 | -311 | 81 | []
AL_ME_CO_00001 | N-1 400 kV Tirana 2âPodgorica 2 | [MK-GR] 400 kV Bitola-Meliti | XFL_BI11_GMELIT11_1:line | 1286 | 1600 | 1600 | -314 | 80 | []
BG_CO_00007 | N-1 400kV Maritsa Iztok - Plovdiv ck. 2 | [MK-GR] 400 kV Bitola-Meliti | XFL_BI11_GMELIT11_1:line | 1285 | 1600 | 1600 | -315 | 80 | []
BG_CO_00011 | N-1 400kV Maritsa Iztok - Plovdiv | [MK-GR] 400 kV Bitola-Meliti | XFL_BI11_GMELIT11_1:line | 1285 | 1600 | 1600 | -315 | 80 | []
BC | Base Case | [MK-GR] 400 kV Bitola-Meliti | XFL_BI11_GMELIT11_1:line | 1284 | 1600 | 1600 | -316 | 80 | []
IT_GR_CO_00001 | N-1 400 kV Galatina-Arachthos | [MK-GR] 400 kV Bitola-Meliti | XFL_BI11_GMELIT11_1:line | 1284 | 1600 | 1600 | -316 | 80 | []
BG_CO_00010 | N-1 400kV Maritsa Iztok â Maritsa Iztok 3 | [MK-GR] 400 kV Bitola-Meliti | XFL_BI11_GMELIT11_1:line | 1284 | 1600 | 1600 | -316 | 80 | []
BG_TR_CO_00001 | N-1 400kV Maritsa 3 - Hamitabat 1 | [MK-GR] 400 kV Bitola-Meliti | XFL_BI11_GMELIT11_1:line | 1283 | 1600 | 1600 | -317 | 80 | []
BG_CO_00013 | N-1 400kV Burgas â Maritsa Iztok 2 | [MK-GR] 400 kV Bitola-Meliti | XFL_BI11_GMELIT11_1:line | 1282 | 1600 | 1600 | -318 | 80 | []
BG_TR_CO_00002 | N-1 400kV Maritsa 3 - Hamitabat 2 | [MK-GR] 400 kV Bitola-Meliti | XFL_BI11_GMELIT11_1:line | 1282 | 1600 | 1600 | -318 | 80 | []
BG_CO_00012 | Â N-1 400kV Varna - Burgas | [MK-GR] 400 kV Bitola-Meliti | XFL_BI11_GMELIT11_1:line | 1280 | 1600 | 1600 | -320 | 80 | []
BG_CO_00002 | N-1 400kV Sofia Zapad - Chervena Mogila ck. 1 | [MK-GR] 400 kV Bitola-Meliti | XFL_BI11_GMELIT11_1:line | 1280 | 1600 | 1600 | -320 | 80 | []
BG_CO_00009 | N-1 400kV Maritsa Iztok 2Â - Maritsa Iztok 3 | [MK-GR] 400 kV Bitola-Meliti | XFL_BI11_GMELIT11_1:line | 1279 | 1600 | 1600 | -321 | 80 | []
BG_RS_CO_00001 | N-1 400kV Sofia Zapad - Nis Â | [MK-GR] 400 kV Bitola-Meliti | XFL_BI11_GMELIT11_1:line | 1272 | 1600 | 1600 | -328 | 79 | []
MK_CO_00002 | N-1 400 kV Dubrovo âStip | [MK-GR] 400 kV Bitola-Meliti | XFL_BI11_GMELIT11_1:line | 1269 | 1600 | 1600 | -331 | 79 | []
BG_CO_00006, BG_CO_00008 | N-1 400kV Plovdiv - Vetren , N-1 400kV Plovdiv - Vetren | [MK-GR] 400 kV Bitola-Meliti | XFL_BI11_GMELIT11_1:line | 1263 | 1600 | 1600 | -337 | 79 | []
GR_CO_00005 | N-1 400 kV Thessaloniki-Lagadas ck.2 | [MK-GR] 400 kV Bitola-Meliti | XFL_BI11_GMELIT11_1:line | -1215 | 1600 | 1600 | -385 | 76 | []
MK_CO_00003 | N-1 400 kV Skopje 4 âSkopje 5 | [MK-GR] 400 kV Bitola-Meliti | XFL_BI11_GMELIT11_1:line | -1210 | 1600 | 1600 | -390 | 76 | []

## 0030Curative
Detailed results
Generated at: | 2024-01-24 19:17
Business day: | 25.01.2024
Timestamp: | 00:30
Border & direction: | North-Greece Exporting
Horizon: | DA
Remedial actions: | true
Evaluation type: | CURATIVE
TTC [MW]: | 2402
Fallback applied | false
Loading threshold | 0.7
Applied RAs
CO ID | RA ID | Name of the RA | Usage | Type | Location | Status
Limiting CNECs
CO ID | Name of the CO | Name of the CNE | CNE UCTE branch | Calculated I (A) | I max (PRE) | I max (CUR) | Margin (A) | Loading (%) | Applicable curative RAs
AL_GR_CO_00001 | N-1 400 kV Zemplak-Kardia | [MK-GR] 400 kV Bitola-Meliti | XFL_BI11_GMELIT11_1:line | 1594 |  | 1600 | -6 | 100 | []
MK_GR_CO_00002 | N-1 400 kV Dubrovo-Thessaloniki | [MK-GR] 400 kV Bitola-Meliti | XFL_BI11_GMELIT11_1:line | 1531 |  | 1600 | -69 | 96 | []
AL_CO_00002 | N-1 400 kV Elbasan 2-Zemlak | [MK-GR] 400 kV Bitola-Meliti | XFL_BI11_GMELIT11_1:line | 1511 |  | 1600 | -89 | 94 | []
KS_CO_00001 | N-1 400 kV Kosovo B-Urosevac | [MK-GR] 400 kV Bitola-Meliti | XFL_BI11_GMELIT11_1:line | 1406 |  | 1600 | -194 | 88 | []
BG_GR_CO_00001 | N-1 400 kV Blagoevgrad - Thessaloniki | [MK-GR] 400 kV Bitola-Meliti | XFL_BI11_GMELIT11_1:line | 1377 |  | 1600 | -223 | 86 | []
GR_CO_00004 | N-1 400 kV Amideo-Lagadas ck.2 | [MK-GR] 400 kV Bitola-Meliti | XFL_BI11_GMELIT11_1:line | 1359 |  | 1600 | -241 | 85 | []
MK_KS_CO_00001 | N-1 400 kV Skopje 5 âUrosevac | [MK-GR] 400 kV Bitola-Meliti | XFL_BI11_GMELIT11_1:line | 1357 |  | 1600 | -243 | 85 | []
AL_CO_00001 | N-1 400 kV Elbasan 2-Tirana 2 | [MK-GR] 400 kV Bitola-Meliti | XFL_BI11_GMELIT11_1:line | 1356 |  | 1600 | -244 | 85 | []
GR_CO_00002 | N-1 400 kV Filippoi-Lagadas ck.2 | [MK-GR] 400 kV Bitola-Meliti | XFL_BI11_GMELIT11_1:line | 1351 |  | 1600 | -249 | 84 | []
GR_CO_00001 | N-1 400 kV Filippoi-Nea Santa ck.2 | [MK-GR] 400 kV Bitola-Meliti | XFL_BI11_GMELIT11_1:line | 1350 |  | 1600 | -250 | 84 | []
RS_CO_00004 | N-1 400 kV Nis 2 âLeskovac 2 | [MK-GR] 400 kV Bitola-Meliti | XFL_BI11_GMELIT11_1:line | -1316 |  | 1600 | -284 | 82 | []
TR_GR_CO_00001 | N-1 400 kV Babaeski-N Santa | [MK-GR] 400 kV Bitola-Meliti | XFL_BI11_GMELIT11_1:line | 1314 |  | 1600 | -286 | 82 | []
BG_GR_CO_00002 | N-1 400kV MARITSA IZTOK-NEA SANTA-CK-1 | [MK-GR] 400 kV Bitola-Meliti | XFL_BI11_GMELIT11_1:line | 1311 |  | 1600 | -289 | 82 | []
BG_MK_CO_00001 | N-1 400kV Chervena Mogila - Stip | [MK-GR] 400 kV Bitola-Meliti | XFL_BI11_GMELIT11_1:line | 1310 |  | 1600 | -290 | 82 | []
RS_CO_00003 | N-1 400 kV Vranje 4 âLeskovac 2 | [MK-GR] 400 kV Bitola-Meliti | XFL_BI11_GMELIT11_1:line | 1306 |  | 1600 | -294 | 82 | []
KS_ME_CO_00001 | N-1 400 kV Pec 3-Ribarevina | [MK-GR] 400 kV Bitola-Meliti | XFL_BI11_GMELIT11_1:line | 1305 |  | 1600 | -295 | 82 | []
BG_CO_00001 | N-1 400kV Chervena Mogila - Blagoevgrad ck. 1 | [MK-GR] 400 kV Bitola-Meliti | XFL_BI11_GMELIT11_1:line | 1303 |  | 1600 | -297 | 81 | []
RS_MK_00001 | N-1 400 kV Vranje 4 -Stip | [MK-GR] 400 kV Bitola-Meliti | XFL_BI11_GMELIT11_1:line | 1302 |  | 1600 | -298 | 81 | []
RS_KS_CO_00002 | N-1 400 kV Kosovo B-Nis 2 | [MK-GR] 400 kV Bitola-Meliti | XFL_BI11_GMELIT11_1:line | 1299 |  | 1600 | -301 | 81 | []
BG_CO_00016 | N-1 400kV Kozloduy - Sofia Zapad ck.2 | [MK-GR] 400 kV Bitola-Meliti | XFL_BI11_GMELIT11_1:line | 1293 |  | 1600 | -307 | 81 | []
TR_CO_00001 | N-1 400 kV Habitabat NGCC -Babaeski | [MK-GR] 400 kV Bitola-Meliti | XFL_BI11_GMELIT11_1:line | 1289 |  | 1600 | -311 | 81 | []
AL_ME_CO_00001 | N-1 400 kV Tirana 2âPodgorica 2 | [MK-GR] 400 kV Bitola-Meliti | XFL_BI11_GMELIT11_1:line | 1286 |  | 1600 | -314 | 80 | []
BG_CO_00007 | N-1 400kV Maritsa Iztok - Plovdiv ck. 2 | [MK-GR] 400 kV Bitola-Meliti | XFL_BI11_GMELIT11_1:line | 1285 |  | 1600 | -315 | 80 | []
BG_CO_00011 | N-1 400kV Maritsa Iztok - Plovdiv | [MK-GR] 400 kV Bitola-Meliti | XFL_BI11_GMELIT11_1:line | 1285 |  | 1600 | -315 | 80 | []
BC | Base Case | [MK-GR] 400 kV Bitola-Meliti | XFL_BI11_GMELIT11_1:line | 1284 |  | 1600 | -316 | 80 | []
IT_GR_CO_00001 | N-1 400 kV Galatina-Arachthos | [MK-GR] 400 kV Bitola-Meliti | XFL_BI11_GMELIT11_1:line | 1284 |  | 1600 | -316 | 80 | []
BG_CO_00010 | N-1 400kV Maritsa Iztok â Maritsa Iztok 3 | [MK-GR] 400 kV Bitola-Meliti | XFL_BI11_GMELIT11_1:line | 1284 |  | 1600 | -316 | 80 | []
BG_TR_CO_00001 | N-1 400kV Maritsa 3 - Hamitabat 1 | [MK-GR] 400 kV Bitola-Meliti | XFL_BI11_GMELIT11_1:line | 1283 |  | 1600 | -317 | 80 | []
BG_CO_00013 | N-1 400kV Burgas â Maritsa Iztok 2 | [MK-GR] 400 kV Bitola-Meliti | XFL_BI11_GMELIT11_1:line | 1282 |  | 1600 | -318 | 80 | []
BG_TR_CO_00002 | N-1 400kV Maritsa 3 - Hamitabat 2 | [MK-GR] 400 kV Bitola-Meliti | XFL_BI11_GMELIT11_1:line | 1282 |  | 1600 | -318 | 80 | []
BG_CO_00012 | Â N-1 400kV Varna - Burgas | [MK-GR] 400 kV Bitola-Meliti | XFL_BI11_GMELIT11_1:line | 1280 |  | 1600 | -320 | 80 | []
BG_CO_00002 | N-1 400kV Sofia Zapad - Chervena Mogila ck. 1 | [MK-GR] 400 kV Bitola-Meliti | XFL_BI11_GMELIT11_1:line | 1280 |  | 1600 | -320 | 80 | []
BG_CO_00009 | N-1 400kV Maritsa Iztok 2Â - Maritsa Iztok 3 | [MK-GR] 400 kV Bitola-Meliti | XFL_BI11_GMELIT11_1:line | 1279 |  | 1600 | -321 | 80 | []
BG_RS_CO_00001 | N-1 400kV Sofia Zapad - Nis Â | [MK-GR] 400 kV Bitola-Meliti | XFL_BI11_GMELIT11_1:line | 1272 |  | 1600 | -328 | 79 | []
MK_CO_00002 | N-1 400 kV Dubrovo âStip | [MK-GR] 400 kV Bitola-Meliti | XFL_BI11_GMELIT11_1:line | 1269 |  | 1600 | -331 | 79 | []
BG_CO_00006, BG_CO_00008 | N-1 400kV Plovdiv - Vetren , N-1 400kV Plovdiv - Vetren | [MK-GR] 400 kV Bitola-Meliti | XFL_BI11_GMELIT11_1:line | 1263 |  | 1600 | -337 | 79 | []
GR_CO_00005 | N-1 400 kV Thessaloniki-Lagadas ck.2 | [MK-GR] 400 kV Bitola-Meliti | XFL_BI11_GMELIT11_1:line | -1215 |  | 1600 | -385 | 76 | []
MK_CO_00003 | N-1 400 kV Skopje 4 âSkopje 5 | [MK-GR] 400 kV Bitola-Meliti | XFL_BI11_GMELIT11_1:line | -1210 |  | 1600 | -390 | 76 | []

## 0130Preventive
Detailed results
Generated at: | 2024-01-24 19:17
Business day: | 25.01.2024
Timestamp: | 01:30
Border & direction: | North-Greece Exporting
Horizon: | DA
Remedial actions: | true
Evaluation type: | PREVENTIVE
TTC [MW]: | 2414
Fallback applied | false
Loading threshold | 0.7
Applied RAs
CO ID | RA ID | Name of the RA | Usage | Type | Location | Status
Limiting CNECs
CO ID | Name of the CO | Name of the CNE | CNE UCTE branch | Calculated I (A) | I max (PRE) | I max (CUR) | Margin (A) | Loading (%) | Applicable curative RAs
AL_GR_CO_00001 | N-1 400 kV Zemplak-Kardia | [MK-GR] 400 kV Bitola-Meliti | XFL_BI11_GMELIT11_1:line | -1597 | 1600 | 1600 | -3 | 100 | []
MK_GR_CO_00002 | N-1 400 kV Dubrovo-Thessaloniki | [MK-GR] 400 kV Bitola-Meliti | XFL_BI11_GMELIT11_1:line | -1513 | 1600 | 1600 | -87 | 95 | []
AL_CO_00002 | N-1 400 kV Elbasan 2-Zemlak | [MK-GR] 400 kV Bitola-Meliti | XFL_BI11_GMELIT11_1:line | -1511 | 1600 | 1600 | -89 | 94 | []
KS_CO_00001 | N-1 400 kV Kosovo B-Urosevac | [MK-GR] 400 kV Bitola-Meliti | XFL_BI11_GMELIT11_1:line | -1397 | 1600 | 1600 | -203 | 87 | []
BG_GR_CO_00001 | N-1 400 kV Blagoevgrad - Thessaloniki | [MK-GR] 400 kV Bitola-Meliti | XFL_BI11_GMELIT11_1:line | -1379 | 1600 | 1600 | -221 | 86 | []
MK_KS_CO_00001 | N-1 400 kV Skopje 5 âUrosevac | [MK-GR] 400 kV Bitola-Meliti | XFL_BI11_GMELIT11_1:line | -1370 | 1600 | 1600 | -230 | 86 | []
GR_CO_00001 | N-1 400 kV Filippoi-Nea Santa ck.2 | [MK-GR] 400 kV Bitola-Meliti | XFL_BI11_GMELIT11_1:line | -1357 | 1600 | 1600 | -243 | 85 | []
GR_CO_00004 | N-1 400 kV Amideo-Lagadas ck.2 | [MK-GR] 400 kV Bitola-Meliti | XFL_BI11_GMELIT11_1:line | -1356 | 1600 | 1600 | -244 | 85 | []
GR_CO_00002 | N-1 400 kV Filippoi-Lagadas ck.2 | [MK-GR] 400 kV Bitola-Meliti | XFL_BI11_GMELIT11_1:line | -1348 | 1600 | 1600 | -252 | 84 | []
AL_CO_00001 | N-1 400 kV Elbasan 2-Tirana 2 | [MK-GR] 400 kV Bitola-Meliti | XFL_BI11_GMELIT11_1:line | -1341 | 1600 | 1600 | -259 | 84 | []
TR_GR_CO_00001 | N-1 400 kV Babaeski-N Santa | [MK-GR] 400 kV Bitola-Meliti | XFL_BI11_GMELIT11_1:line | -1305 | 1600 | 1600 | -295 | 82 | []
BG_GR_CO_00002 | N-1 400kV MARITSA IZTOK-NEA SANTA-CK-1 | [MK-GR] 400 kV Bitola-Meliti | XFL_BI11_GMELIT11_1:line | -1305 | 1600 | 1600 | -295 | 82 | []
BG_CO_00001 | N-1 400kV Chervena Mogila - Blagoevgrad ck. 1 | [MK-GR] 400 kV Bitola-Meliti | XFL_BI11_GMELIT11_1:line | -1302 | 1600 | 1600 | -298 | 81 | []
RS_CO_00004 | N-1 400 kV Nis 2 âLeskovac 2 | [MK-GR] 400 kV Bitola-Meliti | XFL_BI11_GMELIT11_1:line | -1302 | 1600 | 1600 | -298 | 81 | []
RS_CO_00003 | N-1 400 kV Vranje 4 âLeskovac 2 | [MK-GR] 400 kV Bitola-Meliti | XFL_BI11_GMELIT11_1:line | -1293 | 1600 | 1600 | -307 | 81 | []
RS_MK_00001 | N-1 400 kV Vranje 4 -Stip | [MK-GR] 400 kV Bitola-Meliti | XFL_BI11_GMELIT11_1:line | -1291 | 1600 | 1600 | -309 | 81 | []
BG_MK_CO_00001 | N-1 400kV Chervena Mogila - Stip | [MK-GR] 400 kV Bitola-Meliti | XFL_BI11_GMELIT11_1:line | -1287 | 1600 | 1600 | -313 | 80 | []
KS_ME_CO_00001 | N-1 400 kV Pec 3-Ribarevina | [MK-GR] 400 kV Bitola-Meliti | XFL_BI11_GMELIT11_1:line | -1286 | 1600 | 1600 | -314 | 80 | []
RS_KS_CO_00002 | N-1 400 kV Kosovo B-Nis 2 | [MK-GR] 400 kV Bitola-Meliti | XFL_BI11_GMELIT11_1:line | -1283 | 1600 | 1600 | -317 | 80 | []
BG_CO_00016 | N-1 400kV Kozloduy - Sofia Zapad ck.2 | [MK-GR] 400 kV Bitola-Meliti | XFL_BI11_GMELIT11_1:line | -1282 | 1600 | 1600 | -318 | 80 | []
TR_CO_00001 | N-1 400 kV Habitabat NGCC -Babaeski | [MK-GR] 400 kV Bitola-Meliti | XFL_BI11_GMELIT11_1:line | -1277 | 1600 | 1600 | -323 | 80 | []
AL_ME_CO_00001 | N-1 400 kV Tirana 2âPodgorica 2 | [MK-GR] 400 kV Bitola-Meliti | XFL_BI11_GMELIT11_1:line | -1276 | 1600 | 1600 | -324 | 80 | []
BG_CO_00007 | N-1 400kV Maritsa Iztok - Plovdiv ck. 2 | [MK-GR] 400 kV Bitola-Meliti | XFL_BI11_GMELIT11_1:line | -1273 | 1600 | 1600 | -327 | 80 | []
BG_CO_00011 | N-1 400kV Maritsa Iztok - Plovdiv | [MK-GR] 400 kV Bitola-Meliti | XFL_BI11_GMELIT11_1:line | -1272 | 1600 | 1600 | -328 | 80 | []
BC | Base Case | [MK-GR] 400 kV Bitola-Meliti | XFL_BI11_GMELIT11_1:line | -1272 | 1600 | 1600 | -328 | 79 | []
BG_CO_00010 | N-1 400kV Maritsa Iztok â Maritsa Iztok 3 | [MK-GR] 400 kV Bitola-Meliti | XFL_BI11_GMELIT11_1:line | -1271 | 1600 | 1600 | -329 | 79 | []
BG_TR_CO_00001 | N-1 400kV Maritsa 3 - Hamitabat 1 | [MK-GR] 400 kV Bitola-Meliti | XFL_BI11_GMELIT11_1:line | -1270 | 1600 | 1600 | -330 | 79 | []
BG_CO_00002 | N-1 400kV Sofia Zapad - Chervena Mogila ck. 1 | [MK-GR] 400 kV Bitola-Meliti | XFL_BI11_GMELIT11_1:line | -1270 | 1600 | 1600 | -330 | 79 | []
BG_CO_00013 | N-1 400kV Burgas â Maritsa Iztok 2 | [MK-GR] 400 kV Bitola-Meliti | XFL_BI11_GMELIT11_1:line | -1270 | 1600 | 1600 | -330 | 79 | []
BG_TR_CO_00002 | N-1 400kV Maritsa 3 - Hamitabat 2 | [MK-GR] 400 kV Bitola-Meliti | XFL_BI11_GMELIT11_1:line | -1270 | 1600 | 1600 | -330 | 79 | []
BG_CO_00012 | Â N-1 400kV Varna - Burgas | [MK-GR] 400 kV Bitola-Meliti | XFL_BI11_GMELIT11_1:line | -1267 | 1600 | 1600 | -333 | 79 | []
BG_CO_00009 | N-1 400kV Maritsa Iztok 2Â - Maritsa Iztok 3 | [MK-GR] 400 kV Bitola-Meliti | XFL_BI11_GMELIT11_1:line | -1267 | 1600 | 1600 | -333 | 79 | []
BG_RS_CO_00001 | N-1 400kV Sofia Zapad - Nis Â | [MK-GR] 400 kV Bitola-Meliti | XFL_BI11_GMELIT11_1:line | -1257 | 1600 | 1600 | -343 | 79 | []
MK_CO_00002 | N-1 400 kV Dubrovo âStip | [MK-GR] 400 kV Bitola-Meliti | XFL_BI11_GMELIT11_1:line | -1252 | 1600 | 1600 | -348 | 78 | []
BG_CO_00006, BG_CO_00008 | N-1 400kV Plovdiv - Vetren , N-1 400kV Plovdiv - Vetren | [MK-GR] 400 kV Bitola-Meliti | XFL_BI11_GMELIT11_1:line | -1249 | 1600 | 1600 | -351 | 78 | []
IT_GR_CO_00001 | N-1 400 kV Galatina-Arachthos | [MK-GR] 400 kV Bitola-Meliti | XFL_BI11_GMELIT11_1:line | -1208 | 1600 | 1600 | -392 | 76 | []
MK_CO_00003 | N-1 400 kV Skopje 4 âSkopje 5 | [MK-GR] 400 kV Bitola-Meliti | XFL_BI11_GMELIT11_1:line | -1206 | 1600 | 1600 | -394 | 75 | []
GR_CO_00005 | N-1 400 kV Thessaloniki-Lagadas ck.2 | [MK-GR] 400 kV Bitola-Meliti | XFL_BI11_GMELIT11_1:line | -1205 | 1600 | 1600 | -395 | 75 | []

## 0130Curative
Detailed results
Generated at: | 2024-01-24 19:17
Business day: | 25.01.2024
Timestamp: | 01:30
Border & direction: | North-Greece Exporting
Horizon: | DA
Remedial actions: | true
Evaluation type: | CURATIVE
TTC [MW]: | 2414
Fallback applied | false
Loading threshold | 0.7
Applied RAs
CO ID | RA ID | Name of the RA | Usage | Type | Location | Status
Limiting CNECs
CO ID | Name of the CO | Name of the CNE | CNE UCTE branch | Calculated I (A) | I max (PRE) | I max (CUR) | Margin (A) | Loading (%) | Applicable curative RAs
AL_GR_CO_00001 | N-1 400 kV Zemplak-Kardia | [MK-GR] 400 kV Bitola-Meliti | XFL_BI11_GMELIT11_1:line | -1597 |  | 1600 | -3 | 100 | []
MK_GR_CO_00002 | N-1 400 kV Dubrovo-Thessaloniki | [MK-GR] 400 kV Bitola-Meliti | XFL_BI11_GMELIT11_1:line | -1513 |  | 1600 | -87 | 95 | []
AL_CO_00002 | N-1 400 kV Elbasan 2-Zemlak | [MK-GR] 400 kV Bitola-Meliti | XFL_BI11_GMELIT11_1:line | -1511 |  | 1600 | -89 | 94 | []
KS_CO_00001 | N-1 400 kV Kosovo B-Urosevac | [MK-GR] 400 kV Bitola-Meliti | XFL_BI11_GMELIT11_1:line | -1397 |  | 1600 | -203 | 87 | []
BG_GR_CO_00001 | N-1 400 kV Blagoevgrad - Thessaloniki | [MK-GR] 400 kV Bitola-Meliti | XFL_BI11_GMELIT11_1:line | -1379 |  | 1600 | -221 | 86 | []
MK_KS_CO_00001 | N-1 400 kV Skopje 5 âUrosevac | [MK-GR] 400 kV Bitola-Meliti | XFL_BI11_GMELIT11_1:line | -1370 |  | 1600 | -230 | 86 | []
GR_CO_00001 | N-1 400 kV Filippoi-Nea Santa ck.2 | [MK-GR] 400 kV Bitola-Meliti | XFL_BI11_GMELIT11_1:line | -1357 |  | 1600 | -243 | 85 | []
GR_CO_00004 | N-1 400 kV Amideo-Lagadas ck.2 | [MK-GR] 400 kV Bitola-Meliti | XFL_BI11_GMELIT11_1:line | -1356 |  | 1600 | -244 | 85 | []
GR_CO_00002 | N-1 400 kV Filippoi-Lagadas ck.2 | [MK-GR] 400 kV Bitola-Meliti | XFL_BI11_GMELIT11_1:line | -1348 |  | 1600 | -252 | 84 | []
AL_CO_00001 | N-1 400 kV Elbasan 2-Tirana 2 | [MK-GR] 400 kV Bitola-Meliti | XFL_BI11_GMELIT11_1:line | -1341 |  | 1600 | -259 | 84 | []
TR_GR_CO_00001 | N-1 400 kV Babaeski-N Santa | [MK-GR] 400 kV Bitola-Meliti | XFL_BI11_GMELIT11_1:line | -1305 |  | 1600 | -295 | 82 | []
BG_GR_CO_00002 | N-1 400kV MARITSA IZTOK-NEA SANTA-CK-1 | [MK-GR] 400 kV Bitola-Meliti | XFL_BI11_GMELIT11_1:line | -1305 |  | 1600 | -295 | 82 | []
BG_CO_00001 | N-1 400kV Chervena Mogila - Blagoevgrad ck. 1 | [MK-GR] 400 kV Bitola-Meliti | XFL_BI11_GMELIT11_1:line | -1302 |  | 1600 | -298 | 81 | []
RS_CO_00004 | N-1 400 kV Nis 2 âLeskovac 2 | [MK-GR] 400 kV Bitola-Meliti | XFL_BI11_GMELIT11_1:line | -1302 |  | 1600 | -298 | 81 | []
RS_CO_00003 | N-1 400 kV Vranje 4 âLeskovac 2 | [MK-GR] 400 kV Bitola-Meliti | XFL_BI11_GMELIT11_1:line | -1293 |  | 1600 | -307 | 81 | []
RS_MK_00001 | N-1 400 kV Vranje 4 -Stip | [MK-GR] 400 kV Bitola-Meliti | XFL_BI11_GMELIT11_1:line | -1291 |  | 1600 | -309 | 81 | []
BG_MK_CO_00001 | N-1 400kV Chervena Mogila - Stip | [MK-GR] 400 kV Bitola-Meliti | XFL_BI11_GMELIT11_1:line | -1287 |  | 1600 | -313 | 80 | []
KS_ME_CO_00001 | N-1 400 kV Pec 3-Ribarevina | [MK-GR] 400 kV Bitola-Meliti | XFL_BI11_GMELIT11_1:line | -1286 |  | 1600 | -314 | 80 | []
RS_KS_CO_00002 | N-1 400 kV Kosovo B-Nis 2 | [MK-GR] 400 kV Bitola-Meliti | XFL_BI11_GMELIT11_1:line | -1283 |  | 1600 | -317 | 80 | []
BG_CO_00016 | N-1 400kV Kozloduy - Sofia Zapad ck.2 | [MK-GR] 400 kV Bitola-Meliti | XFL_BI11_GMELIT11_1:line | -1282 |  | 1600 | -318 | 80 | []
TR_CO_00001 | N-1 400 kV Habitabat NGCC -Babaeski | [MK-GR] 400 kV Bitola-Meliti | XFL_BI11_GMELIT11_1:line | -1277 |  | 1600 | -323 | 80 | []
AL_ME_CO_00001 | N-1 400 kV Tirana 2âPodgorica 2 | [MK-GR] 400 kV Bitola-Meliti | XFL_BI11_GMELIT11_1:line | -1276 |  | 1600 | -324 | 80 | []
BG_CO_00007 | N-1 400kV Maritsa Iztok - Plovdiv ck. 2 | [MK-GR] 400 kV Bitola-Meliti | XFL_BI11_GMELIT11_1:line | -1273 |  | 1600 | -327 | 80 | []
BG_CO_00011 | N-1 400kV Maritsa Iztok - Plovdiv | [MK-GR] 400 kV Bitola-Meliti | XFL_BI11_GMELIT11_1:line | -1272 |  | 1600 | -328 | 80 | []
BC | Base Case | [MK-GR] 400 kV Bitola-Meliti | XFL_BI11_GMELIT11_1:line | -1272 |  | 1600 | -328 | 79 | []
BG_CO_00010 | N-1 400kV Maritsa Iztok â Maritsa Iztok 3 | [MK-GR] 400 kV Bitola-Meliti | XFL_BI11_GMELIT11_1:line | -1271 |  | 1600 | -329 | 79 | []
BG_TR_CO_00001 | N-1 400kV Maritsa 3 - Hamitabat 1 | [MK-GR] 400 kV Bitola-Meliti | XFL_BI11_GMELIT11_1:line | -1270 |  | 1600 | -330 | 79 | []
BG_CO_00002 | N-1 400kV Sofia Zapad - Chervena Mogila ck. 1 | [MK-GR] 400 kV Bitola-Meliti | XFL_BI11_GMELIT11_1:line | -1270 |  | 1600 | -330 | 79 | []
BG_CO_00013 | N-1 400kV Burgas â Maritsa Iztok 2 | [MK-GR] 400 kV Bitola-Meliti | XFL_BI11_GMELIT11_1:line | -1270 |  | 1600 | -330 | 79 | []
BG_TR_CO_00002 | N-1 400kV Maritsa 3 - Hamitabat 2 | [MK-GR] 400 kV Bitola-Meliti | XFL_BI11_GMELIT11_1:line | -1270 |  | 1600 | -330 | 79 | []
BG_CO_00012 | Â N-1 400kV Varna - Burgas | [MK-GR] 400 kV Bitola-Meliti | XFL_BI11_GMELIT11_1:line | -1267 |  | 1600 | -333 | 79 | []
BG_CO_00009 | N-1 400kV Maritsa Iztok 2Â - Maritsa Iztok 3 | [MK-GR] 400 kV Bitola-Meliti | XFL_BI11_GMELIT11_1:line | -1267 |  | 1600 | -333 | 79 | []
BG_RS_CO_00001 | N-1 400kV Sofia Zapad - Nis Â | [MK-GR] 400 kV Bitola-Meliti | XFL_BI11_GMELIT11_1:line | -1257 |  | 1600 | -343 | 79 | []
MK_CO_00002 | N-1 400 kV Dubrovo âStip | [MK-GR] 400 kV Bitola-Meliti | XFL_BI11_GMELIT11_1:line | -1252 |  | 1600 | -348 | 78 | []
BG_CO_00006, BG_CO_00008 | N-1 400kV Plovdiv - Vetren , N-1 400kV Plovdiv - Vetren | [MK-GR] 400 kV Bitola-Meliti | XFL_BI11_GMELIT11_1:line | -1249 |  | 1600 | -351 | 78 | []
IT_GR_CO_00001 | N-1 400 kV Galatina-Arachthos | [MK-GR] 400 kV Bitola-Meliti | XFL_BI11_GMELIT11_1:line | -1208 |  | 1600 | -392 | 76 | []
MK_CO_00003 | N-1 400 kV Skopje 4 âSkopje 5 | [MK-GR] 400 kV Bitola-Meliti | XFL_BI11_GMELIT11_1:line | -1206 |  | 1600 | -394 | 75 | []
GR_CO_00005 | N-1 400 kV Thessaloniki-Lagadas ck.2 | [MK-GR] 400 kV Bitola-Meliti | XFL_BI11_GMELIT11_1:line | -1205 |  | 1600 | -395 | 75 | []

## 0230Preventive
Detailed results
Generated at: | 2024-01-24 19:17
Business day: | 25.01.2024
Timestamp: | 02:30
Border & direction: | North-Greece Exporting
Horizon: | DA
Remedial actions: | true
Evaluation type: | PREVENTIVE
TTC [MW]: | 2444
Fallback applied | false
Loading threshold | 0.7
Applied RAs
CO ID | RA ID | Name of the RA | Usage | Type | Location | Status
Limiting CNECs
CO ID | Name of the CO | Name of the CNE | CNE UCTE branch | Calculated I (A) | I max (PRE) | I max (CUR) | Margin (A) | Loading (%) | Applicable curative RAs
AL_GR_CO_00001 | N-1 400 kV Zemplak-Kardia | [MK-GR] 400 kV Bitola-Meliti | XFL_BI11_GMELIT11_1:line | -1598 | 1600 | 1600 | -2 | 100 | []
MK_GR_CO_00002 | N-1 400 kV Dubrovo-Thessaloniki | [MK-GR] 400 kV Bitola-Meliti | XFL_BI11_GMELIT11_1:line | -1509 | 1600 | 1600 | -91 | 94 | []
AL_CO_00002 | N-1 400 kV Elbasan 2-Zemlak | [MK-GR] 400 kV Bitola-Meliti | XFL_BI11_GMELIT11_1:line | -1507 | 1600 | 1600 | -93 | 94 | []
KS_CO_00001 | N-1 400 kV Kosovo B-Urosevac | [MK-GR] 400 kV Bitola-Meliti | XFL_BI11_GMELIT11_1:line | -1395 | 1600 | 1600 | -205 | 87 | []
BG_GR_CO_00001 | N-1 400 kV Blagoevgrad - Thessaloniki | [MK-GR] 400 kV Bitola-Meliti | XFL_BI11_GMELIT11_1:line | -1387 | 1600 | 1600 | -213 | 87 | []
MK_KS_CO_00001 | N-1 400 kV Skopje 5 âUrosevac | [MK-GR] 400 kV Bitola-Meliti | XFL_BI11_GMELIT11_1:line | -1381 | 1600 | 1600 | -219 | 86 | []
GR_CO_00001 | N-1 400 kV Filippoi-Nea Santa ck.2 | [MK-GR] 400 kV Bitola-Meliti | XFL_BI11_GMELIT11_1:line | -1366 | 1600 | 1600 | -234 | 85 | []
GR_CO_00004 | N-1 400 kV Amideo-Lagadas ck.2 | [MK-GR] 400 kV Bitola-Meliti | XFL_BI11_GMELIT11_1:line | -1362 | 1600 | 1600 | -238 | 85 | []
GR_CO_00002 | N-1 400 kV Filippoi-Lagadas ck.2 | [MK-GR] 400 kV Bitola-Meliti | XFL_BI11_GMELIT11_1:line | -1356 | 1600 | 1600 | -244 | 85 | []
AL_CO_00001 | N-1 400 kV Elbasan 2-Tirana 2 | [MK-GR] 400 kV Bitola-Meliti | XFL_BI11_GMELIT11_1:line | -1341 | 1600 | 1600 | -259 | 84 | []
BG_CO_00001 | N-1 400kV Chervena Mogila - Blagoevgrad ck. 1 | [MK-GR] 400 kV Bitola-Meliti | XFL_BI11_GMELIT11_1:line | -1310 | 1600 | 1600 | -290 | 82 | []
TR_GR_CO_00001 | N-1 400 kV Babaeski-N Santa | [MK-GR] 400 kV Bitola-Meliti | XFL_BI11_GMELIT11_1:line | -1308 | 1600 | 1600 | -292 | 82 | []
BG_GR_CO_00002 | N-1 400kV MARITSA IZTOK-NEA SANTA-CK-1 | [MK-GR] 400 kV Bitola-Meliti | XFL_BI11_GMELIT11_1:line | -1307 | 1600 | 1600 | -293 | 82 | []
RS_CO_00004 | N-1 400 kV Nis 2 âLeskovac 2 | [MK-GR] 400 kV Bitola-Meliti | XFL_BI11_GMELIT11_1:line | -1301 | 1600 | 1600 | -299 | 81 | []
RS_CO_00003 | N-1 400 kV Vranje 4 âLeskovac 2 | [MK-GR] 400 kV Bitola-Meliti | XFL_BI11_GMELIT11_1:line | -1294 | 1600 | 1600 | -306 | 81 | []
RS_MK_00001 | N-1 400 kV Vranje 4 -Stip | [MK-GR] 400 kV Bitola-Meliti | XFL_BI11_GMELIT11_1:line | -1293 | 1600 | 1600 | -307 | 81 | []
KS_ME_CO_00001 | N-1 400 kV Pec 3-Ribarevina | [MK-GR] 400 kV Bitola-Meliti | XFL_BI11_GMELIT11_1:line | -1288 | 1600 | 1600 | -312 | 81 | []
RS_KS_CO_00002 | N-1 400 kV Kosovo B-Nis 2 | [MK-GR] 400 kV Bitola-Meliti | XFL_BI11_GMELIT11_1:line | -1283 | 1600 | 1600 | -317 | 80 | []
BG_CO_00016 | N-1 400kV Kozloduy - Sofia Zapad ck.2 | [MK-GR] 400 kV Bitola-Meliti | XFL_BI11_GMELIT11_1:line | -1283 | 1600 | 1600 | -317 | 80 | []
AL_ME_CO_00001 | N-1 400 kV Tirana 2âPodgorica 2 | [MK-GR] 400 kV Bitola-Meliti | XFL_BI11_GMELIT11_1:line | -1279 | 1600 | 1600 | -321 | 80 | []
TR_CO_00001 | N-1 400 kV Habitabat NGCC -Babaeski | [MK-GR] 400 kV Bitola-Meliti | XFL_BI11_GMELIT11_1:line | -1278 | 1600 | 1600 | -322 | 80 | []
BG_MK_CO_00001 | N-1 400kV Chervena Mogila - Stip | [MK-GR] 400 kV Bitola-Meliti | XFL_BI11_GMELIT11_1:line | -1274 | 1600 | 1600 | -326 | 80 | []
BG_CO_00007 | N-1 400kV Maritsa Iztok - Plovdiv ck. 2 | [MK-GR] 400 kV Bitola-Meliti | XFL_BI11_GMELIT11_1:line | -1272 | 1600 | 1600 | -328 | 80 | []
BG_CO_00011 | N-1 400kV Maritsa Iztok - Plovdiv | [MK-GR] 400 kV Bitola-Meliti | XFL_BI11_GMELIT11_1:line | -1272 | 1600 | 1600 | -328 | 80 | []
BC | Base Case | [MK-GR] 400 kV Bitola-Meliti | XFL_BI11_GMELIT11_1:line | -1271 | 1600 | 1600 | -329 | 79 | []
BG_CO_00010 | N-1 400kV Maritsa Iztok â Maritsa Iztok 3 | [MK-GR] 400 kV Bitola-Meliti | XFL_BI11_GMELIT11_1:line | -1271 | 1600 | 1600 | -329 | 79 | []
BG_CO_00002 | N-1 400kV Sofia Zapad - Chervena Mogila ck. 1 | [MK-GR] 400 kV Bitola-Meliti | XFL_BI11_GMELIT11_1:line | -1271 | 1600 | 1600 | -329 | 79 | []
BG_TR_CO_00001 | N-1 400kV Maritsa 3 - Hamitabat 1 | [MK-GR] 400 kV Bitola-Meliti | XFL_BI11_GMELIT11_1:line | -1270 | 1600 | 1600 | -330 | 79 | []
BG_CO_00013 | N-1 400kV Burgas â Maritsa Iztok 2 | [MK-GR] 400 kV Bitola-Meliti | XFL_BI11_GMELIT11_1:line | -1270 | 1600 | 1600 | -330 | 79 | []
BG_TR_CO_00002 | N-1 400kV Maritsa 3 - Hamitabat 2 | [MK-GR] 400 kV Bitola-Meliti | XFL_BI11_GMELIT11_1:line | -1270 | 1600 | 1600 | -330 | 79 | []
BG_CO_00012 | Â N-1 400kV Varna - Burgas | [MK-GR] 400 kV Bitola-Meliti | XFL_BI11_GMELIT11_1:line | -1268 | 1600 | 1600 | -332 | 79 | []
BG_CO_00009 | N-1 400kV Maritsa Iztok 2Â - Maritsa Iztok 3 | [MK-GR] 400 kV Bitola-Meliti | XFL_BI11_GMELIT11_1:line | -1267 | 1600 | 1600 | -333 | 79 | []
BG_RS_CO_00001 | N-1 400kV Sofia Zapad - Nis Â | [MK-GR] 400 kV Bitola-Meliti | XFL_BI11_GMELIT11_1:line | -1253 | 1600 | 1600 | -347 | 78 | []
BG_CO_00006, BG_CO_00008 | N-1 400kV Plovdiv - Vetren , N-1 400kV Plovdiv - Vetren | [MK-GR] 400 kV Bitola-Meliti | XFL_BI11_GMELIT11_1:line | -1248 | 1600 | 1600 | -352 | 78 | []
MK_CO_00002 | N-1 400 kV Dubrovo âStip | [MK-GR] 400 kV Bitola-Meliti | XFL_BI11_GMELIT11_1:line | -1244 | 1600 | 1600 | -356 | 78 | []
MK_CO_00003 | N-1 400 kV Skopje 4 âSkopje 5 | [MK-GR] 400 kV Bitola-Meliti | XFL_BI11_GMELIT11_1:line | -1215 | 1600 | 1600 | -385 | 76 | []
GR_CO_00005 | N-1 400 kV Thessaloniki-Lagadas ck.2 | [MK-GR] 400 kV Bitola-Meliti | XFL_BI11_GMELIT11_1:line | -1203 | 1600 | 1600 | -397 | 75 | []
IT_GR_CO_00001 | N-1 400 kV Galatina-Arachthos | [MK-GR] 400 kV Bitola-Meliti | XFL_BI11_GMELIT11_1:line | -1140 | 1600 | 1600 | -460 | 71 | []

## 0230Curative
Detailed results
Generated at: | 2024-01-24 19:17
Business day: | 25.01.2024
Timestamp: | 02:30
Border & direction: | North-Greece Exporting
Horizon: | DA
Remedial actions: | true
Evaluation type: | CURATIVE
TTC [MW]: | 2444
Fallback applied | false
Loading threshold | 0.7
Applied RAs
CO ID | RA ID | Name of the RA | Usage | Type | Location | Status
Limiting CNECs
CO ID | Name of the CO | Name of the CNE | CNE UCTE branch | Calculated I (A) | I max (PRE) | I max (CUR) | Margin (A) | Loading (%) | Applicable curative RAs
AL_GR_CO_00001 | N-1 400 kV Zemplak-Kardia | [MK-GR] 400 kV Bitola-Meliti | XFL_BI11_GMELIT11_1:line | -1598 |  | 1600 | -2 | 100 | []
MK_GR_CO_00002 | N-1 400 kV Dubrovo-Thessaloniki | [MK-GR] 400 kV Bitola-Meliti | XFL_BI11_GMELIT11_1:line | -1509 |  | 1600 | -91 | 94 | []
AL_CO_00002 | N-1 400 kV Elbasan 2-Zemlak | [MK-GR] 400 kV Bitola-Meliti | XFL_BI11_GMELIT11_1:line | -1507 |  | 1600 | -93 | 94 | []
KS_CO_00001 | N-1 400 kV Kosovo B-Urosevac | [MK-GR] 400 kV Bitola-Meliti | XFL_BI11_GMELIT11_1:line | -1395 |  | 1600 | -205 | 87 | []
BG_GR_CO_00001 | N-1 400 kV Blagoevgrad - Thessaloniki | [MK-GR] 400 kV Bitola-Meliti | XFL_BI11_GMELIT11_1:line | -1387 |  | 1600 | -213 | 87 | []
MK_KS_CO_00001 | N-1 400 kV Skopje 5 âUrosevac | [MK-GR] 400 kV Bitola-Meliti | XFL_BI11_GMELIT11_1:line | -1381 |  | 1600 | -219 | 86 | []
GR_CO_00001 | N-1 400 kV Filippoi-Nea Santa ck.2 | [MK-GR] 400 kV Bitola-Meliti | XFL_BI11_GMELIT11_1:line | -1366 |  | 1600 | -234 | 85 | []
GR_CO_00004 | N-1 400 kV Amideo-Lagadas ck.2 | [MK-GR] 400 kV Bitola-Meliti | XFL_BI11_GMELIT11_1:line | -1362 |  | 1600 | -238 | 85 | []
GR_CO_00002 | N-1 400 kV Filippoi-Lagadas ck.2 | [MK-GR] 400 kV Bitola-Meliti | XFL_BI11_GMELIT11_1:line | -1356 |  | 1600 | -244 | 85 | []
AL_CO_00001 | N-1 400 kV Elbasan 2-Tirana 2 | [MK-GR] 400 kV Bitola-Meliti | XFL_BI11_GMELIT11_1:line | -1341 |  | 1600 | -259 | 84 | []
BG_CO_00001 | N-1 400kV Chervena Mogila - Blagoevgrad ck. 1 | [MK-GR] 400 kV Bitola-Meliti | XFL_BI11_GMELIT11_1:line | -1310 |  | 1600 | -290 | 82 | []
TR_GR_CO_00001 | N-1 400 kV Babaeski-N Santa | [MK-GR] 400 kV Bitola-Meliti | XFL_BI11_GMELIT11_1:line | -1308 |  | 1600 | -292 | 82 | []
BG_GR_CO_00002 | N-1 400kV MARITSA IZTOK-NEA SANTA-CK-1 | [MK-GR] 400 kV Bitola-Meliti | XFL_BI11_GMELIT11_1:line | -1307 |  | 1600 | -293 | 82 | []
RS_CO_00004 | N-1 400 kV Nis 2 âLeskovac 2 | [MK-GR] 400 kV Bitola-Meliti | XFL_BI11_GMELIT11_1:line | -1301 |  | 1600 | -299 | 81 | []
RS_CO_00003 | N-1 400 kV Vranje 4 âLeskovac 2 | [MK-GR] 400 kV Bitola-Meliti | XFL_BI11_GMELIT11_1:line | -1294 |  | 1600 | -306 | 81 | []
RS_MK_00001 | N-1 400 kV Vranje 4 -Stip | [MK-GR] 400 kV Bitola-Meliti | XFL_BI11_GMELIT11_1:line | -1293 |  | 1600 | -307 | 81 | []
KS_ME_CO_00001 | N-1 400 kV Pec 3-Ribarevina | [MK-GR] 400 kV Bitola-Meliti | XFL_BI11_GMELIT11_1:line | -1288 |  | 1600 | -312 | 81 | []
RS_KS_CO_00002 | N-1 400 kV Kosovo B-Nis 2 | [MK-GR] 400 kV Bitola-Meliti | XFL_BI11_GMELIT11_1:line | -1283 |  | 1600 | -317 | 80 | []
BG_CO_00016 | N-1 400kV Kozloduy - Sofia Zapad ck.2 | [MK-GR] 400 kV Bitola-Meliti | XFL_BI11_GMELIT11_1:line | -1283 |  | 1600 | -317 | 80 | []
AL_ME_CO_00001 | N-1 400 kV Tirana 2âPodgorica 2 | [MK-GR] 400 kV Bitola-Meliti | XFL_BI11_GMELIT11_1:line | -1279 |  | 1600 | -321 | 80 | []
TR_CO_00001 | N-1 400 kV Habitabat NGCC -Babaeski | [MK-GR] 400 kV Bitola-Meliti | XFL_BI11_GMELIT11_1:line | -1278 |  | 1600 | -322 | 80 | []
BG_MK_CO_00001 | N-1 400kV Chervena Mogila - Stip | [MK-GR] 400 kV Bitola-Meliti | XFL_BI11_GMELIT11_1:line | -1274 |  | 1600 | -326 | 80 | []
BG_CO_00007 | N-1 400kV Maritsa Iztok - Plovdiv ck. 2 | [MK-GR] 400 kV Bitola-Meliti | XFL_BI11_GMELIT11_1:line | -1272 |  | 1600 | -328 | 80 | []
BG_CO_00011 | N-1 400kV Maritsa Iztok - Plovdiv | [MK-GR] 400 kV Bitola-Meliti | XFL_BI11_GMELIT11_1:line | -1272 |  | 1600 | -328 | 80 | []
BC | Base Case | [MK-GR] 400 kV Bitola-Meliti | XFL_BI11_GMELIT11_1:line | -1271 |  | 1600 | -329 | 79 | []
BG_CO_00010 | N-1 400kV Maritsa Iztok â Maritsa Iztok 3 | [MK-GR] 400 kV Bitola-Meliti | XFL_BI11_GMELIT11_1:line | -1271 |  | 1600 | -329 | 79 | []
BG_CO_00002 | N-1 400kV Sofia Zapad - Chervena Mogila ck. 1 | [MK-GR] 400 kV Bitola-Meliti | XFL_BI11_GMELIT11_1:line | -1271 |  | 1600 | -329 | 79 | []
BG_TR_CO_00001 | N-1 400kV Maritsa 3 - Hamitabat 1 | [MK-GR] 400 kV Bitola-Meliti | XFL_BI11_GMELIT11_1:line | -1270 |  | 1600 | -330 | 79 | []
BG_CO_00013 | N-1 400kV Burgas â Maritsa Iztok 2 | [MK-GR] 400 kV Bitola-Meliti | XFL_BI11_GMELIT11_1:line | -1270 |  | 1600 | -330 | 79 | []
BG_TR_CO_00002 | N-1 400kV Maritsa 3 - Hamitabat 2 | [MK-GR] 400 kV Bitola-Meliti | XFL_BI11_GMELIT11_1:line | -1270 |  | 1600 | -330 | 79 | []
BG_CO_00012 | Â N-1 400kV Varna - Burgas | [MK-GR] 400 kV Bitola-Meliti | XFL_BI11_GMELIT11_1:line | -1268 |  | 1600 | -332 | 79 | []
BG_CO_00009 | N-1 400kV Maritsa Iztok 2Â - Maritsa Iztok 3 | [MK-GR] 400 kV Bitola-Meliti | XFL_BI11_GMELIT11_1:line | -1267 |  | 1600 | -333 | 79 | []
BG_RS_CO_00001 | N-1 400kV Sofia Zapad - Nis Â | [MK-GR] 400 kV Bitola-Meliti | XFL_BI11_GMELIT11_1:line | -1253 |  | 1600 | -347 | 78 | []
BG_CO_00006, BG_CO_00008 | N-1 400kV Plovdiv - Vetren , N-1 400kV Plovdiv - Vetren | [MK-GR] 400 kV Bitola-Meliti | XFL_BI11_GMELIT11_1:line | -1248 |  | 1600 | -352 | 78 | []
MK_CO_00002 | N-1 400 kV Dubrovo âStip | [MK-GR] 400 kV Bitola-Meliti | XFL_BI11_GMELIT11_1:line | -1244 |  | 1600 | -356 | 78 | []
MK_CO_00003 | N-1 400 kV Skopje 4 âSkopje 5 | [MK-GR] 400 kV Bitola-Meliti | XFL_BI11_GMELIT11_1:line | -1215 |  | 1600 | -385 | 76 | []
GR_CO_00005 | N-1 400 kV Thessaloniki-Lagadas ck.2 | [MK-GR] 400 kV Bitola-Meliti | XFL_BI11_GMELIT11_1:line | -1203 |  | 1600 | -397 | 75 | []
IT_GR_CO_00001 | N-1 400 kV Galatina-Arachthos | [MK-GR] 400 kV Bitola-Meliti | XFL_BI11_GMELIT11_1:line | -1140 |  | 1600 | -460 | 71 | []

## 0330Preventive
Detailed results
Generated at: | 2024-01-24 19:17
Business day: | 25.01.2024
Timestamp: | 03:30
Border & direction: | North-Greece Exporting
Horizon: | DA
Remedial actions: | true
Evaluation type: | PREVENTIVE
TTC [MW]: | 2513
Fallback applied | false
Loading threshold | 0.7
Applied RAs
CO ID | RA ID | Name of the RA | Usage | Type | Location | Status
Limiting CNECs
CO ID | Name of the CO | Name of the CNE | CNE UCTE branch | Calculated I (A) | I max (PRE) | I max (CUR) | Margin (A) | Loading (%) | Applicable curative RAs
AL_GR_CO_00001 | N-1 400 kV Zemplak-Kardia | [MK-GR] 400 kV Bitola-Meliti | XFL_BI11_GMELIT11_1:line | -1591 | 1600 | 1600 | -9 | 99 | []
MK_GR_CO_00002 | N-1 400 kV Dubrovo-Thessaloniki | [MK-GR] 400 kV Bitola-Meliti | XFL_BI11_GMELIT11_1:line | -1509 | 1600 | 1600 | -91 | 94 | []
AL_CO_00002 | N-1 400 kV Elbasan 2-Zemlak | [MK-GR] 400 kV Bitola-Meliti | XFL_BI11_GMELIT11_1:line | -1503 | 1600 | 1600 | -97 | 94 | []
KS_CO_00001 | N-1 400 kV Kosovo B-Urosevac | [MK-GR] 400 kV Bitola-Meliti | XFL_BI11_GMELIT11_1:line | -1402 | 1600 | 1600 | -198 | 88 | []
MK_KS_CO_00001 | N-1 400 kV Skopje 5 âUrosevac | [MK-GR] 400 kV Bitola-Meliti | XFL_BI11_GMELIT11_1:line | -1400 | 1600 | 1600 | -200 | 88 | []
BG_GR_CO_00001 | N-1 400 kV Blagoevgrad - Thessaloniki | [MK-GR] 400 kV Bitola-Meliti | XFL_BI11_GMELIT11_1:line | -1399 | 1600 | 1600 | -201 | 87 | []
GR_CO_00001 | N-1 400 kV Filippoi-Nea Santa ck.2 | [MK-GR] 400 kV Bitola-Meliti | XFL_BI11_GMELIT11_1:line | -1382 | 1600 | 1600 | -218 | 86 | []
GR_CO_00004 | N-1 400 kV Amideo-Lagadas ck.2 | [MK-GR] 400 kV Bitola-Meliti | XFL_BI11_GMELIT11_1:line | -1373 | 1600 | 1600 | -227 | 86 | []
GR_CO_00002 | N-1 400 kV Filippoi-Lagadas ck.2 | [MK-GR] 400 kV Bitola-Meliti | XFL_BI11_GMELIT11_1:line | -1368 | 1600 | 1600 | -232 | 86 | []
AL_CO_00001 | N-1 400 kV Elbasan 2-Tirana 2 | [MK-GR] 400 kV Bitola-Meliti | XFL_BI11_GMELIT11_1:line | -1341 | 1600 | 1600 | -259 | 84 | []
BG_CO_00001 | N-1 400kV Chervena Mogila - Blagoevgrad ck. 1 | [MK-GR] 400 kV Bitola-Meliti | XFL_BI11_GMELIT11_1:line | -1326 | 1600 | 1600 | -274 | 83 | []
TR_GR_CO_00001 | N-1 400 kV Babaeski-N Santa | [MK-GR] 400 kV Bitola-Meliti | XFL_BI11_GMELIT11_1:line | -1315 | 1600 | 1600 | -285 | 82 | []
BG_GR_CO_00002 | N-1 400kV MARITSA IZTOK-NEA SANTA-CK-1 | [MK-GR] 400 kV Bitola-Meliti | XFL_BI11_GMELIT11_1:line | -1312 | 1600 | 1600 | -288 | 82 | []
RS_CO_00004 | N-1 400 kV Nis 2 âLeskovac 2 | [MK-GR] 400 kV Bitola-Meliti | XFL_BI11_GMELIT11_1:line | -1305 | 1600 | 1600 | -295 | 82 | []
RS_MK_00001 | N-1 400 kV Vranje 4 -Stip | [MK-GR] 400 kV Bitola-Meliti | XFL_BI11_GMELIT11_1:line | -1299 | 1600 | 1600 | -301 | 81 | []
RS_CO_00003 | N-1 400 kV Vranje 4 âLeskovac 2 | [MK-GR] 400 kV Bitola-Meliti | XFL_BI11_GMELIT11_1:line | -1299 | 1600 | 1600 | -301 | 81 | []
KS_ME_CO_00001 | N-1 400 kV Pec 3-Ribarevina | [MK-GR] 400 kV Bitola-Meliti | XFL_BI11_GMELIT11_1:line | -1293 | 1600 | 1600 | -307 | 81 | []
BG_CO_00016 | N-1 400kV Kozloduy - Sofia Zapad ck.2 | [MK-GR] 400 kV Bitola-Meliti | XFL_BI11_GMELIT11_1:line | -1286 | 1600 | 1600 | -314 | 80 | []
RS_KS_CO_00002 | N-1 400 kV Kosovo B-Nis 2 | [MK-GR] 400 kV Bitola-Meliti | XFL_BI11_GMELIT11_1:line | -1284 | 1600 | 1600 | -316 | 80 | []
TR_CO_00001 | N-1 400 kV Habitabat NGCC -Babaeski | [MK-GR] 400 kV Bitola-Meliti | XFL_BI11_GMELIT11_1:line | -1283 | 1600 | 1600 | -317 | 80 | []
AL_ME_CO_00001 | N-1 400 kV Tirana 2âPodgorica 2 | [MK-GR] 400 kV Bitola-Meliti | XFL_BI11_GMELIT11_1:line | -1280 | 1600 | 1600 | -320 | 80 | []
BG_CO_00007 | N-1 400kV Maritsa Iztok - Plovdiv ck. 2 | [MK-GR] 400 kV Bitola-Meliti | XFL_BI11_GMELIT11_1:line | -1276 | 1600 | 1600 | -324 | 80 | []
BG_CO_00011 | N-1 400kV Maritsa Iztok - Plovdiv | [MK-GR] 400 kV Bitola-Meliti | XFL_BI11_GMELIT11_1:line | -1276 | 1600 | 1600 | -324 | 80 | []
BC | Base Case | [MK-GR] 400 kV Bitola-Meliti | XFL_BI11_GMELIT11_1:line | -1276 | 1600 | 1600 | -324 | 80 | []
BG_CO_00010 | N-1 400kV Maritsa Iztok â Maritsa Iztok 3 | [MK-GR] 400 kV Bitola-Meliti | XFL_BI11_GMELIT11_1:line | -1276 | 1600 | 1600 | -324 | 80 | []
BG_CO_00002 | N-1 400kV Sofia Zapad - Chervena Mogila ck. 1 | [MK-GR] 400 kV Bitola-Meliti | XFL_BI11_GMELIT11_1:line | -1275 | 1600 | 1600 | -325 | 80 | []
BG_TR_CO_00001 | N-1 400kV Maritsa 3 - Hamitabat 1 | [MK-GR] 400 kV Bitola-Meliti | XFL_BI11_GMELIT11_1:line | -1275 | 1600 | 1600 | -325 | 80 | []
BG_CO_00013 | N-1 400kV Burgas â Maritsa Iztok 2 | [MK-GR] 400 kV Bitola-Meliti | XFL_BI11_GMELIT11_1:line | -1275 | 1600 | 1600 | -325 | 80 | []
BG_TR_CO_00002 | N-1 400kV Maritsa 3 - Hamitabat 2 | [MK-GR] 400 kV Bitola-Meliti | XFL_BI11_GMELIT11_1:line | -1274 | 1600 | 1600 | -326 | 80 | []
BG_CO_00012 | Â N-1 400kV Varna - Burgas | [MK-GR] 400 kV Bitola-Meliti | XFL_BI11_GMELIT11_1:line | -1272 | 1600 | 1600 | -328 | 80 | []
BG_CO_00009 | N-1 400kV Maritsa Iztok 2Â - Maritsa Iztok 3 | [MK-GR] 400 kV Bitola-Meliti | XFL_BI11_GMELIT11_1:line | -1272 | 1600 | 1600 | -328 | 80 | []
BG_MK_CO_00001 | N-1 400kV Chervena Mogila - Stip | [MK-GR] 400 kV Bitola-Meliti | XFL_BI11_GMELIT11_1:line | -1260 | 1600 | 1600 | -340 | 79 | []
BG_RS_CO_00001 | N-1 400kV Sofia Zapad - Nis Â | [MK-GR] 400 kV Bitola-Meliti | XFL_BI11_GMELIT11_1:line | -1252 | 1600 | 1600 | -348 | 78 | []
BG_CO_00006, BG_CO_00008 | N-1 400kV Plovdiv - Vetren , N-1 400kV Plovdiv - Vetren | [MK-GR] 400 kV Bitola-Meliti | XFL_BI11_GMELIT11_1:line | -1251 | 1600 | 1600 | -349 | 78 | []
MK_CO_00002 | N-1 400 kV Dubrovo âStip | [MK-GR] 400 kV Bitola-Meliti | XFL_BI11_GMELIT11_1:line | -1237 | 1600 | 1600 | -363 | 77 | []
MK_CO_00003 | N-1 400 kV Skopje 4 âSkopje 5 | [MK-GR] 400 kV Bitola-Meliti | XFL_BI11_GMELIT11_1:line | -1227 | 1600 | 1600 | -373 | 77 | []
GR_CO_00005 | N-1 400 kV Thessaloniki-Lagadas ck.2 | [MK-GR] 400 kV Bitola-Meliti | XFL_BI11_GMELIT11_1:line | -1204 | 1600 | 1600 | -396 | 75 | []
IT_GR_CO_00001 | N-1 400 kV Galatina-Arachthos | [MK-GR] 400 kV Bitola-Meliti | XFL_BI11_GMELIT11_1:line | -1187 | 1600 | 1600 | -413 | 74 | []

## 0330Curative
Detailed results
Generated at: | 2024-01-24 19:17
Business day: | 25.01.2024
Timestamp: | 03:30
Border & direction: | North-Greece Exporting
Horizon: | DA
Remedial actions: | true
Evaluation type: | CURATIVE
TTC [MW]: | 2513
Fallback applied | false
Loading threshold | 0.7
Applied RAs
CO ID | RA ID | Name of the RA | Usage | Type | Location | Status
Limiting CNECs
CO ID | Name of the CO | Name of the CNE | CNE UCTE branch | Calculated I (A) | I max (PRE) | I max (CUR) | Margin (A) | Loading (%) | Applicable curative RAs
AL_GR_CO_00001 | N-1 400 kV Zemplak-Kardia | [MK-GR] 400 kV Bitola-Meliti | XFL_BI11_GMELIT11_1:line | -1591 |  | 1600 | -9 | 99 | []
MK_GR_CO_00002 | N-1 400 kV Dubrovo-Thessaloniki | [MK-GR] 400 kV Bitola-Meliti | XFL_BI11_GMELIT11_1:line | -1509 |  | 1600 | -91 | 94 | []
AL_CO_00002 | N-1 400 kV Elbasan 2-Zemlak | [MK-GR] 400 kV Bitola-Meliti | XFL_BI11_GMELIT11_1:line | -1503 |  | 1600 | -97 | 94 | []
KS_CO_00001 | N-1 400 kV Kosovo B-Urosevac | [MK-GR] 400 kV Bitola-Meliti | XFL_BI11_GMELIT11_1:line | -1402 |  | 1600 | -198 | 88 | []
MK_KS_CO_00001 | N-1 400 kV Skopje 5 âUrosevac | [MK-GR] 400 kV Bitola-Meliti | XFL_BI11_GMELIT11_1:line | -1400 |  | 1600 | -200 | 88 | []
BG_GR_CO_00001 | N-1 400 kV Blagoevgrad - Thessaloniki | [MK-GR] 400 kV Bitola-Meliti | XFL_BI11_GMELIT11_1:line | -1399 |  | 1600 | -201 | 87 | []
GR_CO_00001 | N-1 400 kV Filippoi-Nea Santa ck.2 | [MK-GR] 400 kV Bitola-Meliti | XFL_BI11_GMELIT11_1:line | -1382 |  | 1600 | -218 | 86 | []
GR_CO_00004 | N-1 400 kV Amideo-Lagadas ck.2 | [MK-GR] 400 kV Bitola-Meliti | XFL_BI11_GMELIT11_1:line | -1373 |  | 1600 | -227 | 86 | []
GR_CO_00002 | N-1 400 kV Filippoi-Lagadas ck.2 | [MK-GR] 400 kV Bitola-Meliti | XFL_BI11_GMELIT11_1:line | -1368 |  | 1600 | -232 | 86 | []
AL_CO_00001 | N-1 400 kV Elbasan 2-Tirana 2 | [MK-GR] 400 kV Bitola-Meliti | XFL_BI11_GMELIT11_1:line | -1341 |  | 1600 | -259 | 84 | []
BG_CO_00001 | N-1 400kV Chervena Mogila - Blagoevgrad ck. 1 | [MK-GR] 400 kV Bitola-Meliti | XFL_BI11_GMELIT11_1:line | -1326 |  | 1600 | -274 | 83 | []
TR_GR_CO_00001 | N-1 400 kV Babaeski-N Santa | [MK-GR] 400 kV Bitola-Meliti | XFL_BI11_GMELIT11_1:line | -1315 |  | 1600 | -285 | 82 | []
BG_GR_CO_00002 | N-1 400kV MARITSA IZTOK-NEA SANTA-CK-1 | [MK-GR] 400 kV Bitola-Meliti | XFL_BI11_GMELIT11_1:line | -1312 |  | 1600 | -288 | 82 | []
RS_CO_00004 | N-1 400 kV Nis 2 âLeskovac 2 | [MK-GR] 400 kV Bitola-Meliti | XFL_BI11_GMELIT11_1:line | -1305 |  | 1600 | -295 | 82 | []
RS_MK_00001 | N-1 400 kV Vranje 4 -Stip | [MK-GR] 400 kV Bitola-Meliti | XFL_BI11_GMELIT11_1:line | -1299 |  | 1600 | -301 | 81 | []
RS_CO_00003 | N-1 400 kV Vranje 4 âLeskovac 2 | [MK-GR] 400 kV Bitola-Meliti | XFL_BI11_GMELIT11_1:line | -1299 |  | 1600 | -301 | 81 | []
KS_ME_CO_00001 | N-1 400 kV Pec 3-Ribarevina | [MK-GR] 400 kV Bitola-Meliti | XFL_BI11_GMELIT11_1:line | -1293 |  | 1600 | -307 | 81 | []
BG_CO_00016 | N-1 400kV Kozloduy - Sofia Zapad ck.2 | [MK-GR] 400 kV Bitola-Meliti | XFL_BI11_GMELIT11_1:line | -1286 |  | 1600 | -314 | 80 | []
RS_KS_CO_00002 | N-1 400 kV Kosovo B-Nis 2 | [MK-GR] 400 kV Bitola-Meliti | XFL_BI11_GMELIT11_1:line | -1284 |  | 1600 | -316 | 80 | []
TR_CO_00001 | N-1 400 kV Habitabat NGCC -Babaeski | [MK-GR] 400 kV Bitola-Meliti | XFL_BI11_GMELIT11_1:line | -1283 |  | 1600 | -317 | 80 | []
AL_ME_CO_00001 | N-1 400 kV Tirana 2âPodgorica 2 | [MK-GR] 400 kV Bitola-Meliti | XFL_BI11_GMELIT11_1:line | -1280 |  | 1600 | -320 | 80 | []
BG_CO_00007 | N-1 400kV Maritsa Iztok - Plovdiv ck. 2 | [MK-GR] 400 kV Bitola-Meliti | XFL_BI11_GMELIT11_1:line | -1276 |  | 1600 | -324 | 80 | []
BG_CO_00011 | N-1 400kV Maritsa Iztok - Plovdiv | [MK-GR] 400 kV Bitola-Meliti | XFL_BI11_GMELIT11_1:line | -1276 |  | 1600 | -324 | 80 | []
BC | Base Case | [MK-GR] 400 kV Bitola-Meliti | XFL_BI11_GMELIT11_1:line | -1276 |  | 1600 | -324 | 80 | []
BG_CO_00010 | N-1 400kV Maritsa Iztok â Maritsa Iztok 3 | [MK-GR] 400 kV Bitola-Meliti | XFL_BI11_GMELIT11_1:line | -1276 |  | 1600 | -324 | 80 | []
BG_CO_00002 | N-1 400kV Sofia Zapad - Chervena Mogila ck. 1 | [MK-GR] 400 kV Bitola-Meliti | XFL_BI11_GMELIT11_1:line | -1275 |  | 1600 | -325 | 80 | []
BG_TR_CO_00001 | N-1 400kV Maritsa 3 - Hamitabat 1 | [MK-GR] 400 kV Bitola-Meliti | XFL_BI11_GMELIT11_1:line | -1275 |  | 1600 | -325 | 80 | []
BG_CO_00013 | N-1 400kV Burgas â Maritsa Iztok 2 | [MK-GR] 400 kV Bitola-Meliti | XFL_BI11_GMELIT11_1:line | -1275 |  | 1600 | -325 | 80 | []
BG_TR_CO_00002 | N-1 400kV Maritsa 3 - Hamitabat 2 | [MK-GR] 400 kV Bitola-Meliti | XFL_BI11_GMELIT11_1:line | -1274 |  | 1600 | -326 | 80 | []
BG_CO_00012 | Â N-1 400kV Varna - Burgas | [MK-GR] 400 kV Bitola-Meliti | XFL_BI11_GMELIT11_1:line | -1272 |  | 1600 | -328 | 80 | []
BG_CO_00009 | N-1 400kV Maritsa Iztok 2Â - Maritsa Iztok 3 | [MK-GR] 400 kV Bitola-Meliti | XFL_BI11_GMELIT11_1:line | -1272 |  | 1600 | -328 | 80 | []
BG_MK_CO_00001 | N-1 400kV Chervena Mogila - Stip | [MK-GR] 400 kV Bitola-Meliti | XFL_BI11_GMELIT11_1:line | -1260 |  | 1600 | -340 | 79 | []
BG_RS_CO_00001 | N-1 400kV Sofia Zapad - Nis Â | [MK-GR] 400 kV Bitola-Meliti | XFL_BI11_GMELIT11_1:line | -1252 |  | 1600 | -348 | 78 | []
BG_CO_00006, BG_CO_00008 | N-1 400kV Plovdiv - Vetren , N-1 400kV Plovdiv - Vetren | [MK-GR] 400 kV Bitola-Meliti | XFL_BI11_GMELIT11_1:line | -1251 |  | 1600 | -349 | 78 | []
MK_CO_00002 | N-1 400 kV Dubrovo âStip | [MK-GR] 400 kV Bitola-Meliti | XFL_BI11_GMELIT11_1:line | -1237 |  | 1600 | -363 | 77 | []
MK_CO_00003 | N-1 400 kV Skopje 4 âSkopje 5 | [MK-GR] 400 kV Bitola-Meliti | XFL_BI11_GMELIT11_1:line | -1227 |  | 1600 | -373 | 77 | []
GR_CO_00005 | N-1 400 kV Thessaloniki-Lagadas ck.2 | [MK-GR] 400 kV Bitola-Meliti | XFL_BI11_GMELIT11_1:line | -1204 |  | 1600 | -396 | 75 | []
IT_GR_CO_00001 | N-1 400 kV Galatina-Arachthos | [MK-GR] 400 kV Bitola-Meliti | XFL_BI11_GMELIT11_1:line | -1187 |  | 1600 | -413 | 74 | []

## 0430Preventive
Detailed results
Generated at: | 2024-01-24 19:17
Business day: | 25.01.2024
Timestamp: | 04:30
Border & direction: | North-Greece Exporting
Horizon: | DA
Remedial actions: | true
Evaluation type: | PREVENTIVE
TTC [MW]: | 2496
Fallback applied | false
Loading threshold | 0.7
Applied RAs
CO ID | RA ID | Name of the RA | Usage | Type | Location | Status
Limiting CNECs
CO ID | Name of the CO | Name of the CNE | CNE UCTE branch | Calculated I (A) | I max (PRE) | I max (CUR) | Margin (A) | Loading (%) | Applicable curative RAs
AL_GR_CO_00001 | N-1 400 kV Zemplak-Kardia | [MK-GR] 400 kV Bitola-Meliti | XFL_BI11_GMELIT11_1:line | -1592 | 1600 | 1600 | -8 | 99 | []
MK_GR_CO_00002 | N-1 400 kV Dubrovo-Thessaloniki | [MK-GR] 400 kV Bitola-Meliti | XFL_BI11_GMELIT11_1:line | -1505 | 1600 | 1600 | -95 | 94 | []
AL_CO_00002 | N-1 400 kV Elbasan 2-Zemlak | [MK-GR] 400 kV Bitola-Meliti | XFL_BI11_GMELIT11_1:line | -1504 | 1600 | 1600 | -96 | 94 | []
BG_GR_CO_00001 | N-1 400 kV Blagoevgrad - Thessaloniki | [MK-GR] 400 kV Bitola-Meliti | XFL_BI11_GMELIT11_1:line | -1406 | 1600 | 1600 | -194 | 88 | []
KS_CO_00001 | N-1 400 kV Kosovo B-Urosevac | [MK-GR] 400 kV Bitola-Meliti | XFL_BI11_GMELIT11_1:line | -1393 | 1600 | 1600 | -207 | 87 | []
MK_KS_CO_00001 | N-1 400 kV Skopje 5 âUrosevac | [MK-GR] 400 kV Bitola-Meliti | XFL_BI11_GMELIT11_1:line | -1390 | 1600 | 1600 | -210 | 87 | []
GR_CO_00001 | N-1 400 kV Filippoi-Nea Santa ck.2 | [MK-GR] 400 kV Bitola-Meliti | XFL_BI11_GMELIT11_1:line | -1377 | 1600 | 1600 | -223 | 86 | []
GR_CO_00004 | N-1 400 kV Amideo-Lagadas ck.2 | [MK-GR] 400 kV Bitola-Meliti | XFL_BI11_GMELIT11_1:line | -1376 | 1600 | 1600 | -224 | 86 | []
GR_CO_00002 | N-1 400 kV Filippoi-Lagadas ck.2 | [MK-GR] 400 kV Bitola-Meliti | XFL_BI11_GMELIT11_1:line | -1366 | 1600 | 1600 | -234 | 85 | []
AL_CO_00001 | N-1 400 kV Elbasan 2-Tirana 2 | [MK-GR] 400 kV Bitola-Meliti | XFL_BI11_GMELIT11_1:line | -1342 | 1600 | 1600 | -258 | 84 | []
BG_CO_00001 | N-1 400kV Chervena Mogila - Blagoevgrad ck. 1 | [MK-GR] 400 kV Bitola-Meliti | XFL_BI11_GMELIT11_1:line | -1333 | 1600 | 1600 | -267 | 83 | []
BG_GR_CO_00002 | N-1 400kV MARITSA IZTOK-NEA SANTA-CK-1 | [MK-GR] 400 kV Bitola-Meliti | XFL_BI11_GMELIT11_1:line | -1313 | 1600 | 1600 | -287 | 82 | []
TR_GR_CO_00001 | N-1 400 kV Babaeski-N Santa | [MK-GR] 400 kV Bitola-Meliti | XFL_BI11_GMELIT11_1:line | -1309 | 1600 | 1600 | -291 | 82 | []
RS_CO_00004 | N-1 400 kV Nis 2 âLeskovac 2 | [MK-GR] 400 kV Bitola-Meliti | XFL_BI11_GMELIT11_1:line | -1302 | 1600 | 1600 | -298 | 81 | []
RS_MK_00001 | N-1 400 kV Vranje 4 -Stip | [MK-GR] 400 kV Bitola-Meliti | XFL_BI11_GMELIT11_1:line | -1296 | 1600 | 1600 | -304 | 81 | []
RS_CO_00003 | N-1 400 kV Vranje 4 âLeskovac 2 | [MK-GR] 400 kV Bitola-Meliti | XFL_BI11_GMELIT11_1:line | -1296 | 1600 | 1600 | -304 | 81 | []
KS_ME_CO_00001 | N-1 400 kV Pec 3-Ribarevina | [MK-GR] 400 kV Bitola-Meliti | XFL_BI11_GMELIT11_1:line | -1289 | 1600 | 1600 | -311 | 81 | []
BG_CO_00016 | N-1 400kV Kozloduy - Sofia Zapad ck.2 | [MK-GR] 400 kV Bitola-Meliti | XFL_BI11_GMELIT11_1:line | -1284 | 1600 | 1600 | -316 | 80 | []
RS_KS_CO_00002 | N-1 400 kV Kosovo B-Nis 2 | [MK-GR] 400 kV Bitola-Meliti | XFL_BI11_GMELIT11_1:line | -1282 | 1600 | 1600 | -318 | 80 | []
AL_ME_CO_00001 | N-1 400 kV Tirana 2âPodgorica 2 | [MK-GR] 400 kV Bitola-Meliti | XFL_BI11_GMELIT11_1:line | -1281 | 1600 | 1600 | -319 | 80 | []
TR_CO_00001 | N-1 400 kV Habitabat NGCC -Babaeski | [MK-GR] 400 kV Bitola-Meliti | XFL_BI11_GMELIT11_1:line | -1280 | 1600 | 1600 | -320 | 80 | []
BG_TR_CO_00002 | N-1 400kV Maritsa 3 - Hamitabat 2 | [MK-GR] 400 kV Bitola-Meliti | XFL_BI11_GMELIT11_1:line | -1275 | 1600 | 1600 | -325 | 80 | []
BG_CO_00011 | N-1 400kV Maritsa Iztok - Plovdiv | [MK-GR] 400 kV Bitola-Meliti | XFL_BI11_GMELIT11_1:line | -1275 | 1600 | 1600 | -325 | 80 | []
BG_CO_00002 | N-1 400kV Sofia Zapad - Chervena Mogila ck. 1 | [MK-GR] 400 kV Bitola-Meliti | XFL_BI11_GMELIT11_1:line | -1275 | 1600 | 1600 | -325 | 80 | []
BG_TR_CO_00001 | N-1 400kV Maritsa 3 - Hamitabat 1 | [MK-GR] 400 kV Bitola-Meliti | XFL_BI11_GMELIT11_1:line | -1275 | 1600 | 1600 | -325 | 80 | []
BG_CO_00013 | N-1 400kV Burgas â Maritsa Iztok 2 | [MK-GR] 400 kV Bitola-Meliti | XFL_BI11_GMELIT11_1:line | -1275 | 1600 | 1600 | -325 | 80 | []
BC | Base Case | [MK-GR] 400 kV Bitola-Meliti | XFL_BI11_GMELIT11_1:line | -1275 | 1600 | 1600 | -325 | 80 | []
BG_CO_00010 | N-1 400kV Maritsa Iztok â Maritsa Iztok 3 | [MK-GR] 400 kV Bitola-Meliti | XFL_BI11_GMELIT11_1:line | -1275 | 1600 | 1600 | -325 | 80 | []
BG_CO_00012 | Â N-1 400kV Varna - Burgas | [MK-GR] 400 kV Bitola-Meliti | XFL_BI11_GMELIT11_1:line | -1272 | 1600 | 1600 | -328 | 79 | []
BG_CO_00009 | N-1 400kV Maritsa Iztok 2Â - Maritsa Iztok 3 | [MK-GR] 400 kV Bitola-Meliti | XFL_BI11_GMELIT11_1:line | -1272 | 1600 | 1600 | -328 | 79 | []
BG_CO_00005, BG_CO_00007 | N-1 400kV Vetren - Chervena Mogila , N-1 400kV Maritsa Iztok - Plovdiv ck. 2 | [MK-GR] 400 kV Bitola-Meliti | XFL_BI11_GMELIT11_1:line | -1252 | 1600 | 1600 | -348 | 78 | []
BG_CO_00006, BG_CO_00008 | N-1 400kV Plovdiv - Vetren , N-1 400kV Plovdiv - Vetren | [MK-GR] 400 kV Bitola-Meliti | XFL_BI11_GMELIT11_1:line | -1250 | 1600 | 1600 | -350 | 78 | []
BG_RS_CO_00001 | N-1 400kV Sofia Zapad - Nis Â | [MK-GR] 400 kV Bitola-Meliti | XFL_BI11_GMELIT11_1:line | -1249 | 1600 | 1600 | -351 | 78 | []
BG_MK_CO_00001 | N-1 400kV Chervena Mogila - Stip | [MK-GR] 400 kV Bitola-Meliti | XFL_BI11_GMELIT11_1:line | -1248 | 1600 | 1600 | -352 | 78 | []
MK_CO_00003 | N-1 400 kV Skopje 4 âSkopje 5 | [MK-GR] 400 kV Bitola-Meliti | XFL_BI11_GMELIT11_1:line | -1227 | 1600 | 1600 | -373 | 77 | []
MK_CO_00002 | N-1 400 kV Dubrovo âStip | [MK-GR] 400 kV Bitola-Meliti | XFL_BI11_GMELIT11_1:line | -1226 | 1600 | 1600 | -374 | 77 | []
GR_CO_00005 | N-1 400 kV Thessaloniki-Lagadas ck.2 | [MK-GR] 400 kV Bitola-Meliti | XFL_BI11_GMELIT11_1:line | -1203 | 1600 | 1600 | -397 | 75 | []

## 0430Curative
Detailed results
Generated at: | 2024-01-24 19:17
Business day: | 25.01.2024
Timestamp: | 04:30
Border & direction: | North-Greece Exporting
Horizon: | DA
Remedial actions: | true
Evaluation type: | CURATIVE
TTC [MW]: | 2496
Fallback applied | false
Loading threshold | 0.7
Applied RAs
CO ID | RA ID | Name of the RA | Usage | Type | Location | Status
Limiting CNECs
CO ID | Name of the CO | Name of the CNE | CNE UCTE branch | Calculated I (A) | I max (PRE) | I max (CUR) | Margin (A) | Loading (%) | Applicable curative RAs
AL_GR_CO_00001 | N-1 400 kV Zemplak-Kardia | [MK-GR] 400 kV Bitola-Meliti | XFL_BI11_GMELIT11_1:line | -1592 |  | 1600 | -8 | 99 | []
MK_GR_CO_00002 | N-1 400 kV Dubrovo-Thessaloniki | [MK-GR] 400 kV Bitola-Meliti | XFL_BI11_GMELIT11_1:line | -1505 |  | 1600 | -95 | 94 | []
AL_CO_00002 | N-1 400 kV Elbasan 2-Zemlak | [MK-GR] 400 kV Bitola-Meliti | XFL_BI11_GMELIT11_1:line | -1504 |  | 1600 | -96 | 94 | []
BG_GR_CO_00001 | N-1 400 kV Blagoevgrad - Thessaloniki | [MK-GR] 400 kV Bitola-Meliti | XFL_BI11_GMELIT11_1:line | -1406 |  | 1600 | -194 | 88 | []
KS_CO_00001 | N-1 400 kV Kosovo B-Urosevac | [MK-GR] 400 kV Bitola-Meliti | XFL_BI11_GMELIT11_1:line | -1393 |  | 1600 | -207 | 87 | []
MK_KS_CO_00001 | N-1 400 kV Skopje 5 âUrosevac | [MK-GR] 400 kV Bitola-Meliti | XFL_BI11_GMELIT11_1:line | -1390 |  | 1600 | -210 | 87 | []
GR_CO_00001 | N-1 400 kV Filippoi-Nea Santa ck.2 | [MK-GR] 400 kV Bitola-Meliti | XFL_BI11_GMELIT11_1:line | -1377 |  | 1600 | -223 | 86 | []
GR_CO_00004 | N-1 400 kV Amideo-Lagadas ck.2 | [MK-GR] 400 kV Bitola-Meliti | XFL_BI11_GMELIT11_1:line | -1376 |  | 1600 | -224 | 86 | []
GR_CO_00002 | N-1 400 kV Filippoi-Lagadas ck.2 | [MK-GR] 400 kV Bitola-Meliti | XFL_BI11_GMELIT11_1:line | -1366 |  | 1600 | -234 | 85 | []
AL_CO_00001 | N-1 400 kV Elbasan 2-Tirana 2 | [MK-GR] 400 kV Bitola-Meliti | XFL_BI11_GMELIT11_1:line | -1342 |  | 1600 | -258 | 84 | []
BG_CO_00001 | N-1 400kV Chervena Mogila - Blagoevgrad ck. 1 | [MK-GR] 400 kV Bitola-Meliti | XFL_BI11_GMELIT11_1:line | -1333 |  | 1600 | -267 | 83 | []
BG_GR_CO_00002 | N-1 400kV MARITSA IZTOK-NEA SANTA-CK-1 | [MK-GR] 400 kV Bitola-Meliti | XFL_BI11_GMELIT11_1:line | -1313 |  | 1600 | -287 | 82 | []
TR_GR_CO_00001 | N-1 400 kV Babaeski-N Santa | [MK-GR] 400 kV Bitola-Meliti | XFL_BI11_GMELIT11_1:line | -1309 |  | 1600 | -291 | 82 | []
RS_CO_00004 | N-1 400 kV Nis 2 âLeskovac 2 | [MK-GR] 400 kV Bitola-Meliti | XFL_BI11_GMELIT11_1:line | -1302 |  | 1600 | -298 | 81 | []
RS_MK_00001 | N-1 400 kV Vranje 4 -Stip | [MK-GR] 400 kV Bitola-Meliti | XFL_BI11_GMELIT11_1:line | -1296 |  | 1600 | -304 | 81 | []
RS_CO_00003 | N-1 400 kV Vranje 4 âLeskovac 2 | [MK-GR] 400 kV Bitola-Meliti | XFL_BI11_GMELIT11_1:line | -1296 |  | 1600 | -304 | 81 | []
KS_ME_CO_00001 | N-1 400 kV Pec 3-Ribarevina | [MK-GR] 400 kV Bitola-Meliti | XFL_BI11_GMELIT11_1:line | -1289 |  | 1600 | -311 | 81 | []
BG_CO_00016 | N-1 400kV Kozloduy - Sofia Zapad ck.2 | [MK-GR] 400 kV Bitola-Meliti | XFL_BI11_GMELIT11_1:line | -1284 |  | 1600 | -316 | 80 | []
RS_KS_CO_00002 | N-1 400 kV Kosovo B-Nis 2 | [MK-GR] 400 kV Bitola-Meliti | XFL_BI11_GMELIT11_1:line | -1282 |  | 1600 | -318 | 80 | []
AL_ME_CO_00001 | N-1 400 kV Tirana 2âPodgorica 2 | [MK-GR] 400 kV Bitola-Meliti | XFL_BI11_GMELIT11_1:line | -1281 |  | 1600 | -319 | 80 | []
TR_CO_00001 | N-1 400 kV Habitabat NGCC -Babaeski | [MK-GR] 400 kV Bitola-Meliti | XFL_BI11_GMELIT11_1:line | -1280 |  | 1600 | -320 | 80 | []
BG_TR_CO_00002 | N-1 400kV Maritsa 3 - Hamitabat 2 | [MK-GR] 400 kV Bitola-Meliti | XFL_BI11_GMELIT11_1:line | -1275 |  | 1600 | -325 | 80 | []
BG_CO_00011 | N-1 400kV Maritsa Iztok - Plovdiv | [MK-GR] 400 kV Bitola-Meliti | XFL_BI11_GMELIT11_1:line | -1275 |  | 1600 | -325 | 80 | []
BG_CO_00002 | N-1 400kV Sofia Zapad - Chervena Mogila ck. 1 | [MK-GR] 400 kV Bitola-Meliti | XFL_BI11_GMELIT11_1:line | -1275 |  | 1600 | -325 | 80 | []
BG_TR_CO_00001 | N-1 400kV Maritsa 3 - Hamitabat 1 | [MK-GR] 400 kV Bitola-Meliti | XFL_BI11_GMELIT11_1:line | -1275 |  | 1600 | -325 | 80 | []
BG_CO_00013 | N-1 400kV Burgas â Maritsa Iztok 2 | [MK-GR] 400 kV Bitola-Meliti | XFL_BI11_GMELIT11_1:line | -1275 |  | 1600 | -325 | 80 | []
BC | Base Case | [MK-GR] 400 kV Bitola-Meliti | XFL_BI11_GMELIT11_1:line | -1275 |  | 1600 | -325 | 80 | []
BG_CO_00010 | N-1 400kV Maritsa Iztok â Maritsa Iztok 3 | [MK-GR] 400 kV Bitola-Meliti | XFL_BI11_GMELIT11_1:line | -1275 |  | 1600 | -325 | 80 | []
BG_CO_00012 | Â N-1 400kV Varna - Burgas | [MK-GR] 400 kV Bitola-Meliti | XFL_BI11_GMELIT11_1:line | -1272 |  | 1600 | -328 | 79 | []
BG_CO_00009 | N-1 400kV Maritsa Iztok 2Â - Maritsa Iztok 3 | [MK-GR] 400 kV Bitola-Meliti | XFL_BI11_GMELIT11_1:line | -1272 |  | 1600 | -328 | 79 | []
BG_CO_00005, BG_CO_00007 | N-1 400kV Vetren - Chervena Mogila , N-1 400kV Maritsa Iztok - Plovdiv ck. 2 | [MK-GR] 400 kV Bitola-Meliti | XFL_BI11_GMELIT11_1:line | -1252 |  | 1600 | -348 | 78 | []
BG_CO_00006, BG_CO_00008 | N-1 400kV Plovdiv - Vetren , N-1 400kV Plovdiv - Vetren | [MK-GR] 400 kV Bitola-Meliti | XFL_BI11_GMELIT11_1:line | -1250 |  | 1600 | -350 | 78 | []
BG_RS_CO_00001 | N-1 400kV Sofia Zapad - Nis Â | [MK-GR] 400 kV Bitola-Meliti | XFL_BI11_GMELIT11_1:line | -1249 |  | 1600 | -351 | 78 | []
BG_MK_CO_00001 | N-1 400kV Chervena Mogila - Stip | [MK-GR] 400 kV Bitola-Meliti | XFL_BI11_GMELIT11_1:line | -1248 |  | 1600 | -352 | 78 | []
MK_CO_00003 | N-1 400 kV Skopje 4 âSkopje 5 | [MK-GR] 400 kV Bitola-Meliti | XFL_BI11_GMELIT11_1:line | -1227 |  | 1600 | -373 | 77 | []
MK_CO_00002 | N-1 400 kV Dubrovo âStip | [MK-GR] 400 kV Bitola-Meliti | XFL_BI11_GMELIT11_1:line | -1226 |  | 1600 | -374 | 77 | []
GR_CO_00005 | N-1 400 kV Thessaloniki-Lagadas ck.2 | [MK-GR] 400 kV Bitola-Meliti | XFL_BI11_GMELIT11_1:line | -1203 |  | 1600 | -397 | 75 | []

## 0530Preventive
Detailed results
Generated at: | 2024-01-24 19:17
Business day: | 25.01.2024
Timestamp: | 05:30
Border & direction: | North-Greece Exporting
Horizon: | DA
Remedial actions: | true
Evaluation type: | PREVENTIVE
TTC [MW]: | 2507
Fallback applied | false
Loading threshold | 0.7
Applied RAs
CO ID | RA ID | Name of the RA | Usage | Type | Location | Status
Limiting CNECs
CO ID | Name of the CO | Name of the CNE | CNE UCTE branch | Calculated I (A) | I max (PRE) | I max (CUR) | Margin (A) | Loading (%) | Applicable curative RAs
AL_GR_CO_00001 | N-1 400 kV Zemplak-Kardia | [MK-GR] 400 kV Bitola-Meliti | XFL_BI11_GMELIT11_1:line | -1596 | 1600 | 1600 | -4 | 100 | []
AL_CO_00002 | N-1 400 kV Elbasan 2-Zemlak | [MK-GR] 400 kV Bitola-Meliti | XFL_BI11_GMELIT11_1:line | -1506 | 1600 | 1600 | -94 | 94 | []
MK_GR_CO_00002 | N-1 400 kV Dubrovo-Thessaloniki | [MK-GR] 400 kV Bitola-Meliti | XFL_BI11_GMELIT11_1:line | -1494 | 1600 | 1600 | -106 | 93 | []
BG_GR_CO_00001 | N-1 400 kV Blagoevgrad - Thessaloniki | [MK-GR] 400 kV Bitola-Meliti | XFL_BI11_GMELIT11_1:line | -1407 | 1600 | 1600 | -193 | 88 | []
GR_CO_00004 | N-1 400 kV Amideo-Lagadas ck.2 | [MK-GR] 400 kV Bitola-Meliti | XFL_BI11_GMELIT11_1:line | -1373 | 1600 | 1600 | -227 | 86 | []
GR_CO_00001 | N-1 400 kV Filippoi-Nea Santa ck.2 | [MK-GR] 400 kV Bitola-Meliti | XFL_BI11_GMELIT11_1:line | -1372 | 1600 | 1600 | -228 | 86 | []
KS_CO_00001 | N-1 400 kV Kosovo B-Urosevac | [MK-GR] 400 kV Bitola-Meliti | XFL_BI11_GMELIT11_1:line | -1371 | 1600 | 1600 | -229 | 86 | []
GR_CO_00002 | N-1 400 kV Filippoi-Lagadas ck.2 | [MK-GR] 400 kV Bitola-Meliti | XFL_BI11_GMELIT11_1:line | -1361 | 1600 | 1600 | -239 | 85 | []
MK_KS_CO_00001 | N-1 400 kV Skopje 5 âUrosevac | [MK-GR] 400 kV Bitola-Meliti | XFL_BI11_GMELIT11_1:line | -1357 | 1600 | 1600 | -243 | 85 | []
AL_CO_00001 | N-1 400 kV Elbasan 2-Tirana 2 | [MK-GR] 400 kV Bitola-Meliti | XFL_BI11_GMELIT11_1:line | -1339 | 1600 | 1600 | -261 | 84 | []
BG_CO_00001 | N-1 400kV Chervena Mogila - Blagoevgrad ck. 1 | [MK-GR] 400 kV Bitola-Meliti | XFL_BI11_GMELIT11_1:line | -1332 | 1600 | 1600 | -268 | 83 | []
BG_GR_CO_00002 | N-1 400kV MARITSA IZTOK-NEA SANTA-CK-1 | [MK-GR] 400 kV Bitola-Meliti | XFL_BI11_GMELIT11_1:line | -1308 | 1600 | 1600 | -292 | 82 | []
TR_GR_CO_00001 | N-1 400 kV Babaeski-N Santa | [MK-GR] 400 kV Bitola-Meliti | XFL_BI11_GMELIT11_1:line | -1301 | 1600 | 1600 | -299 | 81 | []
RS_CO_00004 | N-1 400 kV Nis 2 âLeskovac 2 | [MK-GR] 400 kV Bitola-Meliti | XFL_BI11_GMELIT11_1:line | -1293 | 1600 | 1600 | -307 | 81 | []
RS_CO_00003 | N-1 400 kV Vranje 4 âLeskovac 2 | [MK-GR] 400 kV Bitola-Meliti | XFL_BI11_GMELIT11_1:line | -1285 | 1600 | 1600 | -315 | 80 | []
RS_MK_00001 | N-1 400 kV Vranje 4 -Stip | [MK-GR] 400 kV Bitola-Meliti | XFL_BI11_GMELIT11_1:line | -1283 | 1600 | 1600 | -317 | 80 | []
AL_ME_CO_00001 | N-1 400 kV Tirana 2âPodgorica 2 | [MK-GR] 400 kV Bitola-Meliti | XFL_BI11_GMELIT11_1:line | -1278 | 1600 | 1600 | -322 | 80 | []
KS_ME_CO_00001 | N-1 400 kV Pec 3-Ribarevina | [MK-GR] 400 kV Bitola-Meliti | XFL_BI11_GMELIT11_1:line | -1278 | 1600 | 1600 | -322 | 80 | []
BG_CO_00016 | N-1 400kV Kozloduy - Sofia Zapad ck.2 | [MK-GR] 400 kV Bitola-Meliti | XFL_BI11_GMELIT11_1:line | -1276 | 1600 | 1600 | -324 | 80 | []
RS_KS_CO_00002 | N-1 400 kV Kosovo B-Nis 2 | [MK-GR] 400 kV Bitola-Meliti | XFL_BI11_GMELIT11_1:line | -1273 | 1600 | 1600 | -327 | 80 | []
TR_CO_00001 | N-1 400 kV Habitabat NGCC -Babaeski | [MK-GR] 400 kV Bitola-Meliti | XFL_BI11_GMELIT11_1:line | -1272 | 1600 | 1600 | -328 | 80 | []
BG_TR_CO_00002 | N-1 400kV Maritsa 3 - Hamitabat 2 | [MK-GR] 400 kV Bitola-Meliti | XFL_BI11_GMELIT11_1:line | -1268 | 1600 | 1600 | -332 | 79 | []
BG_CO_00013 | N-1 400kV Burgas â Maritsa Iztok 2 | [MK-GR] 400 kV Bitola-Meliti | XFL_BI11_GMELIT11_1:line | -1268 | 1600 | 1600 | -332 | 79 | []
BG_TR_CO_00001 | N-1 400kV Maritsa 3 - Hamitabat 1 | [MK-GR] 400 kV Bitola-Meliti | XFL_BI11_GMELIT11_1:line | -1268 | 1600 | 1600 | -332 | 79 | []
BG_CO_00011 | N-1 400kV Maritsa Iztok - Plovdiv | [MK-GR] 400 kV Bitola-Meliti | XFL_BI11_GMELIT11_1:line | -1268 | 1600 | 1600 | -332 | 79 | []
BG_CO_00002 | N-1 400kV Sofia Zapad - Chervena Mogila ck. 1 | [MK-GR] 400 kV Bitola-Meliti | XFL_BI11_GMELIT11_1:line | -1267 | 1600 | 1600 | -333 | 79 | []
BC | Base Case | [MK-GR] 400 kV Bitola-Meliti | XFL_BI11_GMELIT11_1:line | -1267 | 1600 | 1600 | -333 | 79 | []
BG_CO_00010 | N-1 400kV Maritsa Iztok â Maritsa Iztok 3 | [MK-GR] 400 kV Bitola-Meliti | XFL_BI11_GMELIT11_1:line | -1267 | 1600 | 1600 | -333 | 79 | []
BG_CO_00012 | Â N-1 400kV Varna - Burgas | [MK-GR] 400 kV Bitola-Meliti | XFL_BI11_GMELIT11_1:line | -1265 | 1600 | 1600 | -335 | 79 | []
BG_CO_00009 | N-1 400kV Maritsa Iztok 2Â - Maritsa Iztok 3 | [MK-GR] 400 kV Bitola-Meliti | XFL_BI11_GMELIT11_1:line | -1265 | 1600 | 1600 | -335 | 79 | []
BG_CO_00005, BG_CO_00007 | N-1 400kV Vetren - Chervena Mogila , N-1 400kV Maritsa Iztok - Plovdiv ck. 2 | [MK-GR] 400 kV Bitola-Meliti | XFL_BI11_GMELIT11_1:line | -1245 | 1600 | 1600 | -355 | 78 | []
BG_RS_CO_00001 | N-1 400kV Sofia Zapad - Nis Â | [MK-GR] 400 kV Bitola-Meliti | XFL_BI11_GMELIT11_1:line | -1244 | 1600 | 1600 | -356 | 78 | []
BG_CO_00006, BG_CO_00008 | N-1 400kV Plovdiv - Vetren , N-1 400kV Plovdiv - Vetren | [MK-GR] 400 kV Bitola-Meliti | XFL_BI11_GMELIT11_1:line | -1243 | 1600 | 1600 | -357 | 78 | []
BG_MK_CO_00001 | N-1 400kV Chervena Mogila - Stip | [MK-GR] 400 kV Bitola-Meliti | XFL_BI11_GMELIT11_1:line | -1232 | 1600 | 1600 | -368 | 77 | []
MK_CO_00003 | N-1 400 kV Skopje 4 âSkopje 5 | [MK-GR] 400 kV Bitola-Meliti | XFL_BI11_GMELIT11_1:line | -1219 | 1600 | 1600 | -381 | 76 | []
MK_CO_00002 | N-1 400 kV Dubrovo âStip | [MK-GR] 400 kV Bitola-Meliti | XFL_BI11_GMELIT11_1:line | -1206 | 1600 | 1600 | -394 | 75 | []
GR_CO_00005 | N-1 400 kV Thessaloniki-Lagadas ck.2 | [MK-GR] 400 kV Bitola-Meliti | XFL_BI11_GMELIT11_1:line | -1196 | 1600 | 1600 | -404 | 75 | []

## 0530Curative
Detailed results
Generated at: | 2024-01-24 19:17
Business day: | 25.01.2024
Timestamp: | 05:30
Border & direction: | North-Greece Exporting
Horizon: | DA
Remedial actions: | true
Evaluation type: | CURATIVE
TTC [MW]: | 2507
Fallback applied | false
Loading threshold | 0.7
Applied RAs
CO ID | RA ID | Name of the RA | Usage | Type | Location | Status
Limiting CNECs
CO ID | Name of the CO | Name of the CNE | CNE UCTE branch | Calculated I (A) | I max (PRE) | I max (CUR) | Margin (A) | Loading (%) | Applicable curative RAs
AL_GR_CO_00001 | N-1 400 kV Zemplak-Kardia | [MK-GR] 400 kV Bitola-Meliti | XFL_BI11_GMELIT11_1:line | -1596 |  | 1600 | -4 | 100 | []
AL_CO_00002 | N-1 400 kV Elbasan 2-Zemlak | [MK-GR] 400 kV Bitola-Meliti | XFL_BI11_GMELIT11_1:line | -1506 |  | 1600 | -94 | 94 | []
MK_GR_CO_00002 | N-1 400 kV Dubrovo-Thessaloniki | [MK-GR] 400 kV Bitola-Meliti | XFL_BI11_GMELIT11_1:line | -1494 |  | 1600 | -106 | 93 | []
BG_GR_CO_00001 | N-1 400 kV Blagoevgrad - Thessaloniki | [MK-GR] 400 kV Bitola-Meliti | XFL_BI11_GMELIT11_1:line | -1407 |  | 1600 | -193 | 88 | []
GR_CO_00004 | N-1 400 kV Amideo-Lagadas ck.2 | [MK-GR] 400 kV Bitola-Meliti | XFL_BI11_GMELIT11_1:line | -1373 |  | 1600 | -227 | 86 | []
GR_CO_00001 | N-1 400 kV Filippoi-Nea Santa ck.2 | [MK-GR] 400 kV Bitola-Meliti | XFL_BI11_GMELIT11_1:line | -1372 |  | 1600 | -228 | 86 | []
KS_CO_00001 | N-1 400 kV Kosovo B-Urosevac | [MK-GR] 400 kV Bitola-Meliti | XFL_BI11_GMELIT11_1:line | -1371 |  | 1600 | -229 | 86 | []
GR_CO_00002 | N-1 400 kV Filippoi-Lagadas ck.2 | [MK-GR] 400 kV Bitola-Meliti | XFL_BI11_GMELIT11_1:line | -1361 |  | 1600 | -239 | 85 | []
MK_KS_CO_00001 | N-1 400 kV Skopje 5 âUrosevac | [MK-GR] 400 kV Bitola-Meliti | XFL_BI11_GMELIT11_1:line | -1357 |  | 1600 | -243 | 85 | []
AL_CO_00001 | N-1 400 kV Elbasan 2-Tirana 2 | [MK-GR] 400 kV Bitola-Meliti | XFL_BI11_GMELIT11_1:line | -1339 |  | 1600 | -261 | 84 | []
BG_CO_00001 | N-1 400kV Chervena Mogila - Blagoevgrad ck. 1 | [MK-GR] 400 kV Bitola-Meliti | XFL_BI11_GMELIT11_1:line | -1332 |  | 1600 | -268 | 83 | []
BG_GR_CO_00002 | N-1 400kV MARITSA IZTOK-NEA SANTA-CK-1 | [MK-GR] 400 kV Bitola-Meliti | XFL_BI11_GMELIT11_1:line | -1308 |  | 1600 | -292 | 82 | []
TR_GR_CO_00001 | N-1 400 kV Babaeski-N Santa | [MK-GR] 400 kV Bitola-Meliti | XFL_BI11_GMELIT11_1:line | -1301 |  | 1600 | -299 | 81 | []
RS_CO_00004 | N-1 400 kV Nis 2 âLeskovac 2 | [MK-GR] 400 kV Bitola-Meliti | XFL_BI11_GMELIT11_1:line | -1293 |  | 1600 | -307 | 81 | []
RS_CO_00003 | N-1 400 kV Vranje 4 âLeskovac 2 | [MK-GR] 400 kV Bitola-Meliti | XFL_BI11_GMELIT11_1:line | -1285 |  | 1600 | -315 | 80 | []
RS_MK_00001 | N-1 400 kV Vranje 4 -Stip | [MK-GR] 400 kV Bitola-Meliti | XFL_BI11_GMELIT11_1:line | -1283 |  | 1600 | -317 | 80 | []
AL_ME_CO_00001 | N-1 400 kV Tirana 2âPodgorica 2 | [MK-GR] 400 kV Bitola-Meliti | XFL_BI11_GMELIT11_1:line | -1278 |  | 1600 | -322 | 80 | []
KS_ME_CO_00001 | N-1 400 kV Pec 3-Ribarevina | [MK-GR] 400 kV Bitola-Meliti | XFL_BI11_GMELIT11_1:line | -1278 |  | 1600 | -322 | 80 | []
BG_CO_00016 | N-1 400kV Kozloduy - Sofia Zapad ck.2 | [MK-GR] 400 kV Bitola-Meliti | XFL_BI11_GMELIT11_1:line | -1276 |  | 1600 | -324 | 80 | []
RS_KS_CO_00002 | N-1 400 kV Kosovo B-Nis 2 | [MK-GR] 400 kV Bitola-Meliti | XFL_BI11_GMELIT11_1:line | -1273 |  | 1600 | -327 | 80 | []
TR_CO_00001 | N-1 400 kV Habitabat NGCC -Babaeski | [MK-GR] 400 kV Bitola-Meliti | XFL_BI11_GMELIT11_1:line | -1272 |  | 1600 | -328 | 80 | []
BG_TR_CO_00002 | N-1 400kV Maritsa 3 - Hamitabat 2 | [MK-GR] 400 kV Bitola-Meliti | XFL_BI11_GMELIT11_1:line | -1268 |  | 1600 | -332 | 79 | []
BG_CO_00013 | N-1 400kV Burgas â Maritsa Iztok 2 | [MK-GR] 400 kV Bitola-Meliti | XFL_BI11_GMELIT11_1:line | -1268 |  | 1600 | -332 | 79 | []
BG_TR_CO_00001 | N-1 400kV Maritsa 3 - Hamitabat 1 | [MK-GR] 400 kV Bitola-Meliti | XFL_BI11_GMELIT11_1:line | -1268 |  | 1600 | -332 | 79 | []
BG_CO_00011 | N-1 400kV Maritsa Iztok - Plovdiv | [MK-GR] 400 kV Bitola-Meliti | XFL_BI11_GMELIT11_1:line | -1268 |  | 1600 | -332 | 79 | []
BG_CO_00002 | N-1 400kV Sofia Zapad - Chervena Mogila ck. 1 | [MK-GR] 400 kV Bitola-Meliti | XFL_BI11_GMELIT11_1:line | -1267 |  | 1600 | -333 | 79 | []
BC | Base Case | [MK-GR] 400 kV Bitola-Meliti | XFL_BI11_GMELIT11_1:line | -1267 |  | 1600 | -333 | 79 | []
BG_CO_00010 | N-1 400kV Maritsa Iztok â Maritsa Iztok 3 | [MK-GR] 400 kV Bitola-Meliti | XFL_BI11_GMELIT11_1:line | -1267 |  | 1600 | -333 | 79 | []
BG_CO_00012 | Â N-1 400kV Varna - Burgas | [MK-GR] 400 kV Bitola-Meliti | XFL_BI11_GMELIT11_1:line | -1265 |  | 1600 | -335 | 79 | []
BG_CO_00009 | N-1 400kV Maritsa Iztok 2Â - Maritsa Iztok 3 | [MK-GR] 400 kV Bitola-Meliti | XFL_BI11_GMELIT11_1:line | -1265 |  | 1600 | -335 | 79 | []
BG_CO_00005, BG_CO_00007 | N-1 400kV Vetren - Chervena Mogila , N-1 400kV Maritsa Iztok - Plovdiv ck. 2 | [MK-GR] 400 kV Bitola-Meliti | XFL_BI11_GMELIT11_1:line | -1245 |  | 1600 | -355 | 78 | []
BG_RS_CO_00001 | N-1 400kV Sofia Zapad - Nis Â | [MK-GR] 400 kV Bitola-Meliti | XFL_BI11_GMELIT11_1:line | -1244 |  | 1600 | -356 | 78 | []
BG_CO_00006, BG_CO_00008 | N-1 400kV Plovdiv - Vetren , N-1 400kV Plovdiv - Vetren | [MK-GR] 400 kV Bitola-Meliti | XFL_BI11_GMELIT11_1:line | -1243 |  | 1600 | -357 | 78 | []
BG_MK_CO_00001 | N-1 400kV Chervena Mogila - Stip | [MK-GR] 400 kV Bitola-Meliti | XFL_BI11_GMELIT11_1:line | -1232 |  | 1600 | -368 | 77 | []
MK_CO_00003 | N-1 400 kV Skopje 4 âSkopje 5 | [MK-GR] 400 kV Bitola-Meliti | XFL_BI11_GMELIT11_1:line | -1219 |  | 1600 | -381 | 76 | []
MK_CO_00002 | N-1 400 kV Dubrovo âStip | [MK-GR] 400 kV Bitola-Meliti | XFL_BI11_GMELIT11_1:line | -1206 |  | 1600 | -394 | 75 | []
GR_CO_00005 | N-1 400 kV Thessaloniki-Lagadas ck.2 | [MK-GR] 400 kV Bitola-Meliti | XFL_BI11_GMELIT11_1:line | -1196 |  | 1600 | -404 | 75 | []

## 0630Preventive
Detailed results
Generated at: | 2024-01-24 19:17
Business day: | 25.01.2024
Timestamp: | 06:30
Border & direction: | North-Greece Exporting
Horizon: | DA
Remedial actions: | true
Evaluation type: | PREVENTIVE
TTC [MW]: | 2495
Fallback applied | false
Loading threshold | 0.7
Applied RAs
CO ID | RA ID | Name of the RA | Usage | Type | Location | Status
Limiting CNECs
CO ID | Name of the CO | Name of the CNE | CNE UCTE branch | Calculated I (A) | I max (PRE) | I max (CUR) | Margin (A) | Loading (%) | Applicable curative RAs
AL_GR_CO_00001 | N-1 400 kV Zemplak-Kardia | [MK-GR] 400 kV Bitola-Meliti | XFL_BI11_GMELIT11_1:line | -1591 | 1600 | 1600 | -9 | 99 | []
MK_GR_CO_00002 | N-1 400 kV Dubrovo-Thessaloniki | [MK-GR] 400 kV Bitola-Meliti | XFL_BI11_GMELIT11_1:line | -1526 | 1600 | 1600 | -74 | 95 | []
AL_CO_00002 | N-1 400 kV Elbasan 2-Zemlak | [MK-GR] 400 kV Bitola-Meliti | XFL_BI11_GMELIT11_1:line | -1506 | 1600 | 1600 | -94 | 94 | []
BG_GR_CO_00001 | N-1 400 kV Blagoevgrad - Thessaloniki | [MK-GR] 400 kV Bitola-Meliti | XFL_BI11_GMELIT11_1:line | -1474 | 1600 | 1600 | -126 | 92 | []
GR_CO_00004 | N-1 400 kV Amideo-Lagadas ck.2 | [MK-GR] 400 kV Bitola-Meliti | XFL_BI11_GMELIT11_1:line | -1448 | 1600 | 1600 | -152 | 90 | []
GR_CO_00001 | N-1 400 kV Filippoi-Nea Santa ck.2 | [MK-GR] 400 kV Bitola-Meliti | XFL_BI11_GMELIT11_1:line | -1444 | 1600 | 1600 | -156 | 90 | []
GR_CO_00002 | N-1 400 kV Filippoi-Lagadas ck.2 | [MK-GR] 400 kV Bitola-Meliti | XFL_BI11_GMELIT11_1:line | -1436 | 1600 | 1600 | -164 | 90 | []
KS_CO_00001 | N-1 400 kV Kosovo B-Urosevac | [MK-GR] 400 kV Bitola-Meliti | XFL_BI11_GMELIT11_1:line | -1427 | 1600 | 1600 | -173 | 89 | []
MK_KS_CO_00001 | N-1 400 kV Skopje 5 âUrosevac | [MK-GR] 400 kV Bitola-Meliti | XFL_BI11_GMELIT11_1:line | -1418 | 1600 | 1600 | -182 | 89 | []
BG_CO_00001 | N-1 400kV Chervena Mogila - Blagoevgrad ck. 1 | [MK-GR] 400 kV Bitola-Meliti | XFL_BI11_GMELIT11_1:line | -1397 | 1600 | 1600 | -203 | 87 | []
AL_CO_00001 | N-1 400 kV Elbasan 2-Tirana 2 | [MK-GR] 400 kV Bitola-Meliti | XFL_BI11_GMELIT11_1:line | -1379 | 1600 | 1600 | -221 | 86 | []
BG_GR_CO_00002 | N-1 400kV MARITSA IZTOK-NEA SANTA-CK-1 | [MK-GR] 400 kV Bitola-Meliti | XFL_BI11_GMELIT11_1:line | -1355 | 1600 | 1600 | -245 | 85 | []
TR_GR_CO_00001 | N-1 400 kV Babaeski-N Santa | [MK-GR] 400 kV Bitola-Meliti | XFL_BI11_GMELIT11_1:line | -1349 | 1600 | 1600 | -251 | 84 | []
RS_CO_00004 | N-1 400 kV Nis 2 âLeskovac 2 | [MK-GR] 400 kV Bitola-Meliti | XFL_BI11_GMELIT11_1:line | -1339 | 1600 | 1600 | -261 | 84 | []
KS_ME_CO_00001 | N-1 400 kV Pec 3-Ribarevina | [MK-GR] 400 kV Bitola-Meliti | XFL_BI11_GMELIT11_1:line | -1337 | 1600 | 1600 | -263 | 84 | []
RS_CO_00003 | N-1 400 kV Vranje 4 âLeskovac 2 | [MK-GR] 400 kV Bitola-Meliti | XFL_BI11_GMELIT11_1:line | -1329 | 1600 | 1600 | -271 | 83 | []
RS_MK_00001 | N-1 400 kV Vranje 4 -Stip | [MK-GR] 400 kV Bitola-Meliti | XFL_BI11_GMELIT11_1:line | -1325 | 1600 | 1600 | -275 | 83 | []
AL_ME_CO_00001 | N-1 400 kV Tirana 2âPodgorica 2 | [MK-GR] 400 kV Bitola-Meliti | XFL_BI11_GMELIT11_1:line | -1321 | 1600 | 1600 | -279 | 83 | []
BG_CO_00016 | N-1 400kV Kozloduy - Sofia Zapad ck.2 | [MK-GR] 400 kV Bitola-Meliti | XFL_BI11_GMELIT11_1:line | -1321 | 1600 | 1600 | -279 | 83 | []
TR_CO_00001 | N-1 400 kV Habitabat NGCC -Babaeski | [MK-GR] 400 kV Bitola-Meliti | XFL_BI11_GMELIT11_1:line | -1317 | 1600 | 1600 | -283 | 82 | []
BG_CO_00002 | N-1 400kV Sofia Zapad - Chervena Mogila ck. 1 | [MK-GR] 400 kV Bitola-Meliti | XFL_BI11_GMELIT11_1:line | -1315 | 1600 | 1600 | -285 | 82 | []
BG_TR_CO_00002 | N-1 400kV Maritsa 3 - Hamitabat 2 | [MK-GR] 400 kV Bitola-Meliti | XFL_BI11_GMELIT11_1:line | -1315 | 1600 | 1600 | -285 | 82 | []
BG_CO_00013 | N-1 400kV Burgas â Maritsa Iztok 2 | [MK-GR] 400 kV Bitola-Meliti | XFL_BI11_GMELIT11_1:line | -1315 | 1600 | 1600 | -285 | 82 | []
BG_TR_CO_00001 | N-1 400kV Maritsa 3 - Hamitabat 1 | [MK-GR] 400 kV Bitola-Meliti | XFL_BI11_GMELIT11_1:line | -1314 | 1600 | 1600 | -286 | 82 | []
BC | Base Case | [MK-GR] 400 kV Bitola-Meliti | XFL_BI11_GMELIT11_1:line | -1313 | 1600 | 1600 | -287 | 82 | []
BG_CO_00010 | N-1 400kV Maritsa Iztok â Maritsa Iztok 3 | [MK-GR] 400 kV Bitola-Meliti | XFL_BI11_GMELIT11_1:line | -1313 | 1600 | 1600 | -287 | 82 | []
RS_KS_CO_00002 | N-1 400 kV Kosovo B-Nis 2 | [MK-GR] 400 kV Bitola-Meliti | XFL_BI11_GMELIT11_1:line | -1312 | 1600 | 1600 | -288 | 82 | []
BG_CO_00011 | N-1 400kV Maritsa Iztok - Plovdiv | [MK-GR] 400 kV Bitola-Meliti | XFL_BI11_GMELIT11_1:line | -1312 | 1600 | 1600 | -288 | 82 | []
BG_CO_00009 | N-1 400kV Maritsa Iztok 2Â - Maritsa Iztok 3 | [MK-GR] 400 kV Bitola-Meliti | XFL_BI11_GMELIT11_1:line | -1312 | 1600 | 1600 | -288 | 82 | []
BG_CO_00007 | N-1 400kV Maritsa Iztok - Plovdiv ck. 2 | [MK-GR] 400 kV Bitola-Meliti | XFL_BI11_GMELIT11_1:line | -1312 | 1600 | 1600 | -288 | 82 | []
BG_CO_00012 | Â N-1 400kV Varna - Burgas | [MK-GR] 400 kV Bitola-Meliti | XFL_BI11_GMELIT11_1:line | -1311 | 1600 | 1600 | -289 | 82 | []
BG_CO_00006, BG_CO_00008 | N-1 400kV Plovdiv - Vetren , N-1 400kV Plovdiv - Vetren | [MK-GR] 400 kV Bitola-Meliti | XFL_BI11_GMELIT11_1:line | -1285 | 1600 | 1600 | -315 | 80 | []
BG_RS_CO_00001 | N-1 400kV Sofia Zapad - Nis Â | [MK-GR] 400 kV Bitola-Meliti | XFL_BI11_GMELIT11_1:line | -1285 | 1600 | 1600 | -315 | 80 | []
MK_CO_00003 | N-1 400 kV Skopje 4 âSkopje 5 | [MK-GR] 400 kV Bitola-Meliti | XFL_BI11_GMELIT11_1:line | -1274 | 1600 | 1600 | -326 | 80 | []
BG_MK_CO_00001 | N-1 400kV Chervena Mogila - Stip | [MK-GR] 400 kV Bitola-Meliti | XFL_BI11_GMELIT11_1:line | -1250 | 1600 | 1600 | -350 | 78 | []
GR_CO_00005 | N-1 400 kV Thessaloniki-Lagadas ck.2 | [MK-GR] 400 kV Bitola-Meliti | XFL_BI11_GMELIT11_1:line | -1225 | 1600 | 1600 | -375 | 77 | []
MK_CO_00002 | N-1 400 kV Dubrovo âStip | [MK-GR] 400 kV Bitola-Meliti | XFL_BI11_GMELIT11_1:line | -1223 | 1600 | 1600 | -377 | 76 | []

## 0630Curative
Detailed results
Generated at: | 2024-01-24 19:17
Business day: | 25.01.2024
Timestamp: | 06:30
Border & direction: | North-Greece Exporting
Horizon: | DA
Remedial actions: | true
Evaluation type: | CURATIVE
TTC [MW]: | 2495
Fallback applied | false
Loading threshold | 0.7
Applied RAs
CO ID | RA ID | Name of the RA | Usage | Type | Location | Status
Limiting CNECs
CO ID | Name of the CO | Name of the CNE | CNE UCTE branch | Calculated I (A) | I max (PRE) | I max (CUR) | Margin (A) | Loading (%) | Applicable curative RAs
AL_GR_CO_00001 | N-1 400 kV Zemplak-Kardia | [MK-GR] 400 kV Bitola-Meliti | XFL_BI11_GMELIT11_1:line | -1591 |  | 1600 | -9 | 99 | []
MK_GR_CO_00002 | N-1 400 kV Dubrovo-Thessaloniki | [MK-GR] 400 kV Bitola-Meliti | XFL_BI11_GMELIT11_1:line | -1526 |  | 1600 | -74 | 95 | []
AL_CO_00002 | N-1 400 kV Elbasan 2-Zemlak | [MK-GR] 400 kV Bitola-Meliti | XFL_BI11_GMELIT11_1:line | -1506 |  | 1600 | -94 | 94 | []
BG_GR_CO_00001 | N-1 400 kV Blagoevgrad - Thessaloniki | [MK-GR] 400 kV Bitola-Meliti | XFL_BI11_GMELIT11_1:line | -1474 |  | 1600 | -126 | 92 | []
GR_CO_00004 | N-1 400 kV Amideo-Lagadas ck.2 | [MK-GR] 400 kV Bitola-Meliti | XFL_BI11_GMELIT11_1:line | -1448 |  | 1600 | -152 | 90 | []
GR_CO_00001 | N-1 400 kV Filippoi-Nea Santa ck.2 | [MK-GR] 400 kV Bitola-Meliti | XFL_BI11_GMELIT11_1:line | -1444 |  | 1600 | -156 | 90 | []
GR_CO_00002 | N-1 400 kV Filippoi-Lagadas ck.2 | [MK-GR] 400 kV Bitola-Meliti | XFL_BI11_GMELIT11_1:line | -1436 |  | 1600 | -164 | 90 | []
KS_CO_00001 | N-1 400 kV Kosovo B-Urosevac | [MK-GR] 400 kV Bitola-Meliti | XFL_BI11_GMELIT11_1:line | -1427 |  | 1600 | -173 | 89 | []
MK_KS_CO_00001 | N-1 400 kV Skopje 5 âUrosevac | [MK-GR] 400 kV Bitola-Meliti | XFL_BI11_GMELIT11_1:line | -1418 |  | 1600 | -182 | 89 | []
BG_CO_00001 | N-1 400kV Chervena Mogila - Blagoevgrad ck. 1 | [MK-GR] 400 kV Bitola-Meliti | XFL_BI11_GMELIT11_1:line | -1397 |  | 1600 | -203 | 87 | []
AL_CO_00001 | N-1 400 kV Elbasan 2-Tirana 2 | [MK-GR] 400 kV Bitola-Meliti | XFL_BI11_GMELIT11_1:line | -1379 |  | 1600 | -221 | 86 | []
BG_GR_CO_00002 | N-1 400kV MARITSA IZTOK-NEA SANTA-CK-1 | [MK-GR] 400 kV Bitola-Meliti | XFL_BI11_GMELIT11_1:line | -1355 |  | 1600 | -245 | 85 | []
TR_GR_CO_00001 | N-1 400 kV Babaeski-N Santa | [MK-GR] 400 kV Bitola-Meliti | XFL_BI11_GMELIT11_1:line | -1349 |  | 1600 | -251 | 84 | []
RS_CO_00004 | N-1 400 kV Nis 2 âLeskovac 2 | [MK-GR] 400 kV Bitola-Meliti | XFL_BI11_GMELIT11_1:line | -1339 |  | 1600 | -261 | 84 | []
KS_ME_CO_00001 | N-1 400 kV Pec 3-Ribarevina | [MK-GR] 400 kV Bitola-Meliti | XFL_BI11_GMELIT11_1:line | -1337 |  | 1600 | -263 | 84 | []
RS_CO_00003 | N-1 400 kV Vranje 4 âLeskovac 2 | [MK-GR] 400 kV Bitola-Meliti | XFL_BI11_GMELIT11_1:line | -1329 |  | 1600 | -271 | 83 | []
RS_MK_00001 | N-1 400 kV Vranje 4 -Stip | [MK-GR] 400 kV Bitola-Meliti | XFL_BI11_GMELIT11_1:line | -1325 |  | 1600 | -275 | 83 | []
AL_ME_CO_00001 | N-1 400 kV Tirana 2âPodgorica 2 | [MK-GR] 400 kV Bitola-Meliti | XFL_BI11_GMELIT11_1:line | -1321 |  | 1600 | -279 | 83 | []
BG_CO_00016 | N-1 400kV Kozloduy - Sofia Zapad ck.2 | [MK-GR] 400 kV Bitola-Meliti | XFL_BI11_GMELIT11_1:line | -1321 |  | 1600 | -279 | 83 | []
TR_CO_00001 | N-1 400 kV Habitabat NGCC -Babaeski | [MK-GR] 400 kV Bitola-Meliti | XFL_BI11_GMELIT11_1:line | -1317 |  | 1600 | -283 | 82 | []
BG_CO_00002 | N-1 400kV Sofia Zapad - Chervena Mogila ck. 1 | [MK-GR] 400 kV Bitola-Meliti | XFL_BI11_GMELIT11_1:line | -1315 |  | 1600 | -285 | 82 | []
BG_TR_CO_00002 | N-1 400kV Maritsa 3 - Hamitabat 2 | [MK-GR] 400 kV Bitola-Meliti | XFL_BI11_GMELIT11_1:line | -1315 |  | 1600 | -285 | 82 | []
BG_CO_00013 | N-1 400kV Burgas â Maritsa Iztok 2 | [MK-GR] 400 kV Bitola-Meliti | XFL_BI11_GMELIT11_1:line | -1315 |  | 1600 | -285 | 82 | []
BG_TR_CO_00001 | N-1 400kV Maritsa 3 - Hamitabat 1 | [MK-GR] 400 kV Bitola-Meliti | XFL_BI11_GMELIT11_1:line | -1314 |  | 1600 | -286 | 82 | []
BC | Base Case | [MK-GR] 400 kV Bitola-Meliti | XFL_BI11_GMELIT11_1:line | -1313 |  | 1600 | -287 | 82 | []
BG_CO_00010 | N-1 400kV Maritsa Iztok â Maritsa Iztok 3 | [MK-GR] 400 kV Bitola-Meliti | XFL_BI11_GMELIT11_1:line | -1313 |  | 1600 | -287 | 82 | []
RS_KS_CO_00002 | N-1 400 kV Kosovo B-Nis 2 | [MK-GR] 400 kV Bitola-Meliti | XFL_BI11_GMELIT11_1:line | -1312 |  | 1600 | -288 | 82 | []
BG_CO_00011 | N-1 400kV Maritsa Iztok - Plovdiv | [MK-GR] 400 kV Bitola-Meliti | XFL_BI11_GMELIT11_1:line | -1312 |  | 1600 | -288 | 82 | []
BG_CO_00009 | N-1 400kV Maritsa Iztok 2Â - Maritsa Iztok 3 | [MK-GR] 400 kV Bitola-Meliti | XFL_BI11_GMELIT11_1:line | -1312 |  | 1600 | -288 | 82 | []
BG_CO_00007 | N-1 400kV Maritsa Iztok - Plovdiv ck. 2 | [MK-GR] 400 kV Bitola-Meliti | XFL_BI11_GMELIT11_1:line | -1312 |  | 1600 | -288 | 82 | []
BG_CO_00012 | Â N-1 400kV Varna - Burgas | [MK-GR] 400 kV Bitola-Meliti | XFL_BI11_GMELIT11_1:line | -1311 |  | 1600 | -289 | 82 | []
BG_CO_00006, BG_CO_00008 | N-1 400kV Plovdiv - Vetren , N-1 400kV Plovdiv - Vetren | [MK-GR] 400 kV Bitola-Meliti | XFL_BI11_GMELIT11_1:line | -1285 |  | 1600 | -315 | 80 | []
BG_RS_CO_00001 | N-1 400kV Sofia Zapad - Nis Â | [MK-GR] 400 kV Bitola-Meliti | XFL_BI11_GMELIT11_1:line | -1285 |  | 1600 | -315 | 80 | []
MK_CO_00003 | N-1 400 kV Skopje 4 âSkopje 5 | [MK-GR] 400 kV Bitola-Meliti | XFL_BI11_GMELIT11_1:line | -1274 |  | 1600 | -326 | 80 | []
BG_MK_CO_00001 | N-1 400kV Chervena Mogila - Stip | [MK-GR] 400 kV Bitola-Meliti | XFL_BI11_GMELIT11_1:line | -1250 |  | 1600 | -350 | 78 | []
GR_CO_00005 | N-1 400 kV Thessaloniki-Lagadas ck.2 | [MK-GR] 400 kV Bitola-Meliti | XFL_BI11_GMELIT11_1:line | -1225 |  | 1600 | -375 | 77 | []
MK_CO_00002 | N-1 400 kV Dubrovo âStip | [MK-GR] 400 kV Bitola-Meliti | XFL_BI11_GMELIT11_1:line | -1223 |  | 1600 | -377 | 76 | []

## 0730Preventive
Detailed results
Generated at: | 2024-01-24 19:17
Business day: | 25.01.2024
Timestamp: | 07:30
Border & direction: | North-Greece Exporting
Horizon: | DA
Remedial actions: | true
Evaluation type: | PREVENTIVE
TTC [MW]: | 2427
Fallback applied | false
Loading threshold | 0.7
Applied RAs
CO ID | RA ID | Name of the RA | Usage | Type | Location | Status
Limiting CNECs
CO ID | Name of the CO | Name of the CNE | CNE UCTE branch | Calculated I (A) | I max (PRE) | I max (CUR) | Margin (A) | Loading (%) | Applicable curative RAs
AL_GR_CO_00001 | N-1 400 kV Zemplak-Kardia | [MK-GR] 400 kV Bitola-Meliti | XFL_BI11_GMELIT11_1:line | -1596 | 1600 | 1600 | -4 | 100 | []
MK_GR_CO_00002 | N-1 400 kV Dubrovo-Thessaloniki | [MK-GR] 400 kV Bitola-Meliti | XFL_BI11_GMELIT11_1:line | -1552 | 1600 | 1600 | -48 | 97 | []
AL_CO_00002 | N-1 400 kV Elbasan 2-Zemlak | [MK-GR] 400 kV Bitola-Meliti | XFL_BI11_GMELIT11_1:line | -1502 | 1600 | 1600 | -98 | 94 | []
MK_KS_CO_00001 | N-1 400 kV Skopje 5 âUrosevac | [MK-GR] 400 kV Bitola-Meliti | XFL_BI11_GMELIT11_1:line | -1484 | 1600 | 1600 | -116 | 93 | []
BG_GR_CO_00001 | N-1 400 kV Blagoevgrad - Thessaloniki | [MK-GR] 400 kV Bitola-Meliti | XFL_BI11_GMELIT11_1:line | -1476 | 1600 | 1600 | -124 | 92 | []
KS_CO_00001 | N-1 400 kV Kosovo B-Urosevac | [MK-GR] 400 kV Bitola-Meliti | XFL_BI11_GMELIT11_1:line | -1474 | 1600 | 1600 | -126 | 92 | []
GR_CO_00004 | N-1 400 kV Amideo-Lagadas ck.2 | [MK-GR] 400 kV Bitola-Meliti | XFL_BI11_GMELIT11_1:line | -1461 | 1600 | 1600 | -139 | 91 | []
GR_CO_00001 | N-1 400 kV Filippoi-Nea Santa ck.2 | [MK-GR] 400 kV Bitola-Meliti | XFL_BI11_GMELIT11_1:line | -1456 | 1600 | 1600 | -144 | 91 | []
GR_CO_00002 | N-1 400 kV Filippoi-Lagadas ck.2 | [MK-GR] 400 kV Bitola-Meliti | XFL_BI11_GMELIT11_1:line | -1450 | 1600 | 1600 | -150 | 91 | []
BG_CO_00001 | N-1 400kV Chervena Mogila - Blagoevgrad ck. 1 | [MK-GR] 400 kV Bitola-Meliti | XFL_BI11_GMELIT11_1:line | -1419 | 1600 | 1600 | -181 | 89 | []
AL_CO_00001 | N-1 400 kV Elbasan 2-Tirana 2 | [MK-GR] 400 kV Bitola-Meliti | XFL_BI11_GMELIT11_1:line | -1388 | 1600 | 1600 | -212 | 87 | []
BG_GR_CO_00002 | N-1 400kV MARITSA IZTOK-NEA SANTA-CK-1 | [MK-GR] 400 kV Bitola-Meliti | XFL_BI11_GMELIT11_1:line | -1376 | 1600 | 1600 | -224 | 86 | []
TR_GR_CO_00001 | N-1 400 kV Babaeski-N Santa | [MK-GR] 400 kV Bitola-Meliti | XFL_BI11_GMELIT11_1:line | -1365 | 1600 | 1600 | -235 | 85 | []
KS_ME_CO_00001 | N-1 400 kV Pec 3-Ribarevina | [MK-GR] 400 kV Bitola-Meliti | XFL_BI11_GMELIT11_1:line | -1365 | 1600 | 1600 | -235 | 85 | []
RS_CO_00004 | N-1 400 kV Nis 2 âLeskovac 2 | [MK-GR] 400 kV Bitola-Meliti | XFL_BI11_GMELIT11_1:line | -1359 | 1600 | 1600 | -241 | 85 | []
RS_CO_00003 | N-1 400 kV Vranje 4 âLeskovac 2 | [MK-GR] 400 kV Bitola-Meliti | XFL_BI11_GMELIT11_1:line | -1351 | 1600 | 1600 | -249 | 84 | []
RS_MK_00001 | N-1 400 kV Vranje 4 -Stip | [MK-GR] 400 kV Bitola-Meliti | XFL_BI11_GMELIT11_1:line | -1351 | 1600 | 1600 | -249 | 84 | []
BG_CO_00016 | N-1 400kV Kozloduy - Sofia Zapad ck.2 | [MK-GR] 400 kV Bitola-Meliti | XFL_BI11_GMELIT11_1:line | -1343 | 1600 | 1600 | -257 | 84 | []
TR_CO_00001 | N-1 400 kV Habitabat NGCC -Babaeski | [MK-GR] 400 kV Bitola-Meliti | XFL_BI11_GMELIT11_1:line | -1337 | 1600 | 1600 | -263 | 84 | []
BG_CO_00002 | N-1 400kV Sofia Zapad - Chervena Mogila ck. 1 | [MK-GR] 400 kV Bitola-Meliti | XFL_BI11_GMELIT11_1:line | -1335 | 1600 | 1600 | -265 | 83 | []
BG_TR_CO_00002 | N-1 400kV Maritsa 3 - Hamitabat 2 | [MK-GR] 400 kV Bitola-Meliti | XFL_BI11_GMELIT11_1:line | -1335 | 1600 | 1600 | -265 | 83 | []
BG_CO_00013 | N-1 400kV Burgas â Maritsa Iztok 2 | [MK-GR] 400 kV Bitola-Meliti | XFL_BI11_GMELIT11_1:line | -1334 | 1600 | 1600 | -266 | 83 | []
BG_TR_CO_00001 | N-1 400kV Maritsa 3 - Hamitabat 1 | [MK-GR] 400 kV Bitola-Meliti | XFL_BI11_GMELIT11_1:line | -1334 | 1600 | 1600 | -266 | 83 | []
BC | Base Case | [MK-GR] 400 kV Bitola-Meliti | XFL_BI11_GMELIT11_1:line | -1333 | 1600 | 1600 | -267 | 83 | []
BG_CO_00010 | N-1 400kV Maritsa Iztok â Maritsa Iztok 3 | [MK-GR] 400 kV Bitola-Meliti | XFL_BI11_GMELIT11_1:line | -1333 | 1600 | 1600 | -267 | 83 | []
AL_ME_CO_00001 | N-1 400 kV Tirana 2âPodgorica 2 | [MK-GR] 400 kV Bitola-Meliti | XFL_BI11_GMELIT11_1:line | -1333 | 1600 | 1600 | -267 | 83 | []
BG_CO_00011 | N-1 400kV Maritsa Iztok - Plovdiv | [MK-GR] 400 kV Bitola-Meliti | XFL_BI11_GMELIT11_1:line | -1332 | 1600 | 1600 | -268 | 83 | []
RS_KS_CO_00002 | N-1 400 kV Kosovo B-Nis 2 | [MK-GR] 400 kV Bitola-Meliti | XFL_BI11_GMELIT11_1:line | -1332 | 1600 | 1600 | -268 | 83 | []
BG_CO_00012 | Â N-1 400kV Varna - Burgas | [MK-GR] 400 kV Bitola-Meliti | XFL_BI11_GMELIT11_1:line | -1331 | 1600 | 1600 | -269 | 83 | []
BG_CO_00009 | N-1 400kV Maritsa Iztok 2Â - Maritsa Iztok 3 | [MK-GR] 400 kV Bitola-Meliti | XFL_BI11_GMELIT11_1:line | -1331 | 1600 | 1600 | -269 | 83 | []
BG_CO_00005, BG_CO_00007 | N-1 400kV Vetren - Chervena Mogila , N-1 400kV Maritsa Iztok - Plovdiv ck. 2 | [MK-GR] 400 kV Bitola-Meliti | XFL_BI11_GMELIT11_1:line | -1309 | 1600 | 1600 | -291 | 82 | []
BG_CO_00006, BG_CO_00008 | N-1 400kV Plovdiv - Vetren , N-1 400kV Plovdiv - Vetren | [MK-GR] 400 kV Bitola-Meliti | XFL_BI11_GMELIT11_1:line | -1309 | 1600 | 1600 | -291 | 82 | []
BG_RS_CO_00001 | N-1 400kV Sofia Zapad - Nis Â | [MK-GR] 400 kV Bitola-Meliti | XFL_BI11_GMELIT11_1:line | -1305 | 1600 | 1600 | -295 | 82 | []
MK_CO_00003 | N-1 400 kV Skopje 4 âSkopje 5 | [MK-GR] 400 kV Bitola-Meliti | XFL_BI11_GMELIT11_1:line | -1297 | 1600 | 1600 | -303 | 81 | []
BG_MK_CO_00001 | N-1 400kV Chervena Mogila - Stip | [MK-GR] 400 kV Bitola-Meliti | XFL_BI11_GMELIT11_1:line | -1284 | 1600 | 1600 | -316 | 80 | []
MK_CO_00002 | N-1 400 kV Dubrovo âStip | [MK-GR] 400 kV Bitola-Meliti | XFL_BI11_GMELIT11_1:line | -1258 | 1600 | 1600 | -342 | 79 | []
GR_CO_00005 | N-1 400 kV Thessaloniki-Lagadas ck.2 | [MK-GR] 400 kV Bitola-Meliti | XFL_BI11_GMELIT11_1:line | -1247 | 1600 | 1600 | -353 | 78 | []

## 0730Curative
Detailed results
Generated at: | 2024-01-24 19:17
Business day: | 25.01.2024
Timestamp: | 07:30
Border & direction: | North-Greece Exporting
Horizon: | DA
Remedial actions: | true
Evaluation type: | CURATIVE
TTC [MW]: | 2427
Fallback applied | false
Loading threshold | 0.7
Applied RAs
CO ID | RA ID | Name of the RA | Usage | Type | Location | Status
Limiting CNECs
CO ID | Name of the CO | Name of the CNE | CNE UCTE branch | Calculated I (A) | I max (PRE) | I max (CUR) | Margin (A) | Loading (%) | Applicable curative RAs
AL_GR_CO_00001 | N-1 400 kV Zemplak-Kardia | [MK-GR] 400 kV Bitola-Meliti | XFL_BI11_GMELIT11_1:line | -1596 |  | 1600 | -4 | 100 | []
MK_GR_CO_00002 | N-1 400 kV Dubrovo-Thessaloniki | [MK-GR] 400 kV Bitola-Meliti | XFL_BI11_GMELIT11_1:line | -1552 |  | 1600 | -48 | 97 | []
AL_CO_00002 | N-1 400 kV Elbasan 2-Zemlak | [MK-GR] 400 kV Bitola-Meliti | XFL_BI11_GMELIT11_1:line | -1502 |  | 1600 | -98 | 94 | []
MK_KS_CO_00001 | N-1 400 kV Skopje 5 âUrosevac | [MK-GR] 400 kV Bitola-Meliti | XFL_BI11_GMELIT11_1:line | -1484 |  | 1600 | -116 | 93 | []
BG_GR_CO_00001 | N-1 400 kV Blagoevgrad - Thessaloniki | [MK-GR] 400 kV Bitola-Meliti | XFL_BI11_GMELIT11_1:line | -1476 |  | 1600 | -124 | 92 | []
KS_CO_00001 | N-1 400 kV Kosovo B-Urosevac | [MK-GR] 400 kV Bitola-Meliti | XFL_BI11_GMELIT11_1:line | -1474 |  | 1600 | -126 | 92 | []
GR_CO_00004 | N-1 400 kV Amideo-Lagadas ck.2 | [MK-GR] 400 kV Bitola-Meliti | XFL_BI11_GMELIT11_1:line | -1461 |  | 1600 | -139 | 91 | []
GR_CO_00001 | N-1 400 kV Filippoi-Nea Santa ck.2 | [MK-GR] 400 kV Bitola-Meliti | XFL_BI11_GMELIT11_1:line | -1456 |  | 1600 | -144 | 91 | []
GR_CO_00002 | N-1 400 kV Filippoi-Lagadas ck.2 | [MK-GR] 400 kV Bitola-Meliti | XFL_BI11_GMELIT11_1:line | -1450 |  | 1600 | -150 | 91 | []
BG_CO_00001 | N-1 400kV Chervena Mogila - Blagoevgrad ck. 1 | [MK-GR] 400 kV Bitola-Meliti | XFL_BI11_GMELIT11_1:line | -1419 |  | 1600 | -181 | 89 | []
AL_CO_00001 | N-1 400 kV Elbasan 2-Tirana 2 | [MK-GR] 400 kV Bitola-Meliti | XFL_BI11_GMELIT11_1:line | -1388 |  | 1600 | -212 | 87 | []
BG_GR_CO_00002 | N-1 400kV MARITSA IZTOK-NEA SANTA-CK-1 | [MK-GR] 400 kV Bitola-Meliti | XFL_BI11_GMELIT11_1:line | -1376 |  | 1600 | -224 | 86 | []
TR_GR_CO_00001 | N-1 400 kV Babaeski-N Santa | [MK-GR] 400 kV Bitola-Meliti | XFL_BI11_GMELIT11_1:line | -1365 |  | 1600 | -235 | 85 | []
KS_ME_CO_00001 | N-1 400 kV Pec 3-Ribarevina | [MK-GR] 400 kV Bitola-Meliti | XFL_BI11_GMELIT11_1:line | -1365 |  | 1600 | -235 | 85 | []
RS_CO_00004 | N-1 400 kV Nis 2 âLeskovac 2 | [MK-GR] 400 kV Bitola-Meliti | XFL_BI11_GMELIT11_1:line | -1359 |  | 1600 | -241 | 85 | []
RS_CO_00003 | N-1 400 kV Vranje 4 âLeskovac 2 | [MK-GR] 400 kV Bitola-Meliti | XFL_BI11_GMELIT11_1:line | -1351 |  | 1600 | -249 | 84 | []
RS_MK_00001 | N-1 400 kV Vranje 4 -Stip | [MK-GR] 400 kV Bitola-Meliti | XFL_BI11_GMELIT11_1:line | -1351 |  | 1600 | -249 | 84 | []
BG_CO_00016 | N-1 400kV Kozloduy - Sofia Zapad ck.2 | [MK-GR] 400 kV Bitola-Meliti | XFL_BI11_GMELIT11_1:line | -1343 |  | 1600 | -257 | 84 | []
TR_CO_00001 | N-1 400 kV Habitabat NGCC -Babaeski | [MK-GR] 400 kV Bitola-Meliti | XFL_BI11_GMELIT11_1:line | -1337 |  | 1600 | -263 | 84 | []
BG_CO_00002 | N-1 400kV Sofia Zapad - Chervena Mogila ck. 1 | [MK-GR] 400 kV Bitola-Meliti | XFL_BI11_GMELIT11_1:line | -1335 |  | 1600 | -265 | 83 | []
BG_TR_CO_00002 | N-1 400kV Maritsa 3 - Hamitabat 2 | [MK-GR] 400 kV Bitola-Meliti | XFL_BI11_GMELIT11_1:line | -1335 |  | 1600 | -265 | 83 | []
BG_CO_00013 | N-1 400kV Burgas â Maritsa Iztok 2 | [MK-GR] 400 kV Bitola-Meliti | XFL_BI11_GMELIT11_1:line | -1334 |  | 1600 | -266 | 83 | []
BG_TR_CO_00001 | N-1 400kV Maritsa 3 - Hamitabat 1 | [MK-GR] 400 kV Bitola-Meliti | XFL_BI11_GMELIT11_1:line | -1334 |  | 1600 | -266 | 83 | []
BC | Base Case | [MK-GR] 400 kV Bitola-Meliti | XFL_BI11_GMELIT11_1:line | -1333 |  | 1600 | -267 | 83 | []
BG_CO_00010 | N-1 400kV Maritsa Iztok â Maritsa Iztok 3 | [MK-GR] 400 kV Bitola-Meliti | XFL_BI11_GMELIT11_1:line | -1333 |  | 1600 | -267 | 83 | []
AL_ME_CO_00001 | N-1 400 kV Tirana 2âPodgorica 2 | [MK-GR] 400 kV Bitola-Meliti | XFL_BI11_GMELIT11_1:line | -1333 |  | 1600 | -267 | 83 | []
BG_CO_00011 | N-1 400kV Maritsa Iztok - Plovdiv | [MK-GR] 400 kV Bitola-Meliti | XFL_BI11_GMELIT11_1:line | -1332 |  | 1600 | -268 | 83 | []
RS_KS_CO_00002 | N-1 400 kV Kosovo B-Nis 2 | [MK-GR] 400 kV Bitola-Meliti | XFL_BI11_GMELIT11_1:line | -1332 |  | 1600 | -268 | 83 | []
BG_CO_00012 | Â N-1 400kV Varna - Burgas | [MK-GR] 400 kV Bitola-Meliti | XFL_BI11_GMELIT11_1:line | -1331 |  | 1600 | -269 | 83 | []
BG_CO_00009 | N-1 400kV Maritsa Iztok 2Â - Maritsa Iztok 3 | [MK-GR] 400 kV Bitola-Meliti | XFL_BI11_GMELIT11_1:line | -1331 |  | 1600 | -269 | 83 | []
BG_CO_00005, BG_CO_00007 | N-1 400kV Vetren - Chervena Mogila , N-1 400kV Maritsa Iztok - Plovdiv ck. 2 | [MK-GR] 400 kV Bitola-Meliti | XFL_BI11_GMELIT11_1:line | -1309 |  | 1600 | -291 | 82 | []
BG_CO_00006, BG_CO_00008 | N-1 400kV Plovdiv - Vetren , N-1 400kV Plovdiv - Vetren | [MK-GR] 400 kV Bitola-Meliti | XFL_BI11_GMELIT11_1:line | -1309 |  | 1600 | -291 | 82 | []
BG_RS_CO_00001 | N-1 400kV Sofia Zapad - Nis Â | [MK-GR] 400 kV Bitola-Meliti | XFL_BI11_GMELIT11_1:line | -1305 |  | 1600 | -295 | 82 | []
MK_CO_00003 | N-1 400 kV Skopje 4 âSkopje 5 | [MK-GR] 400 kV Bitola-Meliti | XFL_BI11_GMELIT11_1:line | -1297 |  | 1600 | -303 | 81 | []
BG_MK_CO_00001 | N-1 400kV Chervena Mogila - Stip | [MK-GR] 400 kV Bitola-Meliti | XFL_BI11_GMELIT11_1:line | -1284 |  | 1600 | -316 | 80 | []
MK_CO_00002 | N-1 400 kV Dubrovo âStip | [MK-GR] 400 kV Bitola-Meliti | XFL_BI11_GMELIT11_1:line | -1258 |  | 1600 | -342 | 79 | []
GR_CO_00005 | N-1 400 kV Thessaloniki-Lagadas ck.2 | [MK-GR] 400 kV Bitola-Meliti | XFL_BI11_GMELIT11_1:line | -1247 |  | 1600 | -353 | 78 | []

## 0830Preventive
Detailed results
Generated at: | 2024-01-24 19:17
Business day: | 25.01.2024
Timestamp: | 08:30
Border & direction: | North-Greece Exporting
Horizon: | DA
Remedial actions: | true
Evaluation type: | PREVENTIVE
TTC [MW]: | 2428
Fallback applied | false
Loading threshold | 0.7
Applied RAs
CO ID | RA ID | Name of the RA | Usage | Type | Location | Status
Limiting CNECs
CO ID | Name of the CO | Name of the CNE | CNE UCTE branch | Calculated I (A) | I max (PRE) | I max (CUR) | Margin (A) | Loading (%) | Applicable curative RAs
AL_GR_CO_00001 | N-1 400 kV Zemplak-Kardia | [MK-GR] 400 kV Bitola-Meliti | XFL_BI11_GMELIT11_1:line | -1591 | 1600 | 1600 | -9 | 99 | []
MK_GR_CO_00002 | N-1 400 kV Dubrovo-Thessaloniki | [MK-GR] 400 kV Bitola-Meliti | XFL_BI11_GMELIT11_1:line | -1529 | 1600 | 1600 | -71 | 96 | []
AL_CO_00002 | N-1 400 kV Elbasan 2-Zemlak | [MK-GR] 400 kV Bitola-Meliti | XFL_BI11_GMELIT11_1:line | -1494 | 1600 | 1600 | -106 | 93 | []
BG_GR_CO_00001 | N-1 400 kV Blagoevgrad - Thessaloniki | [MK-GR] 400 kV Bitola-Meliti | XFL_BI11_GMELIT11_1:line | -1444 | 1600 | 1600 | -156 | 90 | []
GR_CO_00004 | N-1 400 kV Amideo-Lagadas ck.2 | [MK-GR] 400 kV Bitola-Meliti | XFL_BI11_GMELIT11_1:line | -1424 | 1600 | 1600 | -176 | 89 | []
KS_CO_00001 | N-1 400 kV Kosovo B-Urosevac | [MK-GR] 400 kV Bitola-Meliti | XFL_BI11_GMELIT11_1:line | -1417 | 1600 | 1600 | -183 | 89 | []
GR_CO_00002 | N-1 400 kV Filippoi-Lagadas ck.2 | [MK-GR] 400 kV Bitola-Meliti | XFL_BI11_GMELIT11_1:line | -1413 | 1600 | 1600 | -187 | 88 | []
GR_CO_00001 | N-1 400 kV Filippoi-Nea Santa ck.2 | [MK-GR] 400 kV Bitola-Meliti | XFL_BI11_GMELIT11_1:line | -1412 | 1600 | 1600 | -188 | 88 | []
MK_KS_CO_00001 | N-1 400 kV Skopje 5 âUrosevac | [MK-GR] 400 kV Bitola-Meliti | XFL_BI11_GMELIT11_1:line | -1392 | 1600 | 1600 | -208 | 87 | []
BG_CO_00001 | N-1 400kV Chervena Mogila - Blagoevgrad ck. 1 | [MK-GR] 400 kV Bitola-Meliti | XFL_BI11_GMELIT11_1:line | -1383 | 1600 | 1600 | -217 | 86 | []
AL_CO_00001 | N-1 400 kV Elbasan 2-Tirana 2 | [MK-GR] 400 kV Bitola-Meliti | XFL_BI11_GMELIT11_1:line | -1375 | 1600 | 1600 | -225 | 86 | []
IT_GR_CO_00001 | N-1 400 kV Galatina-Arachthos | [MK-GR] 400 kV Bitola-Meliti | XFL_BI11_GMELIT11_1:line | -1356 | 1600 | 1600 | -244 | 85 | []
BG_GR_CO_00002 | N-1 400kV MARITSA IZTOK-NEA SANTA-CK-1 | [MK-GR] 400 kV Bitola-Meliti | XFL_BI11_GMELIT11_1:line | -1344 | 1600 | 1600 | -256 | 84 | []
TR_GR_CO_00001 | N-1 400 kV Babaeski-N Santa | [MK-GR] 400 kV Bitola-Meliti | XFL_BI11_GMELIT11_1:line | -1335 | 1600 | 1600 | -265 | 83 | []
KS_ME_CO_00001 | N-1 400 kV Pec 3-Ribarevina | [MK-GR] 400 kV Bitola-Meliti | XFL_BI11_GMELIT11_1:line | -1332 | 1600 | 1600 | -268 | 83 | []
RS_CO_00004 | N-1 400 kV Nis 2 âLeskovac 2 | [MK-GR] 400 kV Bitola-Meliti | XFL_BI11_GMELIT11_1:line | -1329 | 1600 | 1600 | -271 | 83 | []
RS_CO_00003 | N-1 400 kV Vranje 4 âLeskovac 2 | [MK-GR] 400 kV Bitola-Meliti | XFL_BI11_GMELIT11_1:line | -1319 | 1600 | 1600 | -281 | 82 | []
AL_ME_CO_00001 | N-1 400 kV Tirana 2âPodgorica 2 | [MK-GR] 400 kV Bitola-Meliti | XFL_BI11_GMELIT11_1:line | -1317 | 1600 | 1600 | -283 | 82 | []
RS_MK_00001 | N-1 400 kV Vranje 4 -Stip | [MK-GR] 400 kV Bitola-Meliti | XFL_BI11_GMELIT11_1:line | -1315 | 1600 | 1600 | -285 | 82 | []
BG_CO_00016 | N-1 400kV Kozloduy - Sofia Zapad ck.2 | [MK-GR] 400 kV Bitola-Meliti | XFL_BI11_GMELIT11_1:line | -1315 | 1600 | 1600 | -285 | 82 | []
TR_CO_00001 | N-1 400 kV Habitabat NGCC -Babaeski | [MK-GR] 400 kV Bitola-Meliti | XFL_BI11_GMELIT11_1:line | -1311 | 1600 | 1600 | -289 | 82 | []
BG_CO_00013 | N-1 400kV Burgas â Maritsa Iztok 2 | [MK-GR] 400 kV Bitola-Meliti | XFL_BI11_GMELIT11_1:line | -1310 | 1600 | 1600 | -290 | 82 | []
BG_TR_CO_00002 | N-1 400kV Maritsa 3 - Hamitabat 2 | [MK-GR] 400 kV Bitola-Meliti | XFL_BI11_GMELIT11_1:line | -1309 | 1600 | 1600 | -291 | 82 | []
BG_TR_CO_00001 | N-1 400kV Maritsa 3 - Hamitabat 1 | [MK-GR] 400 kV Bitola-Meliti | XFL_BI11_GMELIT11_1:line | -1309 | 1600 | 1600 | -291 | 82 | []
BG_CO_00002 | N-1 400kV Sofia Zapad - Chervena Mogila ck. 1 | [MK-GR] 400 kV Bitola-Meliti | XFL_BI11_GMELIT11_1:line | -1309 | 1600 | 1600 | -291 | 82 | []
RS_KS_CO_00002 | N-1 400 kV Kosovo B-Nis 2 | [MK-GR] 400 kV Bitola-Meliti | XFL_BI11_GMELIT11_1:line | -1308 | 1600 | 1600 | -292 | 82 | []
BC | Base Case | [MK-GR] 400 kV Bitola-Meliti | XFL_BI11_GMELIT11_1:line | -1307 | 1600 | 1600 | -293 | 82 | []
BG_CO_00010 | N-1 400kV Maritsa Iztok â Maritsa Iztok 3 | [MK-GR] 400 kV Bitola-Meliti | XFL_BI11_GMELIT11_1:line | -1307 | 1600 | 1600 | -293 | 82 | []
BG_CO_00012 | Â N-1 400kV Varna - Burgas | [MK-GR] 400 kV Bitola-Meliti | XFL_BI11_GMELIT11_1:line | -1306 | 1600 | 1600 | -294 | 82 | []
BG_CO_00009 | N-1 400kV Maritsa Iztok 2Â - Maritsa Iztok 3 | [MK-GR] 400 kV Bitola-Meliti | XFL_BI11_GMELIT11_1:line | -1306 | 1600 | 1600 | -294 | 82 | []
BG_CO_00011 | N-1 400kV Maritsa Iztok - Plovdiv | [MK-GR] 400 kV Bitola-Meliti | XFL_BI11_GMELIT11_1:line | -1306 | 1600 | 1600 | -294 | 82 | []
BG_RS_CO_00001 | N-1 400kV Sofia Zapad - Nis Â | [MK-GR] 400 kV Bitola-Meliti | XFL_BI11_GMELIT11_1:line | -1289 | 1600 | 1600 | -311 | 81 | []
BG_CO_00006, BG_CO_00008 | N-1 400kV Plovdiv - Vetren , N-1 400kV Plovdiv - Vetren | [MK-GR] 400 kV Bitola-Meliti | XFL_BI11_GMELIT11_1:line | -1284 | 1600 | 1600 | -316 | 80 | []
BG_CO_00005, BG_CO_00007 | N-1 400kV Vetren - Chervena Mogila , N-1 400kV Maritsa Iztok - Plovdiv ck. 2 | [MK-GR] 400 kV Bitola-Meliti | XFL_BI11_GMELIT11_1:line | -1284 | 1600 | 1600 | -316 | 80 | []
BG_MK_CO_00001 | N-1 400kV Chervena Mogila - Stip | [MK-GR] 400 kV Bitola-Meliti | XFL_BI11_GMELIT11_1:line | -1271 | 1600 | 1600 | -329 | 79 | []
MK_CO_00003 | N-1 400 kV Skopje 4 âSkopje 5 | [MK-GR] 400 kV Bitola-Meliti | XFL_BI11_GMELIT11_1:line | -1257 | 1600 | 1600 | -343 | 79 | []
MK_CO_00002 | N-1 400 kV Dubrovo âStip | [MK-GR] 400 kV Bitola-Meliti | XFL_BI11_GMELIT11_1:line | -1232 | 1600 | 1600 | -368 | 77 | []
GR_CO_00005 | N-1 400 kV Thessaloniki-Lagadas ck.2 | [MK-GR] 400 kV Bitola-Meliti | XFL_BI11_GMELIT11_1:line | -1220 | 1600 | 1600 | -380 | 76 | []

## 0830Curative
Detailed results
Generated at: | 2024-01-24 19:17
Business day: | 25.01.2024
Timestamp: | 08:30
Border & direction: | North-Greece Exporting
Horizon: | DA
Remedial actions: | true
Evaluation type: | CURATIVE
TTC [MW]: | 2428
Fallback applied | false
Loading threshold | 0.7
Applied RAs
CO ID | RA ID | Name of the RA | Usage | Type | Location | Status
Limiting CNECs
CO ID | Name of the CO | Name of the CNE | CNE UCTE branch | Calculated I (A) | I max (PRE) | I max (CUR) | Margin (A) | Loading (%) | Applicable curative RAs
AL_GR_CO_00001 | N-1 400 kV Zemplak-Kardia | [MK-GR] 400 kV Bitola-Meliti | XFL_BI11_GMELIT11_1:line | -1591 |  | 1600 | -9 | 99 | []
MK_GR_CO_00002 | N-1 400 kV Dubrovo-Thessaloniki | [MK-GR] 400 kV Bitola-Meliti | XFL_BI11_GMELIT11_1:line | -1529 |  | 1600 | -71 | 96 | []
AL_CO_00002 | N-1 400 kV Elbasan 2-Zemlak | [MK-GR] 400 kV Bitola-Meliti | XFL_BI11_GMELIT11_1:line | -1494 |  | 1600 | -106 | 93 | []
BG_GR_CO_00001 | N-1 400 kV Blagoevgrad - Thessaloniki | [MK-GR] 400 kV Bitola-Meliti | XFL_BI11_GMELIT11_1:line | -1444 |  | 1600 | -156 | 90 | []
GR_CO_00004 | N-1 400 kV Amideo-Lagadas ck.2 | [MK-GR] 400 kV Bitola-Meliti | XFL_BI11_GMELIT11_1:line | -1424 |  | 1600 | -176 | 89 | []
KS_CO_00001 | N-1 400 kV Kosovo B-Urosevac | [MK-GR] 400 kV Bitola-Meliti | XFL_BI11_GMELIT11_1:line | -1417 |  | 1600 | -183 | 89 | []
GR_CO_00002 | N-1 400 kV Filippoi-Lagadas ck.2 | [MK-GR] 400 kV Bitola-Meliti | XFL_BI11_GMELIT11_1:line | -1413 |  | 1600 | -187 | 88 | []
GR_CO_00001 | N-1 400 kV Filippoi-Nea Santa ck.2 | [MK-GR] 400 kV Bitola-Meliti | XFL_BI11_GMELIT11_1:line | -1412 |  | 1600 | -188 | 88 | []
MK_KS_CO_00001 | N-1 400 kV Skopje 5 âUrosevac | [MK-GR] 400 kV Bitola-Meliti | XFL_BI11_GMELIT11_1:line | -1392 |  | 1600 | -208 | 87 | []
BG_CO_00001 | N-1 400kV Chervena Mogila - Blagoevgrad ck. 1 | [MK-GR] 400 kV Bitola-Meliti | XFL_BI11_GMELIT11_1:line | -1383 |  | 1600 | -217 | 86 | []
AL_CO_00001 | N-1 400 kV Elbasan 2-Tirana 2 | [MK-GR] 400 kV Bitola-Meliti | XFL_BI11_GMELIT11_1:line | -1375 |  | 1600 | -225 | 86 | []
IT_GR_CO_00001 | N-1 400 kV Galatina-Arachthos | [MK-GR] 400 kV Bitola-Meliti | XFL_BI11_GMELIT11_1:line | -1356 |  | 1600 | -244 | 85 | []
BG_GR_CO_00002 | N-1 400kV MARITSA IZTOK-NEA SANTA-CK-1 | [MK-GR] 400 kV Bitola-Meliti | XFL_BI11_GMELIT11_1:line | -1344 |  | 1600 | -256 | 84 | []
TR_GR_CO_00001 | N-1 400 kV Babaeski-N Santa | [MK-GR] 400 kV Bitola-Meliti | XFL_BI11_GMELIT11_1:line | -1335 |  | 1600 | -265 | 83 | []
KS_ME_CO_00001 | N-1 400 kV Pec 3-Ribarevina | [MK-GR] 400 kV Bitola-Meliti | XFL_BI11_GMELIT11_1:line | -1332 |  | 1600 | -268 | 83 | []
RS_CO_00004 | N-1 400 kV Nis 2 âLeskovac 2 | [MK-GR] 400 kV Bitola-Meliti | XFL_BI11_GMELIT11_1:line | -1329 |  | 1600 | -271 | 83 | []
RS_CO_00003 | N-1 400 kV Vranje 4 âLeskovac 2 | [MK-GR] 400 kV Bitola-Meliti | XFL_BI11_GMELIT11_1:line | -1319 |  | 1600 | -281 | 82 | []
AL_ME_CO_00001 | N-1 400 kV Tirana 2âPodgorica 2 | [MK-GR] 400 kV Bitola-Meliti | XFL_BI11_GMELIT11_1:line | -1317 |  | 1600 | -283 | 82 | []
RS_MK_00001 | N-1 400 kV Vranje 4 -Stip | [MK-GR] 400 kV Bitola-Meliti | XFL_BI11_GMELIT11_1:line | -1315 |  | 1600 | -285 | 82 | []
BG_CO_00016 | N-1 400kV Kozloduy - Sofia Zapad ck.2 | [MK-GR] 400 kV Bitola-Meliti | XFL_BI11_GMELIT11_1:line | -1315 |  | 1600 | -285 | 82 | []
TR_CO_00001 | N-1 400 kV Habitabat NGCC -Babaeski | [MK-GR] 400 kV Bitola-Meliti | XFL_BI11_GMELIT11_1:line | -1311 |  | 1600 | -289 | 82 | []
BG_CO_00013 | N-1 400kV Burgas â Maritsa Iztok 2 | [MK-GR] 400 kV Bitola-Meliti | XFL_BI11_GMELIT11_1:line | -1310 |  | 1600 | -290 | 82 | []
BG_TR_CO_00002 | N-1 400kV Maritsa 3 - Hamitabat 2 | [MK-GR] 400 kV Bitola-Meliti | XFL_BI11_GMELIT11_1:line | -1309 |  | 1600 | -291 | 82 | []
BG_TR_CO_00001 | N-1 400kV Maritsa 3 - Hamitabat 1 | [MK-GR] 400 kV Bitola-Meliti | XFL_BI11_GMELIT11_1:line | -1309 |  | 1600 | -291 | 82 | []
BG_CO_00002 | N-1 400kV Sofia Zapad - Chervena Mogila ck. 1 | [MK-GR] 400 kV Bitola-Meliti | XFL_BI11_GMELIT11_1:line | -1309 |  | 1600 | -291 | 82 | []
RS_KS_CO_00002 | N-1 400 kV Kosovo B-Nis 2 | [MK-GR] 400 kV Bitola-Meliti | XFL_BI11_GMELIT11_1:line | -1308 |  | 1600 | -292 | 82 | []
BC | Base Case | [MK-GR] 400 kV Bitola-Meliti | XFL_BI11_GMELIT11_1:line | -1307 |  | 1600 | -293 | 82 | []
BG_CO_00010 | N-1 400kV Maritsa Iztok â Maritsa Iztok 3 | [MK-GR] 400 kV Bitola-Meliti | XFL_BI11_GMELIT11_1:line | -1307 |  | 1600 | -293 | 82 | []
BG_CO_00012 | Â N-1 400kV Varna - Burgas | [MK-GR] 400 kV Bitola-Meliti | XFL_BI11_GMELIT11_1:line | -1306 |  | 1600 | -294 | 82 | []
BG_CO_00009 | N-1 400kV Maritsa Iztok 2Â - Maritsa Iztok 3 | [MK-GR] 400 kV Bitola-Meliti | XFL_BI11_GMELIT11_1:line | -1306 |  | 1600 | -294 | 82 | []
BG_CO_00011 | N-1 400kV Maritsa Iztok - Plovdiv | [MK-GR] 400 kV Bitola-Meliti | XFL_BI11_GMELIT11_1:line | -1306 |  | 1600 | -294 | 82 | []
BG_RS_CO_00001 | N-1 400kV Sofia Zapad - Nis Â | [MK-GR] 400 kV Bitola-Meliti | XFL_BI11_GMELIT11_1:line | -1289 |  | 1600 | -311 | 81 | []
BG_CO_00006, BG_CO_00008 | N-1 400kV Plovdiv - Vetren , N-1 400kV Plovdiv - Vetren | [MK-GR] 400 kV Bitola-Meliti | XFL_BI11_GMELIT11_1:line | -1284 |  | 1600 | -316 | 80 | []
BG_CO_00005, BG_CO_00007 | N-1 400kV Vetren - Chervena Mogila , N-1 400kV Maritsa Iztok - Plovdiv ck. 2 | [MK-GR] 400 kV Bitola-Meliti | XFL_BI11_GMELIT11_1:line | -1284 |  | 1600 | -316 | 80 | []
BG_MK_CO_00001 | N-1 400kV Chervena Mogila - Stip | [MK-GR] 400 kV Bitola-Meliti | XFL_BI11_GMELIT11_1:line | -1271 |  | 1600 | -329 | 79 | []
MK_CO_00003 | N-1 400 kV Skopje 4 âSkopje 5 | [MK-GR] 400 kV Bitola-Meliti | XFL_BI11_GMELIT11_1:line | -1257 |  | 1600 | -343 | 79 | []
MK_CO_00002 | N-1 400 kV Dubrovo âStip | [MK-GR] 400 kV Bitola-Meliti | XFL_BI11_GMELIT11_1:line | -1232 |  | 1600 | -368 | 77 | []
GR_CO_00005 | N-1 400 kV Thessaloniki-Lagadas ck.2 | [MK-GR] 400 kV Bitola-Meliti | XFL_BI11_GMELIT11_1:line | -1220 |  | 1600 | -380 | 76 | []

## 0930Preventive
Detailed results
Generated at: | 2024-01-24 19:17
Business day: | 25.01.2024
Timestamp: | 09:30
Border & direction: | North-Greece Exporting
Horizon: | DA
Remedial actions: | true
Evaluation type: | PREVENTIVE
TTC [MW]: | 2501
Fallback applied | false
Loading threshold | 0.7
Applied RAs
CO ID | RA ID | Name of the RA | Usage | Type | Location | Status
Limiting CNECs
CO ID | Name of the CO | Name of the CNE | CNE UCTE branch | Calculated I (A) | I max (PRE) | I max (CUR) | Margin (A) | Loading (%) | Applicable curative RAs
AL_GR_CO_00001 | N-1 400 kV Zemplak-Kardia | [MK-GR] 400 kV Bitola-Meliti | XFL_BI11_GMELIT11_1:line | -1592 | 1600 | 1600 | -8 | 100 | []
MK_GR_CO_00002 | N-1 400 kV Dubrovo-Thessaloniki | [MK-GR] 400 kV Bitola-Meliti | XFL_BI11_GMELIT11_1:line | -1539 | 1600 | 1600 | -61 | 96 | []
IT_GR_CO_00001 | N-1 400 kV Galatina-Arachthos | [MK-GR] 400 kV Bitola-Meliti | XFL_BI11_GMELIT11_1:line | -1527 | 1600 | 1600 | -73 | 95 | []
AL_CO_00002 | N-1 400 kV Elbasan 2-Zemlak | [MK-GR] 400 kV Bitola-Meliti | XFL_BI11_GMELIT11_1:line | -1507 | 1600 | 1600 | -93 | 94 | []
BG_GR_CO_00001 | N-1 400 kV Blagoevgrad - Thessaloniki | [MK-GR] 400 kV Bitola-Meliti | XFL_BI11_GMELIT11_1:line | -1443 | 1600 | 1600 | -157 | 90 | []
GR_CO_00004 | N-1 400 kV Amideo-Lagadas ck.2 | [MK-GR] 400 kV Bitola-Meliti | XFL_BI11_GMELIT11_1:line | -1411 | 1600 | 1600 | -189 | 88 | []
GR_CO_00001 | N-1 400 kV Filippoi-Nea Santa ck.2 | [MK-GR] 400 kV Bitola-Meliti | XFL_BI11_GMELIT11_1:line | -1405 | 1600 | 1600 | -195 | 88 | []
GR_CO_00002 | N-1 400 kV Filippoi-Lagadas ck.2 | [MK-GR] 400 kV Bitola-Meliti | XFL_BI11_GMELIT11_1:line | -1400 | 1600 | 1600 | -200 | 88 | []
KS_CO_00001 | N-1 400 kV Kosovo B-Urosevac | [MK-GR] 400 kV Bitola-Meliti | XFL_BI11_GMELIT11_1:line | -1396 | 1600 | 1600 | -204 | 87 | []
BG_CO_00001 | N-1 400kV Chervena Mogila - Blagoevgrad ck. 1 | [MK-GR] 400 kV Bitola-Meliti | XFL_BI11_GMELIT11_1:line | -1384 | 1600 | 1600 | -216 | 86 | []
AL_CO_00001 | N-1 400 kV Elbasan 2-Tirana 2 | [MK-GR] 400 kV Bitola-Meliti | XFL_BI11_GMELIT11_1:line | -1381 | 1600 | 1600 | -219 | 86 | []
BG_GR_CO_00002 | N-1 400kV MARITSA IZTOK-NEA SANTA-CK-1 | [MK-GR] 400 kV Bitola-Meliti | XFL_BI11_GMELIT11_1:line | -1344 | 1600 | 1600 | -256 | 84 | []
MK_KS_CO_00001 | N-1 400 kV Skopje 5 âUrosevac | [MK-GR] 400 kV Bitola-Meliti | XFL_BI11_GMELIT11_1:line | -1342 | 1600 | 1600 | -258 | 84 | []
TR_GR_CO_00001 | N-1 400 kV Babaeski-N Santa | [MK-GR] 400 kV Bitola-Meliti | XFL_BI11_GMELIT11_1:line | -1333 | 1600 | 1600 | -267 | 83 | []
KS_ME_CO_00001 | N-1 400 kV Pec 3-Ribarevina | [MK-GR] 400 kV Bitola-Meliti | XFL_BI11_GMELIT11_1:line | -1327 | 1600 | 1600 | -273 | 83 | []
RS_CO_00004 | N-1 400 kV Nis 2 âLeskovac 2 | [MK-GR] 400 kV Bitola-Meliti | XFL_BI11_GMELIT11_1:line | -1325 | 1600 | 1600 | -275 | 83 | []
AL_ME_CO_00001 | N-1 400 kV Tirana 2âPodgorica 2 | [MK-GR] 400 kV Bitola-Meliti | XFL_BI11_GMELIT11_1:line | -1320 | 1600 | 1600 | -280 | 82 | []
RS_CO_00003 | N-1 400 kV Vranje 4 âLeskovac 2 | [MK-GR] 400 kV Bitola-Meliti | XFL_BI11_GMELIT11_1:line | -1314 | 1600 | 1600 | -286 | 82 | []
BG_CO_00016 | N-1 400kV Kozloduy - Sofia Zapad ck.2 | [MK-GR] 400 kV Bitola-Meliti | XFL_BI11_GMELIT11_1:line | -1311 | 1600 | 1600 | -289 | 82 | []
BG_TR_CO_00002 | N-1 400kV Maritsa 3 - Hamitabat 2 | [MK-GR] 400 kV Bitola-Meliti | XFL_BI11_GMELIT11_1:line | -1308 | 1600 | 1600 | -292 | 82 | []
TR_CO_00001 | N-1 400 kV Habitabat NGCC -Babaeski | [MK-GR] 400 kV Bitola-Meliti | XFL_BI11_GMELIT11_1:line | -1308 | 1600 | 1600 | -292 | 82 | []
BG_CO_00013 | N-1 400kV Burgas â Maritsa Iztok 2 | [MK-GR] 400 kV Bitola-Meliti | XFL_BI11_GMELIT11_1:line | -1308 | 1600 | 1600 | -292 | 82 | []
RS_MK_00001 | N-1 400 kV Vranje 4 -Stip | [MK-GR] 400 kV Bitola-Meliti | XFL_BI11_GMELIT11_1:line | -1307 | 1600 | 1600 | -293 | 82 | []
RS_KS_CO_00002 | N-1 400 kV Kosovo B-Nis 2 | [MK-GR] 400 kV Bitola-Meliti | XFL_BI11_GMELIT11_1:line | -1307 | 1600 | 1600 | -293 | 82 | []
BG_TR_CO_00001 | N-1 400kV Maritsa 3 - Hamitabat 1 | [MK-GR] 400 kV Bitola-Meliti | XFL_BI11_GMELIT11_1:line | -1307 | 1600 | 1600 | -293 | 82 | []
BC | Base Case | [MK-GR] 400 kV Bitola-Meliti | XFL_BI11_GMELIT11_1:line | -1305 | 1600 | 1600 | -295 | 82 | []
BG_CO_00010 | N-1 400kV Maritsa Iztok â Maritsa Iztok 3 | [MK-GR] 400 kV Bitola-Meliti | XFL_BI11_GMELIT11_1:line | -1305 | 1600 | 1600 | -295 | 82 | []
BG_CO_00002 | N-1 400kV Sofia Zapad - Chervena Mogila ck. 1 | [MK-GR] 400 kV Bitola-Meliti | XFL_BI11_GMELIT11_1:line | -1305 | 1600 | 1600 | -295 | 82 | []
BG_CO_00009 | N-1 400kV Maritsa Iztok 2Â - Maritsa Iztok 3 | [MK-GR] 400 kV Bitola-Meliti | XFL_BI11_GMELIT11_1:line | -1304 | 1600 | 1600 | -296 | 82 | []
BG_CO_00012 | Â N-1 400kV Varna - Burgas | [MK-GR] 400 kV Bitola-Meliti | XFL_BI11_GMELIT11_1:line | -1304 | 1600 | 1600 | -296 | 82 | []
BG_CO_00011 | N-1 400kV Maritsa Iztok - Plovdiv | [MK-GR] 400 kV Bitola-Meliti | XFL_BI11_GMELIT11_1:line | -1304 | 1600 | 1600 | -296 | 82 | []
BG_CO_00007 | N-1 400kV Maritsa Iztok - Plovdiv ck. 2 | [MK-GR] 400 kV Bitola-Meliti | XFL_BI11_GMELIT11_1:line | -1304 | 1600 | 1600 | -296 | 81 | []
BG_RS_CO_00001 | N-1 400kV Sofia Zapad - Nis Â | [MK-GR] 400 kV Bitola-Meliti | XFL_BI11_GMELIT11_1:line | -1290 | 1600 | 1600 | -310 | 81 | []
BG_CO_00006, BG_CO_00008 | N-1 400kV Plovdiv - Vetren , N-1 400kV Plovdiv - Vetren | [MK-GR] 400 kV Bitola-Meliti | XFL_BI11_GMELIT11_1:line | -1282 | 1600 | 1600 | -318 | 80 | []
BG_MK_CO_00001 | N-1 400kV Chervena Mogila - Stip | [MK-GR] 400 kV Bitola-Meliti | XFL_BI11_GMELIT11_1:line | -1272 | 1600 | 1600 | -328 | 80 | []
MK_CO_00003 | N-1 400 kV Skopje 4 âSkopje 5 | [MK-GR] 400 kV Bitola-Meliti | XFL_BI11_GMELIT11_1:line | -1243 | 1600 | 1600 | -357 | 78 | []
GR_CO_00005 | N-1 400 kV Thessaloniki-Lagadas ck.2 | [MK-GR] 400 kV Bitola-Meliti | XFL_BI11_GMELIT11_1:line | -1228 | 1600 | 1600 | -372 | 77 | []
MK_CO_00002 | N-1 400 kV Dubrovo âStip | [MK-GR] 400 kV Bitola-Meliti | XFL_BI11_GMELIT11_1:line | -1226 | 1600 | 1600 | -374 | 77 | []

## 0930Curative
Detailed results
Generated at: | 2024-01-24 19:17
Business day: | 25.01.2024
Timestamp: | 09:30
Border & direction: | North-Greece Exporting
Horizon: | DA
Remedial actions: | true
Evaluation type: | CURATIVE
TTC [MW]: | 2501
Fallback applied | false
Loading threshold | 0.7
Applied RAs
CO ID | RA ID | Name of the RA | Usage | Type | Location | Status
Limiting CNECs
CO ID | Name of the CO | Name of the CNE | CNE UCTE branch | Calculated I (A) | I max (PRE) | I max (CUR) | Margin (A) | Loading (%) | Applicable curative RAs
AL_GR_CO_00001 | N-1 400 kV Zemplak-Kardia | [MK-GR] 400 kV Bitola-Meliti | XFL_BI11_GMELIT11_1:line | -1592 |  | 1600 | -8 | 100 | []
MK_GR_CO_00002 | N-1 400 kV Dubrovo-Thessaloniki | [MK-GR] 400 kV Bitola-Meliti | XFL_BI11_GMELIT11_1:line | -1539 |  | 1600 | -61 | 96 | []
IT_GR_CO_00001 | N-1 400 kV Galatina-Arachthos | [MK-GR] 400 kV Bitola-Meliti | XFL_BI11_GMELIT11_1:line | -1527 |  | 1600 | -73 | 95 | []
AL_CO_00002 | N-1 400 kV Elbasan 2-Zemlak | [MK-GR] 400 kV Bitola-Meliti | XFL_BI11_GMELIT11_1:line | -1507 |  | 1600 | -93 | 94 | []
BG_GR_CO_00001 | N-1 400 kV Blagoevgrad - Thessaloniki | [MK-GR] 400 kV Bitola-Meliti | XFL_BI11_GMELIT11_1:line | -1443 |  | 1600 | -157 | 90 | []
GR_CO_00004 | N-1 400 kV Amideo-Lagadas ck.2 | [MK-GR] 400 kV Bitola-Meliti | XFL_BI11_GMELIT11_1:line | -1411 |  | 1600 | -189 | 88 | []
GR_CO_00001 | N-1 400 kV Filippoi-Nea Santa ck.2 | [MK-GR] 400 kV Bitola-Meliti | XFL_BI11_GMELIT11_1:line | -1405 |  | 1600 | -195 | 88 | []
GR_CO_00002 | N-1 400 kV Filippoi-Lagadas ck.2 | [MK-GR] 400 kV Bitola-Meliti | XFL_BI11_GMELIT11_1:line | -1400 |  | 1600 | -200 | 88 | []
KS_CO_00001 | N-1 400 kV Kosovo B-Urosevac | [MK-GR] 400 kV Bitola-Meliti | XFL_BI11_GMELIT11_1:line | -1396 |  | 1600 | -204 | 87 | []
BG_CO_00001 | N-1 400kV Chervena Mogila - Blagoevgrad ck. 1 | [MK-GR] 400 kV Bitola-Meliti | XFL_BI11_GMELIT11_1:line | -1384 |  | 1600 | -216 | 86 | []
AL_CO_00001 | N-1 400 kV Elbasan 2-Tirana 2 | [MK-GR] 400 kV Bitola-Meliti | XFL_BI11_GMELIT11_1:line | -1381 |  | 1600 | -219 | 86 | []
BG_GR_CO_00002 | N-1 400kV MARITSA IZTOK-NEA SANTA-CK-1 | [MK-GR] 400 kV Bitola-Meliti | XFL_BI11_GMELIT11_1:line | -1344 |  | 1600 | -256 | 84 | []
MK_KS_CO_00001 | N-1 400 kV Skopje 5 âUrosevac | [MK-GR] 400 kV Bitola-Meliti | XFL_BI11_GMELIT11_1:line | -1342 |  | 1600 | -258 | 84 | []
TR_GR_CO_00001 | N-1 400 kV Babaeski-N Santa | [MK-GR] 400 kV Bitola-Meliti | XFL_BI11_GMELIT11_1:line | -1333 |  | 1600 | -267 | 83 | []
KS_ME_CO_00001 | N-1 400 kV Pec 3-Ribarevina | [MK-GR] 400 kV Bitola-Meliti | XFL_BI11_GMELIT11_1:line | -1327 |  | 1600 | -273 | 83 | []
RS_CO_00004 | N-1 400 kV Nis 2 âLeskovac 2 | [MK-GR] 400 kV Bitola-Meliti | XFL_BI11_GMELIT11_1:line | -1325 |  | 1600 | -275 | 83 | []
AL_ME_CO_00001 | N-1 400 kV Tirana 2âPodgorica 2 | [MK-GR] 400 kV Bitola-Meliti | XFL_BI11_GMELIT11_1:line | -1320 |  | 1600 | -280 | 82 | []
RS_CO_00003 | N-1 400 kV Vranje 4 âLeskovac 2 | [MK-GR] 400 kV Bitola-Meliti | XFL_BI11_GMELIT11_1:line | -1314 |  | 1600 | -286 | 82 | []
BG_CO_00016 | N-1 400kV Kozloduy - Sofia Zapad ck.2 | [MK-GR] 400 kV Bitola-Meliti | XFL_BI11_GMELIT11_1:line | -1311 |  | 1600 | -289 | 82 | []
BG_TR_CO_00002 | N-1 400kV Maritsa 3 - Hamitabat 2 | [MK-GR] 400 kV Bitola-Meliti | XFL_BI11_GMELIT11_1:line | -1308 |  | 1600 | -292 | 82 | []
TR_CO_00001 | N-1 400 kV Habitabat NGCC -Babaeski | [MK-GR] 400 kV Bitola-Meliti | XFL_BI11_GMELIT11_1:line | -1308 |  | 1600 | -292 | 82 | []
BG_CO_00013 | N-1 400kV Burgas â Maritsa Iztok 2 | [MK-GR] 400 kV Bitola-Meliti | XFL_BI11_GMELIT11_1:line | -1308 |  | 1600 | -292 | 82 | []
RS_MK_00001 | N-1 400 kV Vranje 4 -Stip | [MK-GR] 400 kV Bitola-Meliti | XFL_BI11_GMELIT11_1:line | -1307 |  | 1600 | -293 | 82 | []
RS_KS_CO_00002 | N-1 400 kV Kosovo B-Nis 2 | [MK-GR] 400 kV Bitola-Meliti | XFL_BI11_GMELIT11_1:line | -1307 |  | 1600 | -293 | 82 | []
BG_TR_CO_00001 | N-1 400kV Maritsa 3 - Hamitabat 1 | [MK-GR] 400 kV Bitola-Meliti | XFL_BI11_GMELIT11_1:line | -1307 |  | 1600 | -293 | 82 | []
BC | Base Case | [MK-GR] 400 kV Bitola-Meliti | XFL_BI11_GMELIT11_1:line | -1305 |  | 1600 | -295 | 82 | []
BG_CO_00010 | N-1 400kV Maritsa Iztok â Maritsa Iztok 3 | [MK-GR] 400 kV Bitola-Meliti | XFL_BI11_GMELIT11_1:line | -1305 |  | 1600 | -295 | 82 | []
BG_CO_00002 | N-1 400kV Sofia Zapad - Chervena Mogila ck. 1 | [MK-GR] 400 kV Bitola-Meliti | XFL_BI11_GMELIT11_1:line | -1305 |  | 1600 | -295 | 82 | []
BG_CO_00009 | N-1 400kV Maritsa Iztok 2Â - Maritsa Iztok 3 | [MK-GR] 400 kV Bitola-Meliti | XFL_BI11_GMELIT11_1:line | -1304 |  | 1600 | -296 | 82 | []
BG_CO_00012 | Â N-1 400kV Varna - Burgas | [MK-GR] 400 kV Bitola-Meliti | XFL_BI11_GMELIT11_1:line | -1304 |  | 1600 | -296 | 82 | []
BG_CO_00011 | N-1 400kV Maritsa Iztok - Plovdiv | [MK-GR] 400 kV Bitola-Meliti | XFL_BI11_GMELIT11_1:line | -1304 |  | 1600 | -296 | 82 | []
BG_CO_00007 | N-1 400kV Maritsa Iztok - Plovdiv ck. 2 | [MK-GR] 400 kV Bitola-Meliti | XFL_BI11_GMELIT11_1:line | -1304 |  | 1600 | -296 | 81 | []
BG_RS_CO_00001 | N-1 400kV Sofia Zapad - Nis Â | [MK-GR] 400 kV Bitola-Meliti | XFL_BI11_GMELIT11_1:line | -1290 |  | 1600 | -310 | 81 | []
BG_CO_00006, BG_CO_00008 | N-1 400kV Plovdiv - Vetren , N-1 400kV Plovdiv - Vetren | [MK-GR] 400 kV Bitola-Meliti | XFL_BI11_GMELIT11_1:line | -1282 |  | 1600 | -318 | 80 | []
BG_MK_CO_00001 | N-1 400kV Chervena Mogila - Stip | [MK-GR] 400 kV Bitola-Meliti | XFL_BI11_GMELIT11_1:line | -1272 |  | 1600 | -328 | 80 | []
MK_CO_00003 | N-1 400 kV Skopje 4 âSkopje 5 | [MK-GR] 400 kV Bitola-Meliti | XFL_BI11_GMELIT11_1:line | -1243 |  | 1600 | -357 | 78 | []
GR_CO_00005 | N-1 400 kV Thessaloniki-Lagadas ck.2 | [MK-GR] 400 kV Bitola-Meliti | XFL_BI11_GMELIT11_1:line | -1228 |  | 1600 | -372 | 77 | []
MK_CO_00002 | N-1 400 kV Dubrovo âStip | [MK-GR] 400 kV Bitola-Meliti | XFL_BI11_GMELIT11_1:line | -1226 |  | 1600 | -374 | 77 | []

## 1030Preventive
Detailed results
Generated at: | 2024-01-24 19:17
Business day: | 25.01.2024
Timestamp: | 10:30
Border & direction: | North-Greece Exporting
Horizon: | DA
Remedial actions: | true
Evaluation type: | PREVENTIVE
TTC [MW]: | 2568
Fallback applied | false
Loading threshold | 0.7
Applied RAs
CO ID | RA ID | Name of the RA | Usage | Type | Location | Status
Limiting CNECs
CO ID | Name of the CO | Name of the CNE | CNE UCTE branch | Calculated I (A) | I max (PRE) | I max (CUR) | Margin (A) | Loading (%) | Applicable curative RAs
AL_GR_CO_00001 | N-1 400 kV Zemplak-Kardia | [MK-GR] 400 kV Bitola-Meliti | XFL_BI11_GMELIT11_1:line | -1599 | 1600 | 1600 | -1 | 100 | []
MK_GR_CO_00002 | N-1 400 kV Dubrovo-Thessaloniki | [MK-GR] 400 kV Bitola-Meliti | XFL_BI11_GMELIT11_1:line | -1544 | 1600 | 1600 | -56 | 96 | []
AL_CO_00002 | N-1 400 kV Elbasan 2-Zemlak | [MK-GR] 400 kV Bitola-Meliti | XFL_BI11_GMELIT11_1:line | -1518 | 1600 | 1600 | -82 | 95 | []
IT_GR_CO_00001 | N-1 400 kV Galatina-Arachthos | [MK-GR] 400 kV Bitola-Meliti | XFL_BI11_GMELIT11_1:line | -1514 | 1600 | 1600 | -86 | 95 | []
BG_GR_CO_00001 | N-1 400 kV Blagoevgrad - Thessaloniki | [MK-GR] 400 kV Bitola-Meliti | XFL_BI11_GMELIT11_1:line | -1421 | 1600 | 1600 | -179 | 89 | []
GR_CO_00001 | N-1 400 kV Filippoi-Nea Santa ck.2 | [MK-GR] 400 kV Bitola-Meliti | XFL_BI11_GMELIT11_1:line | -1388 | 1600 | 1600 | -212 | 87 | []
GR_CO_00004 | N-1 400 kV Amideo-Lagadas ck.2 | [MK-GR] 400 kV Bitola-Meliti | XFL_BI11_GMELIT11_1:line | -1381 | 1600 | 1600 | -219 | 86 | []
KS_CO_00001 | N-1 400 kV Kosovo B-Urosevac | [MK-GR] 400 kV Bitola-Meliti | XFL_BI11_GMELIT11_1:line | -1380 | 1600 | 1600 | -220 | 86 | []
AL_CO_00001 | N-1 400 kV Elbasan 2-Tirana 2 | [MK-GR] 400 kV Bitola-Meliti | XFL_BI11_GMELIT11_1:line | -1377 | 1600 | 1600 | -223 | 86 | []
GR_CO_00002 | N-1 400 kV Filippoi-Lagadas ck.2 | [MK-GR] 400 kV Bitola-Meliti | XFL_BI11_GMELIT11_1:line | -1374 | 1600 | 1600 | -226 | 86 | []
BG_CO_00001 | N-1 400kV Chervena Mogila - Blagoevgrad ck. 1 | [MK-GR] 400 kV Bitola-Meliti | XFL_BI11_GMELIT11_1:line | -1360 | 1600 | 1600 | -240 | 85 | []
BG_GR_CO_00002 | N-1 400kV MARITSA IZTOK-NEA SANTA-CK-1 | [MK-GR] 400 kV Bitola-Meliti | XFL_BI11_GMELIT11_1:line | -1332 | 1600 | 1600 | -268 | 83 | []
TR_GR_CO_00001 | N-1 400 kV Babaeski-N Santa | [MK-GR] 400 kV Bitola-Meliti | XFL_BI11_GMELIT11_1:line | -1324 | 1600 | 1600 | -276 | 83 | []
RS_CO_00004 | N-1 400 kV Nis 2 âLeskovac 2 | [MK-GR] 400 kV Bitola-Meliti | XFL_BI11_GMELIT11_1:line | -1315 | 1600 | 1600 | -285 | 82 | []
KS_ME_CO_00001 | N-1 400 kV Pec 3-Ribarevina | [MK-GR] 400 kV Bitola-Meliti | XFL_BI11_GMELIT11_1:line | -1313 | 1600 | 1600 | -287 | 82 | []
MK_KS_CO_00001 | N-1 400 kV Skopje 5 âUrosevac | [MK-GR] 400 kV Bitola-Meliti | XFL_BI11_GMELIT11_1:line | -1312 | 1600 | 1600 | -288 | 82 | []
AL_ME_CO_00001 | N-1 400 kV Tirana 2âPodgorica 2 | [MK-GR] 400 kV Bitola-Meliti | XFL_BI11_GMELIT11_1:line | -1312 | 1600 | 1600 | -288 | 82 | []
RS_CO_00003 | N-1 400 kV Vranje 4 âLeskovac 2 | [MK-GR] 400 kV Bitola-Meliti | XFL_BI11_GMELIT11_1:line | -1304 | 1600 | 1600 | -296 | 81 | []
BG_CO_00016 | N-1 400kV Kozloduy - Sofia Zapad ck.2 | [MK-GR] 400 kV Bitola-Meliti | XFL_BI11_GMELIT11_1:line | -1301 | 1600 | 1600 | -299 | 81 | []
RS_KS_CO_00002 | N-1 400 kV Kosovo B-Nis 2 | [MK-GR] 400 kV Bitola-Meliti | XFL_BI11_GMELIT11_1:line | -1300 | 1600 | 1600 | -300 | 81 | []
TR_CO_00001 | N-1 400 kV Habitabat NGCC -Babaeski | [MK-GR] 400 kV Bitola-Meliti | XFL_BI11_GMELIT11_1:line | -1297 | 1600 | 1600 | -303 | 81 | []
RS_MK_00001 | N-1 400 kV Vranje 4 -Stip | [MK-GR] 400 kV Bitola-Meliti | XFL_BI11_GMELIT11_1:line | -1297 | 1600 | 1600 | -303 | 81 | []
BG_TR_CO_00002 | N-1 400kV Maritsa 3 - Hamitabat 2 | [MK-GR] 400 kV Bitola-Meliti | XFL_BI11_GMELIT11_1:line | -1296 | 1600 | 1600 | -304 | 81 | []
BG_CO_00013 | N-1 400kV Burgas â Maritsa Iztok 2 | [MK-GR] 400 kV Bitola-Meliti | XFL_BI11_GMELIT11_1:line | -1296 | 1600 | 1600 | -304 | 81 | []
BG_TR_CO_00001 | N-1 400kV Maritsa 3 - Hamitabat 1 | [MK-GR] 400 kV Bitola-Meliti | XFL_BI11_GMELIT11_1:line | -1295 | 1600 | 1600 | -305 | 81 | []
BC | Base Case | [MK-GR] 400 kV Bitola-Meliti | XFL_BI11_GMELIT11_1:line | -1294 | 1600 | 1600 | -306 | 81 | []
BG_CO_00010 | N-1 400kV Maritsa Iztok â Maritsa Iztok 3 | [MK-GR] 400 kV Bitola-Meliti | XFL_BI11_GMELIT11_1:line | -1294 | 1600 | 1600 | -306 | 81 | []
BG_CO_00011 | N-1 400kV Maritsa Iztok - Plovdiv | [MK-GR] 400 kV Bitola-Meliti | XFL_BI11_GMELIT11_1:line | -1293 | 1600 | 1600 | -307 | 81 | []
BG_CO_00007 | N-1 400kV Maritsa Iztok - Plovdiv ck. 2 | [MK-GR] 400 kV Bitola-Meliti | XFL_BI11_GMELIT11_1:line | -1293 | 1600 | 1600 | -307 | 81 | []
BG_CO_00012 | Â N-1 400kV Varna - Burgas | [MK-GR] 400 kV Bitola-Meliti | XFL_BI11_GMELIT11_1:line | -1293 | 1600 | 1600 | -307 | 81 | []
BG_CO_00009 | N-1 400kV Maritsa Iztok 2Â - Maritsa Iztok 3 | [MK-GR] 400 kV Bitola-Meliti | XFL_BI11_GMELIT11_1:line | -1292 | 1600 | 1600 | -308 | 81 | []
BG_CO_00002 | N-1 400kV Sofia Zapad - Chervena Mogila ck. 1 | [MK-GR] 400 kV Bitola-Meliti | XFL_BI11_GMELIT11_1:line | -1292 | 1600 | 1600 | -308 | 81 | []
BG_RS_CO_00001 | N-1 400kV Sofia Zapad - Nis Â | [MK-GR] 400 kV Bitola-Meliti | XFL_BI11_GMELIT11_1:line | -1283 | 1600 | 1600 | -317 | 80 | []
BG_MK_CO_00001 | N-1 400kV Chervena Mogila - Stip | [MK-GR] 400 kV Bitola-Meliti | XFL_BI11_GMELIT11_1:line | -1278 | 1600 | 1600 | -322 | 80 | []
BG_CO_00006, BG_CO_00008 | N-1 400kV Plovdiv - Vetren , N-1 400kV Plovdiv - Vetren | [MK-GR] 400 kV Bitola-Meliti | XFL_BI11_GMELIT11_1:line | -1272 | 1600 | 1600 | -328 | 79 | []
GR_CO_00005 | N-1 400 kV Thessaloniki-Lagadas ck.2 | [MK-GR] 400 kV Bitola-Meliti | XFL_BI11_GMELIT11_1:line | -1231 | 1600 | 1600 | -369 | 77 | []
MK_CO_00002 | N-1 400 kV Dubrovo âStip | [MK-GR] 400 kV Bitola-Meliti | XFL_BI11_GMELIT11_1:line | -1230 | 1600 | 1600 | -370 | 77 | []
MK_CO_00003 | N-1 400 kV Skopje 4 âSkopje 5 | [MK-GR] 400 kV Bitola-Meliti | XFL_BI11_GMELIT11_1:line | -1220 | 1600 | 1600 | -380 | 76 | []

## 1030Curative
Detailed results
Generated at: | 2024-01-24 19:17
Business day: | 25.01.2024
Timestamp: | 10:30
Border & direction: | North-Greece Exporting
Horizon: | DA
Remedial actions: | true
Evaluation type: | CURATIVE
TTC [MW]: | 2568
Fallback applied | false
Loading threshold | 0.7
Applied RAs
CO ID | RA ID | Name of the RA | Usage | Type | Location | Status
Limiting CNECs
CO ID | Name of the CO | Name of the CNE | CNE UCTE branch | Calculated I (A) | I max (PRE) | I max (CUR) | Margin (A) | Loading (%) | Applicable curative RAs
AL_GR_CO_00001 | N-1 400 kV Zemplak-Kardia | [MK-GR] 400 kV Bitola-Meliti | XFL_BI11_GMELIT11_1:line | -1599 |  | 1600 | -1 | 100 | []
MK_GR_CO_00002 | N-1 400 kV Dubrovo-Thessaloniki | [MK-GR] 400 kV Bitola-Meliti | XFL_BI11_GMELIT11_1:line | -1544 |  | 1600 | -56 | 96 | []
AL_CO_00002 | N-1 400 kV Elbasan 2-Zemlak | [MK-GR] 400 kV Bitola-Meliti | XFL_BI11_GMELIT11_1:line | -1518 |  | 1600 | -82 | 95 | []
IT_GR_CO_00001 | N-1 400 kV Galatina-Arachthos | [MK-GR] 400 kV Bitola-Meliti | XFL_BI11_GMELIT11_1:line | -1514 |  | 1600 | -86 | 95 | []
BG_GR_CO_00001 | N-1 400 kV Blagoevgrad - Thessaloniki | [MK-GR] 400 kV Bitola-Meliti | XFL_BI11_GMELIT11_1:line | -1421 |  | 1600 | -179 | 89 | []
GR_CO_00001 | N-1 400 kV Filippoi-Nea Santa ck.2 | [MK-GR] 400 kV Bitola-Meliti | XFL_BI11_GMELIT11_1:line | -1388 |  | 1600 | -212 | 87 | []
GR_CO_00004 | N-1 400 kV Amideo-Lagadas ck.2 | [MK-GR] 400 kV Bitola-Meliti | XFL_BI11_GMELIT11_1:line | -1381 |  | 1600 | -219 | 86 | []
KS_CO_00001 | N-1 400 kV Kosovo B-Urosevac | [MK-GR] 400 kV Bitola-Meliti | XFL_BI11_GMELIT11_1:line | -1380 |  | 1600 | -220 | 86 | []
AL_CO_00001 | N-1 400 kV Elbasan 2-Tirana 2 | [MK-GR] 400 kV Bitola-Meliti | XFL_BI11_GMELIT11_1:line | -1377 |  | 1600 | -223 | 86 | []
GR_CO_00002 | N-1 400 kV Filippoi-Lagadas ck.2 | [MK-GR] 400 kV Bitola-Meliti | XFL_BI11_GMELIT11_1:line | -1374 |  | 1600 | -226 | 86 | []
BG_CO_00001 | N-1 400kV Chervena Mogila - Blagoevgrad ck. 1 | [MK-GR] 400 kV Bitola-Meliti | XFL_BI11_GMELIT11_1:line | -1360 |  | 1600 | -240 | 85 | []
BG_GR_CO_00002 | N-1 400kV MARITSA IZTOK-NEA SANTA-CK-1 | [MK-GR] 400 kV Bitola-Meliti | XFL_BI11_GMELIT11_1:line | -1332 |  | 1600 | -268 | 83 | []
TR_GR_CO_00001 | N-1 400 kV Babaeski-N Santa | [MK-GR] 400 kV Bitola-Meliti | XFL_BI11_GMELIT11_1:line | -1324 |  | 1600 | -276 | 83 | []
RS_CO_00004 | N-1 400 kV Nis 2 âLeskovac 2 | [MK-GR] 400 kV Bitola-Meliti | XFL_BI11_GMELIT11_1:line | -1315 |  | 1600 | -285 | 82 | []
KS_ME_CO_00001 | N-1 400 kV Pec 3-Ribarevina | [MK-GR] 400 kV Bitola-Meliti | XFL_BI11_GMELIT11_1:line | -1313 |  | 1600 | -287 | 82 | []
MK_KS_CO_00001 | N-1 400 kV Skopje 5 âUrosevac | [MK-GR] 400 kV Bitola-Meliti | XFL_BI11_GMELIT11_1:line | -1312 |  | 1600 | -288 | 82 | []
AL_ME_CO_00001 | N-1 400 kV Tirana 2âPodgorica 2 | [MK-GR] 400 kV Bitola-Meliti | XFL_BI11_GMELIT11_1:line | -1312 |  | 1600 | -288 | 82 | []
RS_CO_00003 | N-1 400 kV Vranje 4 âLeskovac 2 | [MK-GR] 400 kV Bitola-Meliti | XFL_BI11_GMELIT11_1:line | -1304 |  | 1600 | -296 | 81 | []
BG_CO_00016 | N-1 400kV Kozloduy - Sofia Zapad ck.2 | [MK-GR] 400 kV Bitola-Meliti | XFL_BI11_GMELIT11_1:line | -1301 |  | 1600 | -299 | 81 | []
RS_KS_CO_00002 | N-1 400 kV Kosovo B-Nis 2 | [MK-GR] 400 kV Bitola-Meliti | XFL_BI11_GMELIT11_1:line | -1300 |  | 1600 | -300 | 81 | []
TR_CO_00001 | N-1 400 kV Habitabat NGCC -Babaeski | [MK-GR] 400 kV Bitola-Meliti | XFL_BI11_GMELIT11_1:line | -1297 |  | 1600 | -303 | 81 | []
RS_MK_00001 | N-1 400 kV Vranje 4 -Stip | [MK-GR] 400 kV Bitola-Meliti | XFL_BI11_GMELIT11_1:line | -1297 |  | 1600 | -303 | 81 | []
BG_TR_CO_00002 | N-1 400kV Maritsa 3 - Hamitabat 2 | [MK-GR] 400 kV Bitola-Meliti | XFL_BI11_GMELIT11_1:line | -1296 |  | 1600 | -304 | 81 | []
BG_CO_00013 | N-1 400kV Burgas â Maritsa Iztok 2 | [MK-GR] 400 kV Bitola-Meliti | XFL_BI11_GMELIT11_1:line | -1296 |  | 1600 | -304 | 81 | []
BG_TR_CO_00001 | N-1 400kV Maritsa 3 - Hamitabat 1 | [MK-GR] 400 kV Bitola-Meliti | XFL_BI11_GMELIT11_1:line | -1295 |  | 1600 | -305 | 81 | []
BC | Base Case | [MK-GR] 400 kV Bitola-Meliti | XFL_BI11_GMELIT11_1:line | -1294 |  | 1600 | -306 | 81 | []
BG_CO_00010 | N-1 400kV Maritsa Iztok â Maritsa Iztok 3 | [MK-GR] 400 kV Bitola-Meliti | XFL_BI11_GMELIT11_1:line | -1294 |  | 1600 | -306 | 81 | []
BG_CO_00011 | N-1 400kV Maritsa Iztok - Plovdiv | [MK-GR] 400 kV Bitola-Meliti | XFL_BI11_GMELIT11_1:line | -1293 |  | 1600 | -307 | 81 | []
BG_CO_00007 | N-1 400kV Maritsa Iztok - Plovdiv ck. 2 | [MK-GR] 400 kV Bitola-Meliti | XFL_BI11_GMELIT11_1:line | -1293 |  | 1600 | -307 | 81 | []
BG_CO_00012 | Â N-1 400kV Varna - Burgas | [MK-GR] 400 kV Bitola-Meliti | XFL_BI11_GMELIT11_1:line | -1293 |  | 1600 | -307 | 81 | []
BG_CO_00009 | N-1 400kV Maritsa Iztok 2Â - Maritsa Iztok 3 | [MK-GR] 400 kV Bitola-Meliti | XFL_BI11_GMELIT11_1:line | -1292 |  | 1600 | -308 | 81 | []
BG_CO_00002 | N-1 400kV Sofia Zapad - Chervena Mogila ck. 1 | [MK-GR] 400 kV Bitola-Meliti | XFL_BI11_GMELIT11_1:line | -1292 |  | 1600 | -308 | 81 | []
BG_RS_CO_00001 | N-1 400kV Sofia Zapad - Nis Â | [MK-GR] 400 kV Bitola-Meliti | XFL_BI11_GMELIT11_1:line | -1283 |  | 1600 | -317 | 80 | []
BG_MK_CO_00001 | N-1 400kV Chervena Mogila - Stip | [MK-GR] 400 kV Bitola-Meliti | XFL_BI11_GMELIT11_1:line | -1278 |  | 1600 | -322 | 80 | []
BG_CO_00006, BG_CO_00008 | N-1 400kV Plovdiv - Vetren , N-1 400kV Plovdiv - Vetren | [MK-GR] 400 kV Bitola-Meliti | XFL_BI11_GMELIT11_1:line | -1272 |  | 1600 | -328 | 79 | []
GR_CO_00005 | N-1 400 kV Thessaloniki-Lagadas ck.2 | [MK-GR] 400 kV Bitola-Meliti | XFL_BI11_GMELIT11_1:line | -1231 |  | 1600 | -369 | 77 | []
MK_CO_00002 | N-1 400 kV Dubrovo âStip | [MK-GR] 400 kV Bitola-Meliti | XFL_BI11_GMELIT11_1:line | -1230 |  | 1600 | -370 | 77 | []
MK_CO_00003 | N-1 400 kV Skopje 4 âSkopje 5 | [MK-GR] 400 kV Bitola-Meliti | XFL_BI11_GMELIT11_1:line | -1220 |  | 1600 | -380 | 76 | []

## 1130Preventive
Detailed results
Generated at: | 2024-01-24 19:17
Business day: | 25.01.2024
Timestamp: | 11:30
Border & direction: | North-Greece Exporting
Horizon: | DA
Remedial actions: | true
Evaluation type: | PREVENTIVE
TTC [MW]: | 2545
Fallback applied | false
Loading threshold | 0.7
Applied RAs
CO ID | RA ID | Name of the RA | Usage | Type | Location | Status
Limiting CNECs
CO ID | Name of the CO | Name of the CNE | CNE UCTE branch | Calculated I (A) | I max (PRE) | I max (CUR) | Margin (A) | Loading (%) | Applicable curative RAs
AL_GR_CO_00001 | N-1 400 kV Zemplak-Kardia | [MK-GR] 400 kV Bitola-Meliti | XFL_BI11_GMELIT11_1:line | -1595 | 1600 | 1600 | -5 | 100 | []
MK_GR_CO_00002 | N-1 400 kV Dubrovo-Thessaloniki | [MK-GR] 400 kV Bitola-Meliti | XFL_BI11_GMELIT11_1:line | -1526 | 1600 | 1600 | -74 | 95 | []
AL_CO_00002 | N-1 400 kV Elbasan 2-Zemlak | [MK-GR] 400 kV Bitola-Meliti | XFL_BI11_GMELIT11_1:line | -1515 | 1600 | 1600 | -85 | 95 | []
IT_GR_CO_00001 | N-1 400 kV Galatina-Arachthos | [MK-GR] 400 kV Bitola-Meliti | XFL_BI11_GMELIT11_1:line | -1493 | 1600 | 1600 | -107 | 93 | []
BG_GR_CO_00001 | N-1 400 kV Blagoevgrad - Thessaloniki | [MK-GR] 400 kV Bitola-Meliti | XFL_BI11_GMELIT11_1:line | -1398 | 1600 | 1600 | -202 | 87 | []
AL_CO_00001 | N-1 400 kV Elbasan 2-Tirana 2 | [MK-GR] 400 kV Bitola-Meliti | XFL_BI11_GMELIT11_1:line | -1367 | 1600 | 1600 | -233 | 85 | []
GR_CO_00001 | N-1 400 kV Filippoi-Nea Santa ck.2 | [MK-GR] 400 kV Bitola-Meliti | XFL_BI11_GMELIT11_1:line | -1362 | 1600 | 1600 | -238 | 85 | []
GR_CO_00004 | N-1 400 kV Amideo-Lagadas ck.2 | [MK-GR] 400 kV Bitola-Meliti | XFL_BI11_GMELIT11_1:line | -1354 | 1600 | 1600 | -246 | 85 | []
GR_CO_00002 | N-1 400 kV Filippoi-Lagadas ck.2 | [MK-GR] 400 kV Bitola-Meliti | XFL_BI11_GMELIT11_1:line | -1347 | 1600 | 1600 | -253 | 84 | []
KS_CO_00001 | N-1 400 kV Kosovo B-Urosevac | [MK-GR] 400 kV Bitola-Meliti | XFL_BI11_GMELIT11_1:line | -1342 | 1600 | 1600 | -258 | 84 | []
BG_CO_00001 | N-1 400kV Chervena Mogila - Blagoevgrad ck. 1 | [MK-GR] 400 kV Bitola-Meliti | XFL_BI11_GMELIT11_1:line | -1333 | 1600 | 1600 | -267 | 83 | []
BG_GR_CO_00002 | N-1 400kV MARITSA IZTOK-NEA SANTA-CK-1 | [MK-GR] 400 kV Bitola-Meliti | XFL_BI11_GMELIT11_1:line | -1310 | 1600 | 1600 | -290 | 82 | []
TR_GR_CO_00001 | N-1 400 kV Babaeski-N Santa | [MK-GR] 400 kV Bitola-Meliti | XFL_BI11_GMELIT11_1:line | -1301 | 1600 | 1600 | -299 | 81 | []
AL_ME_CO_00001 | N-1 400 kV Tirana 2âPodgorica 2 | [MK-GR] 400 kV Bitola-Meliti | XFL_BI11_GMELIT11_1:line | -1300 | 1600 | 1600 | -300 | 81 | []
RS_CO_00004 | N-1 400 kV Nis 2 âLeskovac 2 | [MK-GR] 400 kV Bitola-Meliti | XFL_BI11_GMELIT11_1:line | -1291 | 1600 | 1600 | -309 | 81 | []
KS_ME_CO_00001 | N-1 400 kV Pec 3-Ribarevina | [MK-GR] 400 kV Bitola-Meliti | XFL_BI11_GMELIT11_1:line | -1284 | 1600 | 1600 | -316 | 80 | []
RS_KS_CO_00002 | N-1 400 kV Kosovo B-Nis 2 | [MK-GR] 400 kV Bitola-Meliti | XFL_BI11_GMELIT11_1:line | -1280 | 1600 | 1600 | -320 | 80 | []
BG_CO_00016 | N-1 400kV Kozloduy - Sofia Zapad ck.2 | [MK-GR] 400 kV Bitola-Meliti | XFL_BI11_GMELIT11_1:line | -1280 | 1600 | 1600 | -320 | 80 | []
RS_CO_00003 | N-1 400 kV Vranje 4 âLeskovac 2 | [MK-GR] 400 kV Bitola-Meliti | XFL_BI11_GMELIT11_1:line | -1280 | 1600 | 1600 | -320 | 80 | []
TR_CO_00001 | N-1 400 kV Habitabat NGCC -Babaeski | [MK-GR] 400 kV Bitola-Meliti | XFL_BI11_GMELIT11_1:line | -1276 | 1600 | 1600 | -324 | 80 | []
BG_TR_CO_00002 | N-1 400kV Maritsa 3 - Hamitabat 2 | [MK-GR] 400 kV Bitola-Meliti | XFL_BI11_GMELIT11_1:line | -1276 | 1600 | 1600 | -324 | 80 | []
BG_CO_00013 | N-1 400kV Burgas â Maritsa Iztok 2 | [MK-GR] 400 kV Bitola-Meliti | XFL_BI11_GMELIT11_1:line | -1276 | 1600 | 1600 | -324 | 80 | []
BG_TR_CO_00001 | N-1 400kV Maritsa 3 - Hamitabat 1 | [MK-GR] 400 kV Bitola-Meliti | XFL_BI11_GMELIT11_1:line | -1275 | 1600 | 1600 | -325 | 80 | []
BC | Base Case | [MK-GR] 400 kV Bitola-Meliti | XFL_BI11_GMELIT11_1:line | -1273 | 1600 | 1600 | -327 | 80 | []
BG_CO_00010 | N-1 400kV Maritsa Iztok â Maritsa Iztok 3 | [MK-GR] 400 kV Bitola-Meliti | XFL_BI11_GMELIT11_1:line | -1273 | 1600 | 1600 | -327 | 80 | []
BG_CO_00011 | N-1 400kV Maritsa Iztok - Plovdiv | [MK-GR] 400 kV Bitola-Meliti | XFL_BI11_GMELIT11_1:line | -1273 | 1600 | 1600 | -327 | 80 | []
BG_CO_00007 | N-1 400kV Maritsa Iztok - Plovdiv ck. 2 | [MK-GR] 400 kV Bitola-Meliti | XFL_BI11_GMELIT11_1:line | -1273 | 1600 | 1600 | -327 | 80 | []
BG_CO_00002 | N-1 400kV Sofia Zapad - Chervena Mogila ck. 1 | [MK-GR] 400 kV Bitola-Meliti | XFL_BI11_GMELIT11_1:line | -1273 | 1600 | 1600 | -327 | 80 | []
BG_CO_00012 | Â N-1 400kV Varna - Burgas | [MK-GR] 400 kV Bitola-Meliti | XFL_BI11_GMELIT11_1:line | -1272 | 1600 | 1600 | -328 | 80 | []
BG_CO_00009 | N-1 400kV Maritsa Iztok 2Â - Maritsa Iztok 3 | [MK-GR] 400 kV Bitola-Meliti | XFL_BI11_GMELIT11_1:line | -1272 | 1600 | 1600 | -328 | 80 | []
RS_MK_00001 | N-1 400 kV Vranje 4 -Stip | [MK-GR] 400 kV Bitola-Meliti | XFL_BI11_GMELIT11_1:line | -1272 | 1600 | 1600 | -328 | 79 | []
BG_RS_CO_00001 | N-1 400kV Sofia Zapad - Nis Â | [MK-GR] 400 kV Bitola-Meliti | XFL_BI11_GMELIT11_1:line | -1269 | 1600 | 1600 | -331 | 79 | []
BG_MK_CO_00001 | N-1 400kV Chervena Mogila - Stip | [MK-GR] 400 kV Bitola-Meliti | XFL_BI11_GMELIT11_1:line | -1266 | 1600 | 1600 | -334 | 79 | []
MK_KS_CO_00001 | N-1 400 kV Skopje 5 âUrosevac | [MK-GR] 400 kV Bitola-Meliti | XFL_BI11_GMELIT11_1:line | -1259 | 1600 | 1600 | -341 | 79 | []
BG_CO_00006, BG_CO_00008 | N-1 400kV Plovdiv - Vetren , N-1 400kV Plovdiv - Vetren | [MK-GR] 400 kV Bitola-Meliti | XFL_BI11_GMELIT11_1:line | -1254 | 1600 | 1600 | -346 | 78 | []
GR_CO_00005 | N-1 400 kV Thessaloniki-Lagadas ck.2 | [MK-GR] 400 kV Bitola-Meliti | XFL_BI11_GMELIT11_1:line | -1216 | 1600 | 1600 | -384 | 76 | []
MK_CO_00002 | N-1 400 kV Dubrovo âStip | [MK-GR] 400 kV Bitola-Meliti | XFL_BI11_GMELIT11_1:line | -1211 | 1600 | 1600 | -389 | 76 | []
MK_CO_00003 | N-1 400 kV Skopje 4 âSkopje 5 | [MK-GR] 400 kV Bitola-Meliti | XFL_BI11_GMELIT11_1:line | -1190 | 1600 | 1600 | -410 | 74 | []

## 1130Curative
Detailed results
Generated at: | 2024-01-24 19:17
Business day: | 25.01.2024
Timestamp: | 11:30
Border & direction: | North-Greece Exporting
Horizon: | DA
Remedial actions: | true
Evaluation type: | CURATIVE
TTC [MW]: | 2545
Fallback applied | false
Loading threshold | 0.7
Applied RAs
CO ID | RA ID | Name of the RA | Usage | Type | Location | Status
Limiting CNECs
CO ID | Name of the CO | Name of the CNE | CNE UCTE branch | Calculated I (A) | I max (PRE) | I max (CUR) | Margin (A) | Loading (%) | Applicable curative RAs
AL_GR_CO_00001 | N-1 400 kV Zemplak-Kardia | [MK-GR] 400 kV Bitola-Meliti | XFL_BI11_GMELIT11_1:line | -1595 |  | 1600 | -5 | 100 | []
MK_GR_CO_00002 | N-1 400 kV Dubrovo-Thessaloniki | [MK-GR] 400 kV Bitola-Meliti | XFL_BI11_GMELIT11_1:line | -1526 |  | 1600 | -74 | 95 | []
AL_CO_00002 | N-1 400 kV Elbasan 2-Zemlak | [MK-GR] 400 kV Bitola-Meliti | XFL_BI11_GMELIT11_1:line | -1515 |  | 1600 | -85 | 95 | []
IT_GR_CO_00001 | N-1 400 kV Galatina-Arachthos | [MK-GR] 400 kV Bitola-Meliti | XFL_BI11_GMELIT11_1:line | -1493 |  | 1600 | -107 | 93 | []
BG_GR_CO_00001 | N-1 400 kV Blagoevgrad - Thessaloniki | [MK-GR] 400 kV Bitola-Meliti | XFL_BI11_GMELIT11_1:line | -1398 |  | 1600 | -202 | 87 | []
AL_CO_00001 | N-1 400 kV Elbasan 2-Tirana 2 | [MK-GR] 400 kV Bitola-Meliti | XFL_BI11_GMELIT11_1:line | -1367 |  | 1600 | -233 | 85 | []
GR_CO_00001 | N-1 400 kV Filippoi-Nea Santa ck.2 | [MK-GR] 400 kV Bitola-Meliti | XFL_BI11_GMELIT11_1:line | -1362 |  | 1600 | -238 | 85 | []
GR_CO_00004 | N-1 400 kV Amideo-Lagadas ck.2 | [MK-GR] 400 kV Bitola-Meliti | XFL_BI11_GMELIT11_1:line | -1354 |  | 1600 | -246 | 85 | []
GR_CO_00002 | N-1 400 kV Filippoi-Lagadas ck.2 | [MK-GR] 400 kV Bitola-Meliti | XFL_BI11_GMELIT11_1:line | -1347 |  | 1600 | -253 | 84 | []
KS_CO_00001 | N-1 400 kV Kosovo B-Urosevac | [MK-GR] 400 kV Bitola-Meliti | XFL_BI11_GMELIT11_1:line | -1342 |  | 1600 | -258 | 84 | []
BG_CO_00001 | N-1 400kV Chervena Mogila - Blagoevgrad ck. 1 | [MK-GR] 400 kV Bitola-Meliti | XFL_BI11_GMELIT11_1:line | -1333 |  | 1600 | -267 | 83 | []
BG_GR_CO_00002 | N-1 400kV MARITSA IZTOK-NEA SANTA-CK-1 | [MK-GR] 400 kV Bitola-Meliti | XFL_BI11_GMELIT11_1:line | -1310 |  | 1600 | -290 | 82 | []
TR_GR_CO_00001 | N-1 400 kV Babaeski-N Santa | [MK-GR] 400 kV Bitola-Meliti | XFL_BI11_GMELIT11_1:line | -1301 |  | 1600 | -299 | 81 | []
AL_ME_CO_00001 | N-1 400 kV Tirana 2âPodgorica 2 | [MK-GR] 400 kV Bitola-Meliti | XFL_BI11_GMELIT11_1:line | -1300 |  | 1600 | -300 | 81 | []
RS_CO_00004 | N-1 400 kV Nis 2 âLeskovac 2 | [MK-GR] 400 kV Bitola-Meliti | XFL_BI11_GMELIT11_1:line | -1291 |  | 1600 | -309 | 81 | []
KS_ME_CO_00001 | N-1 400 kV Pec 3-Ribarevina | [MK-GR] 400 kV Bitola-Meliti | XFL_BI11_GMELIT11_1:line | -1284 |  | 1600 | -316 | 80 | []
RS_KS_CO_00002 | N-1 400 kV Kosovo B-Nis 2 | [MK-GR] 400 kV Bitola-Meliti | XFL_BI11_GMELIT11_1:line | -1280 |  | 1600 | -320 | 80 | []
BG_CO_00016 | N-1 400kV Kozloduy - Sofia Zapad ck.2 | [MK-GR] 400 kV Bitola-Meliti | XFL_BI11_GMELIT11_1:line | -1280 |  | 1600 | -320 | 80 | []
RS_CO_00003 | N-1 400 kV Vranje 4 âLeskovac 2 | [MK-GR] 400 kV Bitola-Meliti | XFL_BI11_GMELIT11_1:line | -1280 |  | 1600 | -320 | 80 | []
TR_CO_00001 | N-1 400 kV Habitabat NGCC -Babaeski | [MK-GR] 400 kV Bitola-Meliti | XFL_BI11_GMELIT11_1:line | -1276 |  | 1600 | -324 | 80 | []
BG_TR_CO_00002 | N-1 400kV Maritsa 3 - Hamitabat 2 | [MK-GR] 400 kV Bitola-Meliti | XFL_BI11_GMELIT11_1:line | -1276 |  | 1600 | -324 | 80 | []
BG_CO_00013 | N-1 400kV Burgas â Maritsa Iztok 2 | [MK-GR] 400 kV Bitola-Meliti | XFL_BI11_GMELIT11_1:line | -1276 |  | 1600 | -324 | 80 | []
BG_TR_CO_00001 | N-1 400kV Maritsa 3 - Hamitabat 1 | [MK-GR] 400 kV Bitola-Meliti | XFL_BI11_GMELIT11_1:line | -1275 |  | 1600 | -325 | 80 | []
BC | Base Case | [MK-GR] 400 kV Bitola-Meliti | XFL_BI11_GMELIT11_1:line | -1273 |  | 1600 | -327 | 80 | []
BG_CO_00010 | N-1 400kV Maritsa Iztok â Maritsa Iztok 3 | [MK-GR] 400 kV Bitola-Meliti | XFL_BI11_GMELIT11_1:line | -1273 |  | 1600 | -327 | 80 | []
BG_CO_00011 | N-1 400kV Maritsa Iztok - Plovdiv | [MK-GR] 400 kV Bitola-Meliti | XFL_BI11_GMELIT11_1:line | -1273 |  | 1600 | -327 | 80 | []
BG_CO_00007 | N-1 400kV Maritsa Iztok - Plovdiv ck. 2 | [MK-GR] 400 kV Bitola-Meliti | XFL_BI11_GMELIT11_1:line | -1273 |  | 1600 | -327 | 80 | []
BG_CO_00002 | N-1 400kV Sofia Zapad - Chervena Mogila ck. 1 | [MK-GR] 400 kV Bitola-Meliti | XFL_BI11_GMELIT11_1:line | -1273 |  | 1600 | -327 | 80 | []
BG_CO_00012 | Â N-1 400kV Varna - Burgas | [MK-GR] 400 kV Bitola-Meliti | XFL_BI11_GMELIT11_1:line | -1272 |  | 1600 | -328 | 80 | []
BG_CO_00009 | N-1 400kV Maritsa Iztok 2Â - Maritsa Iztok 3 | [MK-GR] 400 kV Bitola-Meliti | XFL_BI11_GMELIT11_1:line | -1272 |  | 1600 | -328 | 80 | []
RS_MK_00001 | N-1 400 kV Vranje 4 -Stip | [MK-GR] 400 kV Bitola-Meliti | XFL_BI11_GMELIT11_1:line | -1272 |  | 1600 | -328 | 79 | []
BG_RS_CO_00001 | N-1 400kV Sofia Zapad - Nis Â | [MK-GR] 400 kV Bitola-Meliti | XFL_BI11_GMELIT11_1:line | -1269 |  | 1600 | -331 | 79 | []
BG_MK_CO_00001 | N-1 400kV Chervena Mogila - Stip | [MK-GR] 400 kV Bitola-Meliti | XFL_BI11_GMELIT11_1:line | -1266 |  | 1600 | -334 | 79 | []
MK_KS_CO_00001 | N-1 400 kV Skopje 5 âUrosevac | [MK-GR] 400 kV Bitola-Meliti | XFL_BI11_GMELIT11_1:line | -1259 |  | 1600 | -341 | 79 | []
BG_CO_00006, BG_CO_00008 | N-1 400kV Plovdiv - Vetren , N-1 400kV Plovdiv - Vetren | [MK-GR] 400 kV Bitola-Meliti | XFL_BI11_GMELIT11_1:line | -1254 |  | 1600 | -346 | 78 | []
GR_CO_00005 | N-1 400 kV Thessaloniki-Lagadas ck.2 | [MK-GR] 400 kV Bitola-Meliti | XFL_BI11_GMELIT11_1:line | -1216 |  | 1600 | -384 | 76 | []
MK_CO_00002 | N-1 400 kV Dubrovo âStip | [MK-GR] 400 kV Bitola-Meliti | XFL_BI11_GMELIT11_1:line | -1211 |  | 1600 | -389 | 76 | []
MK_CO_00003 | N-1 400 kV Skopje 4 âSkopje 5 | [MK-GR] 400 kV Bitola-Meliti | XFL_BI11_GMELIT11_1:line | -1190 |  | 1600 | -410 | 74 | []

## 1230Preventive
Detailed results
Generated at: | 2024-01-24 19:17
Business day: | 25.01.2024
Timestamp: | 12:30
Border & direction: | North-Greece Exporting
Horizon: | DA
Remedial actions: | true
Evaluation type: | PREVENTIVE
TTC [MW]: | 2532
Fallback applied | false
Loading threshold | 0.7
Applied RAs
CO ID | RA ID | Name of the RA | Usage | Type | Location | Status
Limiting CNECs
CO ID | Name of the CO | Name of the CNE | CNE UCTE branch | Calculated I (A) | I max (PRE) | I max (CUR) | Margin (A) | Loading (%) | Applicable curative RAs
AL_GR_CO_00001 | N-1 400 kV Zemplak-Kardia | [MK-GR] 400 kV Bitola-Meliti | XFL_BI11_GMELIT11_1:line | -1592 | 1600 | 1600 | -8 | 100 | []
MK_GR_CO_00002 | N-1 400 kV Dubrovo-Thessaloniki | [MK-GR] 400 kV Bitola-Meliti | XFL_BI11_GMELIT11_1:line | -1520 | 1600 | 1600 | -80 | 95 | []
AL_CO_00002 | N-1 400 kV Elbasan 2-Zemlak | [MK-GR] 400 kV Bitola-Meliti | XFL_BI11_GMELIT11_1:line | -1510 | 1600 | 1600 | -90 | 94 | []
IT_GR_CO_00001 | N-1 400 kV Galatina-Arachthos | [MK-GR] 400 kV Bitola-Meliti | XFL_BI11_GMELIT11_1:line | -1485 | 1600 | 1600 | -115 | 93 | []
BG_GR_CO_00001 | N-1 400 kV Blagoevgrad - Thessaloniki | [MK-GR] 400 kV Bitola-Meliti | XFL_BI11_GMELIT11_1:line | -1392 | 1600 | 1600 | -208 | 87 | []
AL_CO_00001 | N-1 400 kV Elbasan 2-Tirana 2 | [MK-GR] 400 kV Bitola-Meliti | XFL_BI11_GMELIT11_1:line | -1361 | 1600 | 1600 | -239 | 85 | []
GR_CO_00001 | N-1 400 kV Filippoi-Nea Santa ck.2 | [MK-GR] 400 kV Bitola-Meliti | XFL_BI11_GMELIT11_1:line | -1349 | 1600 | 1600 | -251 | 84 | []
GR_CO_00004 | N-1 400 kV Amideo-Lagadas ck.2 | [MK-GR] 400 kV Bitola-Meliti | XFL_BI11_GMELIT11_1:line | -1344 | 1600 | 1600 | -256 | 84 | []
GR_CO_00002 | N-1 400 kV Filippoi-Lagadas ck.2 | [MK-GR] 400 kV Bitola-Meliti | XFL_BI11_GMELIT11_1:line | -1335 | 1600 | 1600 | -265 | 83 | []
KS_CO_00001 | N-1 400 kV Kosovo B-Urosevac | [MK-GR] 400 kV Bitola-Meliti | XFL_BI11_GMELIT11_1:line | -1329 | 1600 | 1600 | -271 | 83 | []
BG_CO_00001 | N-1 400kV Chervena Mogila - Blagoevgrad ck. 1 | [MK-GR] 400 kV Bitola-Meliti | XFL_BI11_GMELIT11_1:line | -1321 | 1600 | 1600 | -279 | 83 | []
BG_GR_CO_00002 | N-1 400kV MARITSA IZTOK-NEA SANTA-CK-1 | [MK-GR] 400 kV Bitola-Meliti | XFL_BI11_GMELIT11_1:line | -1301 | 1600 | 1600 | -299 | 81 | []
AL_ME_CO_00001 | N-1 400 kV Tirana 2âPodgorica 2 | [MK-GR] 400 kV Bitola-Meliti | XFL_BI11_GMELIT11_1:line | -1295 | 1600 | 1600 | -305 | 81 | []
TR_GR_CO_00001 | N-1 400 kV Babaeski-N Santa | [MK-GR] 400 kV Bitola-Meliti | XFL_BI11_GMELIT11_1:line | -1291 | 1600 | 1600 | -309 | 81 | []
RS_CO_00004 | N-1 400 kV Nis 2 âLeskovac 2 | [MK-GR] 400 kV Bitola-Meliti | XFL_BI11_GMELIT11_1:line | -1282 | 1600 | 1600 | -318 | 80 | []
KS_ME_CO_00001 | N-1 400 kV Pec 3-Ribarevina | [MK-GR] 400 kV Bitola-Meliti | XFL_BI11_GMELIT11_1:line | -1273 | 1600 | 1600 | -327 | 80 | []
RS_KS_CO_00002 | N-1 400 kV Kosovo B-Nis 2 | [MK-GR] 400 kV Bitola-Meliti | XFL_BI11_GMELIT11_1:line | -1273 | 1600 | 1600 | -327 | 80 | []
BG_CO_00016 | N-1 400kV Kozloduy - Sofia Zapad ck.2 | [MK-GR] 400 kV Bitola-Meliti | XFL_BI11_GMELIT11_1:line | -1272 | 1600 | 1600 | -328 | 80 | []
RS_CO_00003 | N-1 400 kV Vranje 4 âLeskovac 2 | [MK-GR] 400 kV Bitola-Meliti | XFL_BI11_GMELIT11_1:line | -1271 | 1600 | 1600 | -329 | 79 | []
TR_CO_00001 | N-1 400 kV Habitabat NGCC -Babaeski | [MK-GR] 400 kV Bitola-Meliti | XFL_BI11_GMELIT11_1:line | -1269 | 1600 | 1600 | -331 | 79 | []
BG_CO_00013 | N-1 400kV Burgas â Maritsa Iztok 2 | [MK-GR] 400 kV Bitola-Meliti | XFL_BI11_GMELIT11_1:line | -1268 | 1600 | 1600 | -332 | 79 | []
BG_TR_CO_00002 | N-1 400kV Maritsa 3 - Hamitabat 2 | [MK-GR] 400 kV Bitola-Meliti | XFL_BI11_GMELIT11_1:line | -1268 | 1600 | 1600 | -332 | 79 | []
BG_TR_CO_00001 | N-1 400kV Maritsa 3 - Hamitabat 1 | [MK-GR] 400 kV Bitola-Meliti | XFL_BI11_GMELIT11_1:line | -1267 | 1600 | 1600 | -333 | 79 | []
BG_CO_00011 | N-1 400kV Maritsa Iztok - Plovdiv | [MK-GR] 400 kV Bitola-Meliti | XFL_BI11_GMELIT11_1:line | -1266 | 1600 | 1600 | -334 | 79 | []
BC | Base Case | [MK-GR] 400 kV Bitola-Meliti | XFL_BI11_GMELIT11_1:line | -1266 | 1600 | 1600 | -334 | 79 | []
BG_CO_00010 | N-1 400kV Maritsa Iztok â Maritsa Iztok 3 | [MK-GR] 400 kV Bitola-Meliti | XFL_BI11_GMELIT11_1:line | -1265 | 1600 | 1600 | -335 | 79 | []
BG_CO_00002 | N-1 400kV Sofia Zapad - Chervena Mogila ck. 1 | [MK-GR] 400 kV Bitola-Meliti | XFL_BI11_GMELIT11_1:line | -1265 | 1600 | 1600 | -335 | 79 | []
BG_CO_00012 | Â N-1 400kV Varna - Burgas | [MK-GR] 400 kV Bitola-Meliti | XFL_BI11_GMELIT11_1:line | -1265 | 1600 | 1600 | -335 | 79 | []
BG_CO_00009 | N-1 400kV Maritsa Iztok 2Â - Maritsa Iztok 3 | [MK-GR] 400 kV Bitola-Meliti | XFL_BI11_GMELIT11_1:line | -1265 | 1600 | 1600 | -335 | 79 | []
RS_MK_00001 | N-1 400 kV Vranje 4 -Stip | [MK-GR] 400 kV Bitola-Meliti | XFL_BI11_GMELIT11_1:line | -1263 | 1600 | 1600 | -337 | 79 | []
BG_RS_CO_00001 | N-1 400kV Sofia Zapad - Nis Â | [MK-GR] 400 kV Bitola-Meliti | XFL_BI11_GMELIT11_1:line | -1262 | 1600 | 1600 | -338 | 79 | []
BG_MK_CO_00001 | N-1 400kV Chervena Mogila - Stip | [MK-GR] 400 kV Bitola-Meliti | XFL_BI11_GMELIT11_1:line | -1258 | 1600 | 1600 | -342 | 79 | []
BG_CO_00006, BG_CO_00008 | N-1 400kV Plovdiv - Vetren , N-1 400kV Plovdiv - Vetren | [MK-GR] 400 kV Bitola-Meliti | XFL_BI11_GMELIT11_1:line | -1248 | 1600 | 1600 | -352 | 78 | []
BG_CO_00005, BG_CO_00007 | N-1 400kV Vetren - Chervena Mogila , N-1 400kV Maritsa Iztok - Plovdiv ck. 2 | [MK-GR] 400 kV Bitola-Meliti | XFL_BI11_GMELIT11_1:line | -1248 | 1600 | 1600 | -352 | 78 | []
MK_KS_CO_00001 | N-1 400 kV Skopje 5 âUrosevac | [MK-GR] 400 kV Bitola-Meliti | XFL_BI11_GMELIT11_1:line | -1247 | 1600 | 1600 | -353 | 78 | []
GR_CO_00005 | N-1 400 kV Thessaloniki-Lagadas ck.2 | [MK-GR] 400 kV Bitola-Meliti | XFL_BI11_GMELIT11_1:line | -1211 | 1600 | 1600 | -389 | 76 | []
MK_CO_00002 | N-1 400 kV Dubrovo âStip | [MK-GR] 400 kV Bitola-Meliti | XFL_BI11_GMELIT11_1:line | -1201 | 1600 | 1600 | -399 | 75 | []
MK_CO_00003 | N-1 400 kV Skopje 4 âSkopje 5 | [MK-GR] 400 kV Bitola-Meliti | XFL_BI11_GMELIT11_1:line | -1182 | 1600 | 1600 | -418 | 74 | []

## 1230Curative
Detailed results
Generated at: | 2024-01-24 19:17
Business day: | 25.01.2024
Timestamp: | 12:30
Border & direction: | North-Greece Exporting
Horizon: | DA
Remedial actions: | true
Evaluation type: | CURATIVE
TTC [MW]: | 2532
Fallback applied | false
Loading threshold | 0.7
Applied RAs
CO ID | RA ID | Name of the RA | Usage | Type | Location | Status
Limiting CNECs
CO ID | Name of the CO | Name of the CNE | CNE UCTE branch | Calculated I (A) | I max (PRE) | I max (CUR) | Margin (A) | Loading (%) | Applicable curative RAs
AL_GR_CO_00001 | N-1 400 kV Zemplak-Kardia | [MK-GR] 400 kV Bitola-Meliti | XFL_BI11_GMELIT11_1:line | -1592 |  | 1600 | -8 | 100 | []
MK_GR_CO_00002 | N-1 400 kV Dubrovo-Thessaloniki | [MK-GR] 400 kV Bitola-Meliti | XFL_BI11_GMELIT11_1:line | -1520 |  | 1600 | -80 | 95 | []
AL_CO_00002 | N-1 400 kV Elbasan 2-Zemlak | [MK-GR] 400 kV Bitola-Meliti | XFL_BI11_GMELIT11_1:line | -1510 |  | 1600 | -90 | 94 | []
IT_GR_CO_00001 | N-1 400 kV Galatina-Arachthos | [MK-GR] 400 kV Bitola-Meliti | XFL_BI11_GMELIT11_1:line | -1485 |  | 1600 | -115 | 93 | []
BG_GR_CO_00001 | N-1 400 kV Blagoevgrad - Thessaloniki | [MK-GR] 400 kV Bitola-Meliti | XFL_BI11_GMELIT11_1:line | -1392 |  | 1600 | -208 | 87 | []
AL_CO_00001 | N-1 400 kV Elbasan 2-Tirana 2 | [MK-GR] 400 kV Bitola-Meliti | XFL_BI11_GMELIT11_1:line | -1361 |  | 1600 | -239 | 85 | []
GR_CO_00001 | N-1 400 kV Filippoi-Nea Santa ck.2 | [MK-GR] 400 kV Bitola-Meliti | XFL_BI11_GMELIT11_1:line | -1349 |  | 1600 | -251 | 84 | []
GR_CO_00004 | N-1 400 kV Amideo-Lagadas ck.2 | [MK-GR] 400 kV Bitola-Meliti | XFL_BI11_GMELIT11_1:line | -1344 |  | 1600 | -256 | 84 | []
GR_CO_00002 | N-1 400 kV Filippoi-Lagadas ck.2 | [MK-GR] 400 kV Bitola-Meliti | XFL_BI11_GMELIT11_1:line | -1335 |  | 1600 | -265 | 83 | []
KS_CO_00001 | N-1 400 kV Kosovo B-Urosevac | [MK-GR] 400 kV Bitola-Meliti | XFL_BI11_GMELIT11_1:line | -1329 |  | 1600 | -271 | 83 | []
BG_CO_00001 | N-1 400kV Chervena Mogila - Blagoevgrad ck. 1 | [MK-GR] 400 kV Bitola-Meliti | XFL_BI11_GMELIT11_1:line | -1321 |  | 1600 | -279 | 83 | []
BG_GR_CO_00002 | N-1 400kV MARITSA IZTOK-NEA SANTA-CK-1 | [MK-GR] 400 kV Bitola-Meliti | XFL_BI11_GMELIT11_1:line | -1301 |  | 1600 | -299 | 81 | []
AL_ME_CO_00001 | N-1 400 kV Tirana 2âPodgorica 2 | [MK-GR] 400 kV Bitola-Meliti | XFL_BI11_GMELIT11_1:line | -1295 |  | 1600 | -305 | 81 | []
TR_GR_CO_00001 | N-1 400 kV Babaeski-N Santa | [MK-GR] 400 kV Bitola-Meliti | XFL_BI11_GMELIT11_1:line | -1291 |  | 1600 | -309 | 81 | []
RS_CO_00004 | N-1 400 kV Nis 2 âLeskovac 2 | [MK-GR] 400 kV Bitola-Meliti | XFL_BI11_GMELIT11_1:line | -1282 |  | 1600 | -318 | 80 | []
KS_ME_CO_00001 | N-1 400 kV Pec 3-Ribarevina | [MK-GR] 400 kV Bitola-Meliti | XFL_BI11_GMELIT11_1:line | -1273 |  | 1600 | -327 | 80 | []
RS_KS_CO_00002 | N-1 400 kV Kosovo B-Nis 2 | [MK-GR] 400 kV Bitola-Meliti | XFL_BI11_GMELIT11_1:line | -1273 |  | 1600 | -327 | 80 | []
BG_CO_00016 | N-1 400kV Kozloduy - Sofia Zapad ck.2 | [MK-GR] 400 kV Bitola-Meliti | XFL_BI11_GMELIT11_1:line | -1272 |  | 1600 | -328 | 80 | []
RS_CO_00003 | N-1 400 kV Vranje 4 âLeskovac 2 | [MK-GR] 400 kV Bitola-Meliti | XFL_BI11_GMELIT11_1:line | -1271 |  | 1600 | -329 | 79 | []
TR_CO_00001 | N-1 400 kV Habitabat NGCC -Babaeski | [MK-GR] 400 kV Bitola-Meliti | XFL_BI11_GMELIT11_1:line | -1269 |  | 1600 | -331 | 79 | []
BG_CO_00013 | N-1 400kV Burgas â Maritsa Iztok 2 | [MK-GR] 400 kV Bitola-Meliti | XFL_BI11_GMELIT11_1:line | -1268 |  | 1600 | -332 | 79 | []
BG_TR_CO_00002 | N-1 400kV Maritsa 3 - Hamitabat 2 | [MK-GR] 400 kV Bitola-Meliti | XFL_BI11_GMELIT11_1:line | -1268 |  | 1600 | -332 | 79 | []
BG_TR_CO_00001 | N-1 400kV Maritsa 3 - Hamitabat 1 | [MK-GR] 400 kV Bitola-Meliti | XFL_BI11_GMELIT11_1:line | -1267 |  | 1600 | -333 | 79 | []
BG_CO_00011 | N-1 400kV Maritsa Iztok - Plovdiv | [MK-GR] 400 kV Bitola-Meliti | XFL_BI11_GMELIT11_1:line | -1266 |  | 1600 | -334 | 79 | []
BC | Base Case | [MK-GR] 400 kV Bitola-Meliti | XFL_BI11_GMELIT11_1:line | -1266 |  | 1600 | -334 | 79 | []
BG_CO_00010 | N-1 400kV Maritsa Iztok â Maritsa Iztok 3 | [MK-GR] 400 kV Bitola-Meliti | XFL_BI11_GMELIT11_1:line | -1265 |  | 1600 | -335 | 79 | []
BG_CO_00002 | N-1 400kV Sofia Zapad - Chervena Mogila ck. 1 | [MK-GR] 400 kV Bitola-Meliti | XFL_BI11_GMELIT11_1:line | -1265 |  | 1600 | -335 | 79 | []
BG_CO_00012 | Â N-1 400kV Varna - Burgas | [MK-GR] 400 kV Bitola-Meliti | XFL_BI11_GMELIT11_1:line | -1265 |  | 1600 | -335 | 79 | []
BG_CO_00009 | N-1 400kV Maritsa Iztok 2Â - Maritsa Iztok 3 | [MK-GR] 400 kV Bitola-Meliti | XFL_BI11_GMELIT11_1:line | -1265 |  | 1600 | -335 | 79 | []
RS_MK_00001 | N-1 400 kV Vranje 4 -Stip | [MK-GR] 400 kV Bitola-Meliti | XFL_BI11_GMELIT11_1:line | -1263 |  | 1600 | -337 | 79 | []
BG_RS_CO_00001 | N-1 400kV Sofia Zapad - Nis Â | [MK-GR] 400 kV Bitola-Meliti | XFL_BI11_GMELIT11_1:line | -1262 |  | 1600 | -338 | 79 | []
BG_MK_CO_00001 | N-1 400kV Chervena Mogila - Stip | [MK-GR] 400 kV Bitola-Meliti | XFL_BI11_GMELIT11_1:line | -1258 |  | 1600 | -342 | 79 | []
BG_CO_00006, BG_CO_00008 | N-1 400kV Plovdiv - Vetren , N-1 400kV Plovdiv - Vetren | [MK-GR] 400 kV Bitola-Meliti | XFL_BI11_GMELIT11_1:line | -1248 |  | 1600 | -352 | 78 | []
BG_CO_00005, BG_CO_00007 | N-1 400kV Vetren - Chervena Mogila , N-1 400kV Maritsa Iztok - Plovdiv ck. 2 | [MK-GR] 400 kV Bitola-Meliti | XFL_BI11_GMELIT11_1:line | -1248 |  | 1600 | -352 | 78 | []
MK_KS_CO_00001 | N-1 400 kV Skopje 5 âUrosevac | [MK-GR] 400 kV Bitola-Meliti | XFL_BI11_GMELIT11_1:line | -1247 |  | 1600 | -353 | 78 | []
GR_CO_00005 | N-1 400 kV Thessaloniki-Lagadas ck.2 | [MK-GR] 400 kV Bitola-Meliti | XFL_BI11_GMELIT11_1:line | -1211 |  | 1600 | -389 | 76 | []
MK_CO_00002 | N-1 400 kV Dubrovo âStip | [MK-GR] 400 kV Bitola-Meliti | XFL_BI11_GMELIT11_1:line | -1201 |  | 1600 | -399 | 75 | []
MK_CO_00003 | N-1 400 kV Skopje 4 âSkopje 5 | [MK-GR] 400 kV Bitola-Meliti | XFL_BI11_GMELIT11_1:line | -1182 |  | 1600 | -418 | 74 | []

## 1330Preventive
Detailed results
Generated at: | 2024-01-24 19:17
Business day: | 25.01.2024
Timestamp: | 13:30
Border & direction: | North-Greece Exporting
Horizon: | DA
Remedial actions: | true
Evaluation type: | PREVENTIVE
TTC [MW]: | 2528
Fallback applied | false
Loading threshold | 0.7
Applied RAs
CO ID | RA ID | Name of the RA | Usage | Type | Location | Status
Limiting CNECs
CO ID | Name of the CO | Name of the CNE | CNE UCTE branch | Calculated I (A) | I max (PRE) | I max (CUR) | Margin (A) | Loading (%) | Applicable curative RAs
AL_GR_CO_00001 | N-1 400 kV Zemplak-Kardia | [MK-GR] 400 kV Bitola-Meliti | XFL_BI11_GMELIT11_1:line | -1595 | 1600 | 1600 | -5 | 100 | []
MK_GR_CO_00002 | N-1 400 kV Dubrovo-Thessaloniki | [MK-GR] 400 kV Bitola-Meliti | XFL_BI11_GMELIT11_1:line | -1543 | 1600 | 1600 | -57 | 96 | []
AL_CO_00002 | N-1 400 kV Elbasan 2-Zemlak | [MK-GR] 400 kV Bitola-Meliti | XFL_BI11_GMELIT11_1:line | -1515 | 1600 | 1600 | -85 | 95 | []
IT_GR_CO_00001 | N-1 400 kV Galatina-Arachthos | [MK-GR] 400 kV Bitola-Meliti | XFL_BI11_GMELIT11_1:line | -1509 | 1600 | 1600 | -91 | 94 | []
BG_GR_CO_00001 | N-1 400 kV Blagoevgrad - Thessaloniki | [MK-GR] 400 kV Bitola-Meliti | XFL_BI11_GMELIT11_1:line | -1413 | 1600 | 1600 | -187 | 88 | []
AL_CO_00001 | N-1 400 kV Elbasan 2-Tirana 2 | [MK-GR] 400 kV Bitola-Meliti | XFL_BI11_GMELIT11_1:line | -1374 | 1600 | 1600 | -226 | 86 | []
KS_CO_00001 | N-1 400 kV Kosovo B-Urosevac | [MK-GR] 400 kV Bitola-Meliti | XFL_BI11_GMELIT11_1:line | -1374 | 1600 | 1600 | -226 | 86 | []
GR_CO_00001 | N-1 400 kV Filippoi-Nea Santa ck.2 | [MK-GR] 400 kV Bitola-Meliti | XFL_BI11_GMELIT11_1:line | -1373 | 1600 | 1600 | -227 | 86 | []
GR_CO_00004 | N-1 400 kV Amideo-Lagadas ck.2 | [MK-GR] 400 kV Bitola-Meliti | XFL_BI11_GMELIT11_1:line | -1369 | 1600 | 1600 | -231 | 86 | []
GR_CO_00002 | N-1 400 kV Filippoi-Lagadas ck.2 | [MK-GR] 400 kV Bitola-Meliti | XFL_BI11_GMELIT11_1:line | -1360 | 1600 | 1600 | -240 | 85 | []
BG_CO_00001 | N-1 400kV Chervena Mogila - Blagoevgrad ck. 1 | [MK-GR] 400 kV Bitola-Meliti | XFL_BI11_GMELIT11_1:line | -1340 | 1600 | 1600 | -260 | 84 | []
BG_GR_CO_00002 | N-1 400kV MARITSA IZTOK-NEA SANTA-CK-1 | [MK-GR] 400 kV Bitola-Meliti | XFL_BI11_GMELIT11_1:line | -1326 | 1600 | 1600 | -274 | 83 | []
TR_GR_CO_00001 | N-1 400 kV Babaeski-N Santa | [MK-GR] 400 kV Bitola-Meliti | XFL_BI11_GMELIT11_1:line | -1316 | 1600 | 1600 | -284 | 82 | []
MK_KS_CO_00001 | N-1 400 kV Skopje 5 âUrosevac | [MK-GR] 400 kV Bitola-Meliti | XFL_BI11_GMELIT11_1:line | -1311 | 1600 | 1600 | -289 | 82 | []
AL_ME_CO_00001 | N-1 400 kV Tirana 2âPodgorica 2 | [MK-GR] 400 kV Bitola-Meliti | XFL_BI11_GMELIT11_1:line | -1310 | 1600 | 1600 | -290 | 82 | []
RS_CO_00004 | N-1 400 kV Nis 2 âLeskovac 2 | [MK-GR] 400 kV Bitola-Meliti | XFL_BI11_GMELIT11_1:line | -1309 | 1600 | 1600 | -291 | 82 | []
KS_ME_CO_00001 | N-1 400 kV Pec 3-Ribarevina | [MK-GR] 400 kV Bitola-Meliti | XFL_BI11_GMELIT11_1:line | -1303 | 1600 | 1600 | -297 | 81 | []
RS_CO_00003 | N-1 400 kV Vranje 4 âLeskovac 2 | [MK-GR] 400 kV Bitola-Meliti | XFL_BI11_GMELIT11_1:line | -1298 | 1600 | 1600 | -302 | 81 | []
BG_CO_00016 | N-1 400kV Kozloduy - Sofia Zapad ck.2 | [MK-GR] 400 kV Bitola-Meliti | XFL_BI11_GMELIT11_1:line | -1296 | 1600 | 1600 | -304 | 81 | []
RS_KS_CO_00002 | N-1 400 kV Kosovo B-Nis 2 | [MK-GR] 400 kV Bitola-Meliti | XFL_BI11_GMELIT11_1:line | -1296 | 1600 | 1600 | -304 | 81 | []
RS_MK_00001 | N-1 400 kV Vranje 4 -Stip | [MK-GR] 400 kV Bitola-Meliti | XFL_BI11_GMELIT11_1:line | -1293 | 1600 | 1600 | -307 | 81 | []
TR_CO_00001 | N-1 400 kV Habitabat NGCC -Babaeski | [MK-GR] 400 kV Bitola-Meliti | XFL_BI11_GMELIT11_1:line | -1292 | 1600 | 1600 | -308 | 81 | []
BG_TR_CO_00002 | N-1 400kV Maritsa 3 - Hamitabat 2 | [MK-GR] 400 kV Bitola-Meliti | XFL_BI11_GMELIT11_1:line | -1291 | 1600 | 1600 | -309 | 81 | []
BG_TR_CO_00001 | N-1 400kV Maritsa 3 - Hamitabat 1 | [MK-GR] 400 kV Bitola-Meliti | XFL_BI11_GMELIT11_1:line | -1290 | 1600 | 1600 | -310 | 81 | []
BG_CO_00013 | N-1 400kV Burgas â Maritsa Iztok 2 | [MK-GR] 400 kV Bitola-Meliti | XFL_BI11_GMELIT11_1:line | -1290 | 1600 | 1600 | -310 | 81 | []
BG_CO_00011 | N-1 400kV Maritsa Iztok - Plovdiv | [MK-GR] 400 kV Bitola-Meliti | XFL_BI11_GMELIT11_1:line | -1289 | 1600 | 1600 | -311 | 81 | []
BG_CO_00002 | N-1 400kV Sofia Zapad - Chervena Mogila ck. 1 | [MK-GR] 400 kV Bitola-Meliti | XFL_BI11_GMELIT11_1:line | -1289 | 1600 | 1600 | -311 | 81 | []
BC | Base Case | [MK-GR] 400 kV Bitola-Meliti | XFL_BI11_GMELIT11_1:line | -1289 | 1600 | 1600 | -311 | 81 | []
BG_CO_00010 | N-1 400kV Maritsa Iztok â Maritsa Iztok 3 | [MK-GR] 400 kV Bitola-Meliti | XFL_BI11_GMELIT11_1:line | -1289 | 1600 | 1600 | -311 | 81 | []
BG_CO_00012 | Â N-1 400kV Varna - Burgas | [MK-GR] 400 kV Bitola-Meliti | XFL_BI11_GMELIT11_1:line | -1287 | 1600 | 1600 | -313 | 80 | []
BG_CO_00009 | N-1 400kV Maritsa Iztok 2Â - Maritsa Iztok 3 | [MK-GR] 400 kV Bitola-Meliti | XFL_BI11_GMELIT11_1:line | -1287 | 1600 | 1600 | -313 | 80 | []
BG_MK_CO_00001 | N-1 400kV Chervena Mogila - Stip | [MK-GR] 400 kV Bitola-Meliti | XFL_BI11_GMELIT11_1:line | -1281 | 1600 | 1600 | -319 | 80 | []
BG_RS_CO_00001 | N-1 400kV Sofia Zapad - Nis Â | [MK-GR] 400 kV Bitola-Meliti | XFL_BI11_GMELIT11_1:line | -1280 | 1600 | 1600 | -320 | 80 | []
BG_CO_00006, BG_CO_00008 | N-1 400kV Plovdiv - Vetren , N-1 400kV Plovdiv - Vetren | [MK-GR] 400 kV Bitola-Meliti | XFL_BI11_GMELIT11_1:line | -1270 | 1600 | 1600 | -330 | 79 | []
BG_CO_00005, BG_CO_00007 | N-1 400kV Vetren - Chervena Mogila , N-1 400kV Maritsa Iztok - Plovdiv ck. 2 | [MK-GR] 400 kV Bitola-Meliti | XFL_BI11_GMELIT11_1:line | -1269 | 1600 | 1600 | -331 | 79 | []
GR_CO_00005 | N-1 400 kV Thessaloniki-Lagadas ck.2 | [MK-GR] 400 kV Bitola-Meliti | XFL_BI11_GMELIT11_1:line | -1232 | 1600 | 1600 | -368 | 77 | []
MK_CO_00002 | N-1 400 kV Dubrovo âStip | [MK-GR] 400 kV Bitola-Meliti | XFL_BI11_GMELIT11_1:line | -1231 | 1600 | 1600 | -369 | 77 | []
MK_CO_00003 | N-1 400 kV Skopje 4 âSkopje 5 | [MK-GR] 400 kV Bitola-Meliti | XFL_BI11_GMELIT11_1:line | -1213 | 1600 | 1600 | -387 | 76 | []

## 1330Curative
Detailed results
Generated at: | 2024-01-24 19:17
Business day: | 25.01.2024
Timestamp: | 13:30
Border & direction: | North-Greece Exporting
Horizon: | DA
Remedial actions: | true
Evaluation type: | CURATIVE
TTC [MW]: | 2528
Fallback applied | false
Loading threshold | 0.7
Applied RAs
CO ID | RA ID | Name of the RA | Usage | Type | Location | Status
Limiting CNECs
CO ID | Name of the CO | Name of the CNE | CNE UCTE branch | Calculated I (A) | I max (PRE) | I max (CUR) | Margin (A) | Loading (%) | Applicable curative RAs
AL_GR_CO_00001 | N-1 400 kV Zemplak-Kardia | [MK-GR] 400 kV Bitola-Meliti | XFL_BI11_GMELIT11_1:line | -1595 |  | 1600 | -5 | 100 | []
MK_GR_CO_00002 | N-1 400 kV Dubrovo-Thessaloniki | [MK-GR] 400 kV Bitola-Meliti | XFL_BI11_GMELIT11_1:line | -1543 |  | 1600 | -57 | 96 | []
AL_CO_00002 | N-1 400 kV Elbasan 2-Zemlak | [MK-GR] 400 kV Bitola-Meliti | XFL_BI11_GMELIT11_1:line | -1515 |  | 1600 | -85 | 95 | []
IT_GR_CO_00001 | N-1 400 kV Galatina-Arachthos | [MK-GR] 400 kV Bitola-Meliti | XFL_BI11_GMELIT11_1:line | -1509 |  | 1600 | -91 | 94 | []
BG_GR_CO_00001 | N-1 400 kV Blagoevgrad - Thessaloniki | [MK-GR] 400 kV Bitola-Meliti | XFL_BI11_GMELIT11_1:line | -1413 |  | 1600 | -187 | 88 | []
AL_CO_00001 | N-1 400 kV Elbasan 2-Tirana 2 | [MK-GR] 400 kV Bitola-Meliti | XFL_BI11_GMELIT11_1:line | -1374 |  | 1600 | -226 | 86 | []
KS_CO_00001 | N-1 400 kV Kosovo B-Urosevac | [MK-GR] 400 kV Bitola-Meliti | XFL_BI11_GMELIT11_1:line | -1374 |  | 1600 | -226 | 86 | []
GR_CO_00001 | N-1 400 kV Filippoi-Nea Santa ck.2 | [MK-GR] 400 kV Bitola-Meliti | XFL_BI11_GMELIT11_1:line | -1373 |  | 1600 | -227 | 86 | []
GR_CO_00004 | N-1 400 kV Amideo-Lagadas ck.2 | [MK-GR] 400 kV Bitola-Meliti | XFL_BI11_GMELIT11_1:line | -1369 |  | 1600 | -231 | 86 | []
GR_CO_00002 | N-1 400 kV Filippoi-Lagadas ck.2 | [MK-GR] 400 kV Bitola-Meliti | XFL_BI11_GMELIT11_1:line | -1360 |  | 1600 | -240 | 85 | []
BG_CO_00001 | N-1 400kV Chervena Mogila - Blagoevgrad ck. 1 | [MK-GR] 400 kV Bitola-Meliti | XFL_BI11_GMELIT11_1:line | -1340 |  | 1600 | -260 | 84 | []
BG_GR_CO_00002 | N-1 400kV MARITSA IZTOK-NEA SANTA-CK-1 | [MK-GR] 400 kV Bitola-Meliti | XFL_BI11_GMELIT11_1:line | -1326 |  | 1600 | -274 | 83 | []
TR_GR_CO_00001 | N-1 400 kV Babaeski-N Santa | [MK-GR] 400 kV Bitola-Meliti | XFL_BI11_GMELIT11_1:line | -1316 |  | 1600 | -284 | 82 | []
MK_KS_CO_00001 | N-1 400 kV Skopje 5 âUrosevac | [MK-GR] 400 kV Bitola-Meliti | XFL_BI11_GMELIT11_1:line | -1311 |  | 1600 | -289 | 82 | []
AL_ME_CO_00001 | N-1 400 kV Tirana 2âPodgorica 2 | [MK-GR] 400 kV Bitola-Meliti | XFL_BI11_GMELIT11_1:line | -1310 |  | 1600 | -290 | 82 | []
RS_CO_00004 | N-1 400 kV Nis 2 âLeskovac 2 | [MK-GR] 400 kV Bitola-Meliti | XFL_BI11_GMELIT11_1:line | -1309 |  | 1600 | -291 | 82 | []
KS_ME_CO_00001 | N-1 400 kV Pec 3-Ribarevina | [MK-GR] 400 kV Bitola-Meliti | XFL_BI11_GMELIT11_1:line | -1303 |  | 1600 | -297 | 81 | []
RS_CO_00003 | N-1 400 kV Vranje 4 âLeskovac 2 | [MK-GR] 400 kV Bitola-Meliti | XFL_BI11_GMELIT11_1:line | -1298 |  | 1600 | -302 | 81 | []
BG_CO_00016 | N-1 400kV Kozloduy - Sofia Zapad ck.2 | [MK-GR] 400 kV Bitola-Meliti | XFL_BI11_GMELIT11_1:line | -1296 |  | 1600 | -304 | 81 | []
RS_KS_CO_00002 | N-1 400 kV Kosovo B-Nis 2 | [MK-GR] 400 kV Bitola-Meliti | XFL_BI11_GMELIT11_1:line | -1296 |  | 1600 | -304 | 81 | []
RS_MK_00001 | N-1 400 kV Vranje 4 -Stip | [MK-GR] 400 kV Bitola-Meliti | XFL_BI11_GMELIT11_1:line | -1293 |  | 1600 | -307 | 81 | []
TR_CO_00001 | N-1 400 kV Habitabat NGCC -Babaeski | [MK-GR] 400 kV Bitola-Meliti | XFL_BI11_GMELIT11_1:line | -1292 |  | 1600 | -308 | 81 | []
BG_TR_CO_00002 | N-1 400kV Maritsa 3 - Hamitabat 2 | [MK-GR] 400 kV Bitola-Meliti | XFL_BI11_GMELIT11_1:line | -1291 |  | 1600 | -309 | 81 | []
BG_TR_CO_00001 | N-1 400kV Maritsa 3 - Hamitabat 1 | [MK-GR] 400 kV Bitola-Meliti | XFL_BI11_GMELIT11_1:line | -1290 |  | 1600 | -310 | 81 | []
BG_CO_00013 | N-1 400kV Burgas â Maritsa Iztok 2 | [MK-GR] 400 kV Bitola-Meliti | XFL_BI11_GMELIT11_1:line | -1290 |  | 1600 | -310 | 81 | []
BG_CO_00011 | N-1 400kV Maritsa Iztok - Plovdiv | [MK-GR] 400 kV Bitola-Meliti | XFL_BI11_GMELIT11_1:line | -1289 |  | 1600 | -311 | 81 | []
BG_CO_00002 | N-1 400kV Sofia Zapad - Chervena Mogila ck. 1 | [MK-GR] 400 kV Bitola-Meliti | XFL_BI11_GMELIT11_1:line | -1289 |  | 1600 | -311 | 81 | []
BC | Base Case | [MK-GR] 400 kV Bitola-Meliti | XFL_BI11_GMELIT11_1:line | -1289 |  | 1600 | -311 | 81 | []
BG_CO_00010 | N-1 400kV Maritsa Iztok â Maritsa Iztok 3 | [MK-GR] 400 kV Bitola-Meliti | XFL_BI11_GMELIT11_1:line | -1289 |  | 1600 | -311 | 81 | []
BG_CO_00012 | Â N-1 400kV Varna - Burgas | [MK-GR] 400 kV Bitola-Meliti | XFL_BI11_GMELIT11_1:line | -1287 |  | 1600 | -313 | 80 | []
BG_CO_00009 | N-1 400kV Maritsa Iztok 2Â - Maritsa Iztok 3 | [MK-GR] 400 kV Bitola-Meliti | XFL_BI11_GMELIT11_1:line | -1287 |  | 1600 | -313 | 80 | []
BG_MK_CO_00001 | N-1 400kV Chervena Mogila - Stip | [MK-GR] 400 kV Bitola-Meliti | XFL_BI11_GMELIT11_1:line | -1281 |  | 1600 | -319 | 80 | []
BG_RS_CO_00001 | N-1 400kV Sofia Zapad - Nis Â | [MK-GR] 400 kV Bitola-Meliti | XFL_BI11_GMELIT11_1:line | -1280 |  | 1600 | -320 | 80 | []
BG_CO_00006, BG_CO_00008 | N-1 400kV Plovdiv - Vetren , N-1 400kV Plovdiv - Vetren | [MK-GR] 400 kV Bitola-Meliti | XFL_BI11_GMELIT11_1:line | -1270 |  | 1600 | -330 | 79 | []
BG_CO_00005, BG_CO_00007 | N-1 400kV Vetren - Chervena Mogila , N-1 400kV Maritsa Iztok - Plovdiv ck. 2 | [MK-GR] 400 kV Bitola-Meliti | XFL_BI11_GMELIT11_1:line | -1269 |  | 1600 | -331 | 79 | []
GR_CO_00005 | N-1 400 kV Thessaloniki-Lagadas ck.2 | [MK-GR] 400 kV Bitola-Meliti | XFL_BI11_GMELIT11_1:line | -1232 |  | 1600 | -368 | 77 | []
MK_CO_00002 | N-1 400 kV Dubrovo âStip | [MK-GR] 400 kV Bitola-Meliti | XFL_BI11_GMELIT11_1:line | -1231 |  | 1600 | -369 | 77 | []
MK_CO_00003 | N-1 400 kV Skopje 4 âSkopje 5 | [MK-GR] 400 kV Bitola-Meliti | XFL_BI11_GMELIT11_1:line | -1213 |  | 1600 | -387 | 76 | []

## 1430Preventive
Detailed results
Generated at: | 2024-01-24 19:17
Business day: | 25.01.2024
Timestamp: | 14:30
Border & direction: | North-Greece Exporting
Horizon: | DA
Remedial actions: | true
Evaluation type: | PREVENTIVE
TTC [MW]: | 2508
Fallback applied | false
Loading threshold | 0.7
Applied RAs
CO ID | RA ID | Name of the RA | Usage | Type | Location | Status
Limiting CNECs
CO ID | Name of the CO | Name of the CNE | CNE UCTE branch | Calculated I (A) | I max (PRE) | I max (CUR) | Margin (A) | Loading (%) | Applicable curative RAs
AL_GR_CO_00001 | N-1 400 kV Zemplak-Kardia | [MK-GR] 400 kV Bitola-Meliti | XFL_BI11_GMELIT11_1:line | -1591 | 1600 | 1600 | -9 | 99 | []
MK_GR_CO_00002 | N-1 400 kV Dubrovo-Thessaloniki | [MK-GR] 400 kV Bitola-Meliti | XFL_BI11_GMELIT11_1:line | -1539 | 1600 | 1600 | -61 | 96 | []
AL_CO_00002 | N-1 400 kV Elbasan 2-Zemlak | [MK-GR] 400 kV Bitola-Meliti | XFL_BI11_GMELIT11_1:line | -1511 | 1600 | 1600 | -89 | 94 | []
BG_GR_CO_00001 | N-1 400 kV Blagoevgrad - Thessaloniki | [MK-GR] 400 kV Bitola-Meliti | XFL_BI11_GMELIT11_1:line | -1439 | 1600 | 1600 | -161 | 90 | []
GR_CO_00004 | N-1 400 kV Amideo-Lagadas ck.2 | [MK-GR] 400 kV Bitola-Meliti | XFL_BI11_GMELIT11_1:line | -1409 | 1600 | 1600 | -191 | 88 | []
KS_CO_00001 | N-1 400 kV Kosovo B-Urosevac | [MK-GR] 400 kV Bitola-Meliti | XFL_BI11_GMELIT11_1:line | -1406 | 1600 | 1600 | -194 | 88 | []
GR_CO_00001 | N-1 400 kV Filippoi-Nea Santa ck.2 | [MK-GR] 400 kV Bitola-Meliti | XFL_BI11_GMELIT11_1:line | -1402 | 1600 | 1600 | -198 | 88 | []
GR_CO_00002 | N-1 400 kV Filippoi-Lagadas ck.2 | [MK-GR] 400 kV Bitola-Meliti | XFL_BI11_GMELIT11_1:line | -1395 | 1600 | 1600 | -205 | 87 | []
IT_GR_CO_00001 | N-1 400 kV Galatina-Arachthos | [MK-GR] 400 kV Bitola-Meliti | XFL_BI11_GMELIT11_1:line | -1390 | 1600 | 1600 | -210 | 87 | []
AL_CO_00001 | N-1 400 kV Elbasan 2-Tirana 2 | [MK-GR] 400 kV Bitola-Meliti | XFL_BI11_GMELIT11_1:line | -1381 | 1600 | 1600 | -219 | 86 | []
BG_CO_00001 | N-1 400kV Chervena Mogila - Blagoevgrad ck. 1 | [MK-GR] 400 kV Bitola-Meliti | XFL_BI11_GMELIT11_1:line | -1365 | 1600 | 1600 | -235 | 85 | []
MK_KS_CO_00001 | N-1 400 kV Skopje 5 âUrosevac | [MK-GR] 400 kV Bitola-Meliti | XFL_BI11_GMELIT11_1:line | -1359 | 1600 | 1600 | -241 | 85 | []
BG_GR_CO_00002 | N-1 400kV MARITSA IZTOK-NEA SANTA-CK-1 | [MK-GR] 400 kV Bitola-Meliti | XFL_BI11_GMELIT11_1:line | -1346 | 1600 | 1600 | -254 | 84 | []
TR_GR_CO_00001 | N-1 400 kV Babaeski-N Santa | [MK-GR] 400 kV Bitola-Meliti | XFL_BI11_GMELIT11_1:line | -1335 | 1600 | 1600 | -265 | 83 | []
RS_CO_00004 | N-1 400 kV Nis 2 âLeskovac 2 | [MK-GR] 400 kV Bitola-Meliti | XFL_BI11_GMELIT11_1:line | -1329 | 1600 | 1600 | -271 | 83 | []
KS_ME_CO_00001 | N-1 400 kV Pec 3-Ribarevina | [MK-GR] 400 kV Bitola-Meliti | XFL_BI11_GMELIT11_1:line | -1328 | 1600 | 1600 | -272 | 83 | []
RS_CO_00003 | N-1 400 kV Vranje 4 âLeskovac 2 | [MK-GR] 400 kV Bitola-Meliti | XFL_BI11_GMELIT11_1:line | -1320 | 1600 | 1600 | -280 | 82 | []
AL_ME_CO_00001 | N-1 400 kV Tirana 2âPodgorica 2 | [MK-GR] 400 kV Bitola-Meliti | XFL_BI11_GMELIT11_1:line | -1320 | 1600 | 1600 | -280 | 82 | []
RS_MK_00001 | N-1 400 kV Vranje 4 -Stip | [MK-GR] 400 kV Bitola-Meliti | XFL_BI11_GMELIT11_1:line | -1315 | 1600 | 1600 | -285 | 82 | []
BG_CO_00016 | N-1 400kV Kozloduy - Sofia Zapad ck.2 | [MK-GR] 400 kV Bitola-Meliti | XFL_BI11_GMELIT11_1:line | -1313 | 1600 | 1600 | -287 | 82 | []
RS_KS_CO_00002 | N-1 400 kV Kosovo B-Nis 2 | [MK-GR] 400 kV Bitola-Meliti | XFL_BI11_GMELIT11_1:line | -1311 | 1600 | 1600 | -289 | 82 | []
TR_CO_00001 | N-1 400 kV Habitabat NGCC -Babaeski | [MK-GR] 400 kV Bitola-Meliti | XFL_BI11_GMELIT11_1:line | -1309 | 1600 | 1600 | -291 | 82 | []
BG_TR_CO_00002 | N-1 400kV Maritsa 3 - Hamitabat 2 | [MK-GR] 400 kV Bitola-Meliti | XFL_BI11_GMELIT11_1:line | -1308 | 1600 | 1600 | -292 | 82 | []
BG_TR_CO_00001 | N-1 400kV Maritsa 3 - Hamitabat 1 | [MK-GR] 400 kV Bitola-Meliti | XFL_BI11_GMELIT11_1:line | -1307 | 1600 | 1600 | -293 | 82 | []
BG_CO_00013 | N-1 400kV Burgas â Maritsa Iztok 2 | [MK-GR] 400 kV Bitola-Meliti | XFL_BI11_GMELIT11_1:line | -1307 | 1600 | 1600 | -293 | 82 | []
BG_CO_00011 | N-1 400kV Maritsa Iztok - Plovdiv | [MK-GR] 400 kV Bitola-Meliti | XFL_BI11_GMELIT11_1:line | -1306 | 1600 | 1600 | -294 | 82 | []
BC | Base Case | [MK-GR] 400 kV Bitola-Meliti | XFL_BI11_GMELIT11_1:line | -1306 | 1600 | 1600 | -294 | 82 | []
BG_CO_00002 | N-1 400kV Sofia Zapad - Chervena Mogila ck. 1 | [MK-GR] 400 kV Bitola-Meliti | XFL_BI11_GMELIT11_1:line | -1306 | 1600 | 1600 | -294 | 82 | []
BG_CO_00010 | N-1 400kV Maritsa Iztok â Maritsa Iztok 3 | [MK-GR] 400 kV Bitola-Meliti | XFL_BI11_GMELIT11_1:line | -1306 | 1600 | 1600 | -294 | 82 | []
BG_CO_00012 | Â N-1 400kV Varna - Burgas | [MK-GR] 400 kV Bitola-Meliti | XFL_BI11_GMELIT11_1:line | -1304 | 1600 | 1600 | -296 | 81 | []
BG_CO_00009 | N-1 400kV Maritsa Iztok 2Â - Maritsa Iztok 3 | [MK-GR] 400 kV Bitola-Meliti | XFL_BI11_GMELIT11_1:line | -1303 | 1600 | 1600 | -297 | 81 | []
BG_RS_CO_00001 | N-1 400kV Sofia Zapad - Nis Â | [MK-GR] 400 kV Bitola-Meliti | XFL_BI11_GMELIT11_1:line | -1288 | 1600 | 1600 | -312 | 80 | []
BG_CO_00005, BG_CO_00007 | N-1 400kV Vetren - Chervena Mogila , N-1 400kV Maritsa Iztok - Plovdiv ck. 2 | [MK-GR] 400 kV Bitola-Meliti | XFL_BI11_GMELIT11_1:line | -1284 | 1600 | 1600 | -316 | 80 | []
BG_CO_00006, BG_CO_00008 | N-1 400kV Plovdiv - Vetren , N-1 400kV Plovdiv - Vetren | [MK-GR] 400 kV Bitola-Meliti | XFL_BI11_GMELIT11_1:line | -1282 | 1600 | 1600 | -318 | 80 | []
BG_MK_CO_00001 | N-1 400kV Chervena Mogila - Stip | [MK-GR] 400 kV Bitola-Meliti | XFL_BI11_GMELIT11_1:line | -1277 | 1600 | 1600 | -323 | 80 | []
MK_CO_00003 | N-1 400 kV Skopje 4 âSkopje 5 | [MK-GR] 400 kV Bitola-Meliti | XFL_BI11_GMELIT11_1:line | -1246 | 1600 | 1600 | -354 | 78 | []
MK_CO_00002 | N-1 400 kV Dubrovo âStip | [MK-GR] 400 kV Bitola-Meliti | XFL_BI11_GMELIT11_1:line | -1239 | 1600 | 1600 | -361 | 77 | []
GR_CO_00005 | N-1 400 kV Thessaloniki-Lagadas ck.2 | [MK-GR] 400 kV Bitola-Meliti | XFL_BI11_GMELIT11_1:line | -1234 | 1600 | 1600 | -366 | 77 | []

## 1430Curative
Detailed results
Generated at: | 2024-01-24 19:17
Business day: | 25.01.2024
Timestamp: | 14:30
Border & direction: | North-Greece Exporting
Horizon: | DA
Remedial actions: | true
Evaluation type: | CURATIVE
TTC [MW]: | 2508
Fallback applied | false
Loading threshold | 0.7
Applied RAs
CO ID | RA ID | Name of the RA | Usage | Type | Location | Status
Limiting CNECs
CO ID | Name of the CO | Name of the CNE | CNE UCTE branch | Calculated I (A) | I max (PRE) | I max (CUR) | Margin (A) | Loading (%) | Applicable curative RAs
AL_GR_CO_00001 | N-1 400 kV Zemplak-Kardia | [MK-GR] 400 kV Bitola-Meliti | XFL_BI11_GMELIT11_1:line | -1591 |  | 1600 | -9 | 99 | []
MK_GR_CO_00002 | N-1 400 kV Dubrovo-Thessaloniki | [MK-GR] 400 kV Bitola-Meliti | XFL_BI11_GMELIT11_1:line | -1539 |  | 1600 | -61 | 96 | []
AL_CO_00002 | N-1 400 kV Elbasan 2-Zemlak | [MK-GR] 400 kV Bitola-Meliti | XFL_BI11_GMELIT11_1:line | -1511 |  | 1600 | -89 | 94 | []
BG_GR_CO_00001 | N-1 400 kV Blagoevgrad - Thessaloniki | [MK-GR] 400 kV Bitola-Meliti | XFL_BI11_GMELIT11_1:line | -1439 |  | 1600 | -161 | 90 | []
GR_CO_00004 | N-1 400 kV Amideo-Lagadas ck.2 | [MK-GR] 400 kV Bitola-Meliti | XFL_BI11_GMELIT11_1:line | -1409 |  | 1600 | -191 | 88 | []
KS_CO_00001 | N-1 400 kV Kosovo B-Urosevac | [MK-GR] 400 kV Bitola-Meliti | XFL_BI11_GMELIT11_1:line | -1406 |  | 1600 | -194 | 88 | []
GR_CO_00001 | N-1 400 kV Filippoi-Nea Santa ck.2 | [MK-GR] 400 kV Bitola-Meliti | XFL_BI11_GMELIT11_1:line | -1402 |  | 1600 | -198 | 88 | []
GR_CO_00002 | N-1 400 kV Filippoi-Lagadas ck.2 | [MK-GR] 400 kV Bitola-Meliti | XFL_BI11_GMELIT11_1:line | -1395 |  | 1600 | -205 | 87 | []
IT_GR_CO_00001 | N-1 400 kV Galatina-Arachthos | [MK-GR] 400 kV Bitola-Meliti | XFL_BI11_GMELIT11_1:line | -1390 |  | 1600 | -210 | 87 | []
AL_CO_00001 | N-1 400 kV Elbasan 2-Tirana 2 | [MK-GR] 400 kV Bitola-Meliti | XFL_BI11_GMELIT11_1:line | -1381 |  | 1600 | -219 | 86 | []
BG_CO_00001 | N-1 400kV Chervena Mogila - Blagoevgrad ck. 1 | [MK-GR] 400 kV Bitola-Meliti | XFL_BI11_GMELIT11_1:line | -1365 |  | 1600 | -235 | 85 | []
MK_KS_CO_00001 | N-1 400 kV Skopje 5 âUrosevac | [MK-GR] 400 kV Bitola-Meliti | XFL_BI11_GMELIT11_1:line | -1359 |  | 1600 | -241 | 85 | []
BG_GR_CO_00002 | N-1 400kV MARITSA IZTOK-NEA SANTA-CK-1 | [MK-GR] 400 kV Bitola-Meliti | XFL_BI11_GMELIT11_1:line | -1346 |  | 1600 | -254 | 84 | []
TR_GR_CO_00001 | N-1 400 kV Babaeski-N Santa | [MK-GR] 400 kV Bitola-Meliti | XFL_BI11_GMELIT11_1:line | -1335 |  | 1600 | -265 | 83 | []
RS_CO_00004 | N-1 400 kV Nis 2 âLeskovac 2 | [MK-GR] 400 kV Bitola-Meliti | XFL_BI11_GMELIT11_1:line | -1329 |  | 1600 | -271 | 83 | []
KS_ME_CO_00001 | N-1 400 kV Pec 3-Ribarevina | [MK-GR] 400 kV Bitola-Meliti | XFL_BI11_GMELIT11_1:line | -1328 |  | 1600 | -272 | 83 | []
RS_CO_00003 | N-1 400 kV Vranje 4 âLeskovac 2 | [MK-GR] 400 kV Bitola-Meliti | XFL_BI11_GMELIT11_1:line | -1320 |  | 1600 | -280 | 82 | []
AL_ME_CO_00001 | N-1 400 kV Tirana 2âPodgorica 2 | [MK-GR] 400 kV Bitola-Meliti | XFL_BI11_GMELIT11_1:line | -1320 |  | 1600 | -280 | 82 | []
RS_MK_00001 | N-1 400 kV Vranje 4 -Stip | [MK-GR] 400 kV Bitola-Meliti | XFL_BI11_GMELIT11_1:line | -1315 |  | 1600 | -285 | 82 | []
BG_CO_00016 | N-1 400kV Kozloduy - Sofia Zapad ck.2 | [MK-GR] 400 kV Bitola-Meliti | XFL_BI11_GMELIT11_1:line | -1313 |  | 1600 | -287 | 82 | []
RS_KS_CO_00002 | N-1 400 kV Kosovo B-Nis 2 | [MK-GR] 400 kV Bitola-Meliti | XFL_BI11_GMELIT11_1:line | -1311 |  | 1600 | -289 | 82 | []
TR_CO_00001 | N-1 400 kV Habitabat NGCC -Babaeski | [MK-GR] 400 kV Bitola-Meliti | XFL_BI11_GMELIT11_1:line | -1309 |  | 1600 | -291 | 82 | []
BG_TR_CO_00002 | N-1 400kV Maritsa 3 - Hamitabat 2 | [MK-GR] 400 kV Bitola-Meliti | XFL_BI11_GMELIT11_1:line | -1308 |  | 1600 | -292 | 82 | []
BG_TR_CO_00001 | N-1 400kV Maritsa 3 - Hamitabat 1 | [MK-GR] 400 kV Bitola-Meliti | XFL_BI11_GMELIT11_1:line | -1307 |  | 1600 | -293 | 82 | []
BG_CO_00013 | N-1 400kV Burgas â Maritsa Iztok 2 | [MK-GR] 400 kV Bitola-Meliti | XFL_BI11_GMELIT11_1:line | -1307 |  | 1600 | -293 | 82 | []
BG_CO_00011 | N-1 400kV Maritsa Iztok - Plovdiv | [MK-GR] 400 kV Bitola-Meliti | XFL_BI11_GMELIT11_1:line | -1306 |  | 1600 | -294 | 82 | []
BC | Base Case | [MK-GR] 400 kV Bitola-Meliti | XFL_BI11_GMELIT11_1:line | -1306 |  | 1600 | -294 | 82 | []
BG_CO_00002 | N-1 400kV Sofia Zapad - Chervena Mogila ck. 1 | [MK-GR] 400 kV Bitola-Meliti | XFL_BI11_GMELIT11_1:line | -1306 |  | 1600 | -294 | 82 | []
BG_CO_00010 | N-1 400kV Maritsa Iztok â Maritsa Iztok 3 | [MK-GR] 400 kV Bitola-Meliti | XFL_BI11_GMELIT11_1:line | -1306 |  | 1600 | -294 | 82 | []
BG_CO_00012 | Â N-1 400kV Varna - Burgas | [MK-GR] 400 kV Bitola-Meliti | XFL_BI11_GMELIT11_1:line | -1304 |  | 1600 | -296 | 81 | []
BG_CO_00009 | N-1 400kV Maritsa Iztok 2Â - Maritsa Iztok 3 | [MK-GR] 400 kV Bitola-Meliti | XFL_BI11_GMELIT11_1:line | -1303 |  | 1600 | -297 | 81 | []
BG_RS_CO_00001 | N-1 400kV Sofia Zapad - Nis Â | [MK-GR] 400 kV Bitola-Meliti | XFL_BI11_GMELIT11_1:line | -1288 |  | 1600 | -312 | 80 | []
BG_CO_00005, BG_CO_00007 | N-1 400kV Vetren - Chervena Mogila , N-1 400kV Maritsa Iztok - Plovdiv ck. 2 | [MK-GR] 400 kV Bitola-Meliti | XFL_BI11_GMELIT11_1:line | -1284 |  | 1600 | -316 | 80 | []
BG_CO_00006, BG_CO_00008 | N-1 400kV Plovdiv - Vetren , N-1 400kV Plovdiv - Vetren | [MK-GR] 400 kV Bitola-Meliti | XFL_BI11_GMELIT11_1:line | -1282 |  | 1600 | -318 | 80 | []
BG_MK_CO_00001 | N-1 400kV Chervena Mogila - Stip | [MK-GR] 400 kV Bitola-Meliti | XFL_BI11_GMELIT11_1:line | -1277 |  | 1600 | -323 | 80 | []
MK_CO_00003 | N-1 400 kV Skopje 4 âSkopje 5 | [MK-GR] 400 kV Bitola-Meliti | XFL_BI11_GMELIT11_1:line | -1246 |  | 1600 | -354 | 78 | []
MK_CO_00002 | N-1 400 kV Dubrovo âStip | [MK-GR] 400 kV Bitola-Meliti | XFL_BI11_GMELIT11_1:line | -1239 |  | 1600 | -361 | 77 | []
GR_CO_00005 | N-1 400 kV Thessaloniki-Lagadas ck.2 | [MK-GR] 400 kV Bitola-Meliti | XFL_BI11_GMELIT11_1:line | -1234 |  | 1600 | -366 | 77 | []

## 1530Preventive
Detailed results
Generated at: | 2024-01-24 19:17
Business day: | 25.01.2024
Timestamp: | 15:30
Border & direction: | North-Greece Exporting
Horizon: | DA
Remedial actions: | true
Evaluation type: | PREVENTIVE
TTC [MW]: | 2577
Fallback applied | false
Loading threshold | 0.7
Applied RAs
CO ID | RA ID | Name of the RA | Usage | Type | Location | Status
Limiting CNECs
CO ID | Name of the CO | Name of the CNE | CNE UCTE branch | Calculated I (A) | I max (PRE) | I max (CUR) | Margin (A) | Loading (%) | Applicable curative RAs
AL_GR_CO_00001 | N-1 400 kV Zemplak-Kardia | [MK-GR] 400 kV Bitola-Meliti | XFL_BI11_GMELIT11_1:line | -1599 | 1600 | 1600 | -1 | 100 | []
MK_GR_CO_00002 | N-1 400 kV Dubrovo-Thessaloniki | [MK-GR] 400 kV Bitola-Meliti | XFL_BI11_GMELIT11_1:line | -1548 | 1600 | 1600 | -52 | 97 | []
AL_CO_00002 | N-1 400 kV Elbasan 2-Zemlak | [MK-GR] 400 kV Bitola-Meliti | XFL_BI11_GMELIT11_1:line | -1515 | 1600 | 1600 | -85 | 95 | []
BG_GR_CO_00001 | N-1 400 kV Blagoevgrad - Thessaloniki | [MK-GR] 400 kV Bitola-Meliti | XFL_BI11_GMELIT11_1:line | -1482 | 1600 | 1600 | -118 | 93 | []
GR_CO_00004 | N-1 400 kV Amideo-Lagadas ck.2 | [MK-GR] 400 kV Bitola-Meliti | XFL_BI11_GMELIT11_1:line | -1454 | 1600 | 1600 | -146 | 91 | []
GR_CO_00001 | N-1 400 kV Filippoi-Nea Santa ck.2 | [MK-GR] 400 kV Bitola-Meliti | XFL_BI11_GMELIT11_1:line | -1448 | 1600 | 1600 | -152 | 90 | []
GR_CO_00002 | N-1 400 kV Filippoi-Lagadas ck.2 | [MK-GR] 400 kV Bitola-Meliti | XFL_BI11_GMELIT11_1:line | -1439 | 1600 | 1600 | -161 | 90 | []
BG_CO_00001 | N-1 400kV Chervena Mogila - Blagoevgrad ck. 1 | [MK-GR] 400 kV Bitola-Meliti | XFL_BI11_GMELIT11_1:line | -1431 | 1600 | 1600 | -169 | 89 | []
KS_CO_00001 | N-1 400 kV Kosovo B-Urosevac | [MK-GR] 400 kV Bitola-Meliti | XFL_BI11_GMELIT11_1:line | -1429 | 1600 | 1600 | -171 | 89 | []
AL_CO_00001 | N-1 400 kV Elbasan 2-Tirana 2 | [MK-GR] 400 kV Bitola-Meliti | XFL_BI11_GMELIT11_1:line | -1397 | 1600 | 1600 | -203 | 87 | []
MK_KS_CO_00001 | N-1 400 kV Skopje 5 âUrosevac | [MK-GR] 400 kV Bitola-Meliti | XFL_BI11_GMELIT11_1:line | -1387 | 1600 | 1600 | -213 | 87 | []
BG_GR_CO_00002 | N-1 400kV MARITSA IZTOK-NEA SANTA-CK-1 | [MK-GR] 400 kV Bitola-Meliti | XFL_BI11_GMELIT11_1:line | -1374 | 1600 | 1600 | -226 | 86 | []
TR_GR_CO_00001 | N-1 400 kV Babaeski-N Santa | [MK-GR] 400 kV Bitola-Meliti | XFL_BI11_GMELIT11_1:line | -1361 | 1600 | 1600 | -239 | 85 | []
KS_ME_CO_00001 | N-1 400 kV Pec 3-Ribarevina | [MK-GR] 400 kV Bitola-Meliti | XFL_BI11_GMELIT11_1:line | -1358 | 1600 | 1600 | -242 | 85 | []
RS_CO_00004 | N-1 400 kV Nis 2 âLeskovac 2 | [MK-GR] 400 kV Bitola-Meliti | XFL_BI11_GMELIT11_1:line | -1350 | 1600 | 1600 | -250 | 84 | []
RS_CO_00003 | N-1 400 kV Vranje 4 âLeskovac 2 | [MK-GR] 400 kV Bitola-Meliti | XFL_BI11_GMELIT11_1:line | -1341 | 1600 | 1600 | -259 | 84 | []
AL_ME_CO_00001 | N-1 400 kV Tirana 2âPodgorica 2 | [MK-GR] 400 kV Bitola-Meliti | XFL_BI11_GMELIT11_1:line | -1337 | 1600 | 1600 | -263 | 84 | []
RS_MK_00001 | N-1 400 kV Vranje 4 -Stip | [MK-GR] 400 kV Bitola-Meliti | XFL_BI11_GMELIT11_1:line | -1335 | 1600 | 1600 | -265 | 83 | []
BG_CO_00016 | N-1 400kV Kozloduy - Sofia Zapad ck.2 | [MK-GR] 400 kV Bitola-Meliti | XFL_BI11_GMELIT11_1:line | -1335 | 1600 | 1600 | -265 | 83 | []
TR_CO_00001 | N-1 400 kV Habitabat NGCC -Babaeski | [MK-GR] 400 kV Bitola-Meliti | XFL_BI11_GMELIT11_1:line | -1333 | 1600 | 1600 | -267 | 83 | []
BG_TR_CO_00002 | N-1 400kV Maritsa 3 - Hamitabat 2 | [MK-GR] 400 kV Bitola-Meliti | XFL_BI11_GMELIT11_1:line | -1332 | 1600 | 1600 | -268 | 83 | []
BG_TR_CO_00001 | N-1 400kV Maritsa 3 - Hamitabat 1 | [MK-GR] 400 kV Bitola-Meliti | XFL_BI11_GMELIT11_1:line | -1331 | 1600 | 1600 | -269 | 83 | []
BG_CO_00013 | N-1 400kV Burgas â Maritsa Iztok 2 | [MK-GR] 400 kV Bitola-Meliti | XFL_BI11_GMELIT11_1:line | -1330 | 1600 | 1600 | -270 | 83 | []
RS_KS_CO_00002 | N-1 400 kV Kosovo B-Nis 2 | [MK-GR] 400 kV Bitola-Meliti | XFL_BI11_GMELIT11_1:line | -1329 | 1600 | 1600 | -271 | 83 | []
BC | Base Case | [MK-GR] 400 kV Bitola-Meliti | XFL_BI11_GMELIT11_1:line | -1328 | 1600 | 1600 | -272 | 83 | []
BG_CO_00010 | N-1 400kV Maritsa Iztok â Maritsa Iztok 3 | [MK-GR] 400 kV Bitola-Meliti | XFL_BI11_GMELIT11_1:line | -1328 | 1600 | 1600 | -272 | 83 | []
BG_CO_00011 | N-1 400kV Maritsa Iztok - Plovdiv | [MK-GR] 400 kV Bitola-Meliti | XFL_BI11_GMELIT11_1:line | -1327 | 1600 | 1600 | -273 | 83 | []
BG_CO_00002 | N-1 400kV Sofia Zapad - Chervena Mogila ck. 1 | [MK-GR] 400 kV Bitola-Meliti | XFL_BI11_GMELIT11_1:line | -1327 | 1600 | 1600 | -273 | 83 | []
BG_CO_00009 | N-1 400kV Maritsa Iztok 2Â - Maritsa Iztok 3 | [MK-GR] 400 kV Bitola-Meliti | XFL_BI11_GMELIT11_1:line | -1327 | 1600 | 1600 | -273 | 83 | []
BG_CO_00012 | Â N-1 400kV Varna - Burgas | [MK-GR] 400 kV Bitola-Meliti | XFL_BI11_GMELIT11_1:line | -1327 | 1600 | 1600 | -273 | 83 | []
BG_RS_CO_00001 | N-1 400kV Sofia Zapad - Nis Â | [MK-GR] 400 kV Bitola-Meliti | XFL_BI11_GMELIT11_1:line | -1303 | 1600 | 1600 | -297 | 81 | []
BG_CO_00005, BG_CO_00007 | N-1 400kV Vetren - Chervena Mogila , N-1 400kV Maritsa Iztok - Plovdiv ck. 2 | [MK-GR] 400 kV Bitola-Meliti | XFL_BI11_GMELIT11_1:line | -1301 | 1600 | 1600 | -299 | 81 | []
BG_CO_00006, BG_CO_00008 | N-1 400kV Plovdiv - Vetren , N-1 400kV Plovdiv - Vetren | [MK-GR] 400 kV Bitola-Meliti | XFL_BI11_GMELIT11_1:line | -1300 | 1600 | 1600 | -300 | 81 | []
MK_CO_00003 | N-1 400 kV Skopje 4 âSkopje 5 | [MK-GR] 400 kV Bitola-Meliti | XFL_BI11_GMELIT11_1:line | -1280 | 1600 | 1600 | -320 | 80 | []
BG_MK_CO_00001 | N-1 400kV Chervena Mogila - Stip | [MK-GR] 400 kV Bitola-Meliti | XFL_BI11_GMELIT11_1:line | -1269 | 1600 | 1600 | -331 | 79 | []
IT_GR_CO_00001 | N-1 400 kV Galatina-Arachthos | [MK-GR] 400 kV Bitola-Meliti | XFL_BI11_GMELIT11_1:line | -1249 | 1600 | 1600 | -351 | 78 | []
GR_CO_00005 | N-1 400 kV Thessaloniki-Lagadas ck.2 | [MK-GR] 400 kV Bitola-Meliti | XFL_BI11_GMELIT11_1:line | -1243 | 1600 | 1600 | -357 | 78 | []
MK_CO_00002 | N-1 400 kV Dubrovo âStip | [MK-GR] 400 kV Bitola-Meliti | XFL_BI11_GMELIT11_1:line | -1233 | 1600 | 1600 | -367 | 77 | []

## 1530Curative
Detailed results
Generated at: | 2024-01-24 19:17
Business day: | 25.01.2024
Timestamp: | 15:30
Border & direction: | North-Greece Exporting
Horizon: | DA
Remedial actions: | true
Evaluation type: | CURATIVE
TTC [MW]: | 2577
Fallback applied | false
Loading threshold | 0.7
Applied RAs
CO ID | RA ID | Name of the RA | Usage | Type | Location | Status
Limiting CNECs
CO ID | Name of the CO | Name of the CNE | CNE UCTE branch | Calculated I (A) | I max (PRE) | I max (CUR) | Margin (A) | Loading (%) | Applicable curative RAs
AL_GR_CO_00001 | N-1 400 kV Zemplak-Kardia | [MK-GR] 400 kV Bitola-Meliti | XFL_BI11_GMELIT11_1:line | -1599 |  | 1600 | -1 | 100 | []
MK_GR_CO_00002 | N-1 400 kV Dubrovo-Thessaloniki | [MK-GR] 400 kV Bitola-Meliti | XFL_BI11_GMELIT11_1:line | -1548 |  | 1600 | -52 | 97 | []
AL_CO_00002 | N-1 400 kV Elbasan 2-Zemlak | [MK-GR] 400 kV Bitola-Meliti | XFL_BI11_GMELIT11_1:line | -1515 |  | 1600 | -85 | 95 | []
BG_GR_CO_00001 | N-1 400 kV Blagoevgrad - Thessaloniki | [MK-GR] 400 kV Bitola-Meliti | XFL_BI11_GMELIT11_1:line | -1482 |  | 1600 | -118 | 93 | []
GR_CO_00004 | N-1 400 kV Amideo-Lagadas ck.2 | [MK-GR] 400 kV Bitola-Meliti | XFL_BI11_GMELIT11_1:line | -1454 |  | 1600 | -146 | 91 | []
GR_CO_00001 | N-1 400 kV Filippoi-Nea Santa ck.2 | [MK-GR] 400 kV Bitola-Meliti | XFL_BI11_GMELIT11_1:line | -1448 |  | 1600 | -152 | 90 | []
GR_CO_00002 | N-1 400 kV Filippoi-Lagadas ck.2 | [MK-GR] 400 kV Bitola-Meliti | XFL_BI11_GMELIT11_1:line | -1439 |  | 1600 | -161 | 90 | []
BG_CO_00001 | N-1 400kV Chervena Mogila - Blagoevgrad ck. 1 | [MK-GR] 400 kV Bitola-Meliti | XFL_BI11_GMELIT11_1:line | -1431 |  | 1600 | -169 | 89 | []
KS_CO_00001 | N-1 400 kV Kosovo B-Urosevac | [MK-GR] 400 kV Bitola-Meliti | XFL_BI11_GMELIT11_1:line | -1429 |  | 1600 | -171 | 89 | []
AL_CO_00001 | N-1 400 kV Elbasan 2-Tirana 2 | [MK-GR] 400 kV Bitola-Meliti | XFL_BI11_GMELIT11_1:line | -1397 |  | 1600 | -203 | 87 | []
MK_KS_CO_00001 | N-1 400 kV Skopje 5 âUrosevac | [MK-GR] 400 kV Bitola-Meliti | XFL_BI11_GMELIT11_1:line | -1387 |  | 1600 | -213 | 87 | []
BG_GR_CO_00002 | N-1 400kV MARITSA IZTOK-NEA SANTA-CK-1 | [MK-GR] 400 kV Bitola-Meliti | XFL_BI11_GMELIT11_1:line | -1374 |  | 1600 | -226 | 86 | []
TR_GR_CO_00001 | N-1 400 kV Babaeski-N Santa | [MK-GR] 400 kV Bitola-Meliti | XFL_BI11_GMELIT11_1:line | -1361 |  | 1600 | -239 | 85 | []
KS_ME_CO_00001 | N-1 400 kV Pec 3-Ribarevina | [MK-GR] 400 kV Bitola-Meliti | XFL_BI11_GMELIT11_1:line | -1358 |  | 1600 | -242 | 85 | []
RS_CO_00004 | N-1 400 kV Nis 2 âLeskovac 2 | [MK-GR] 400 kV Bitola-Meliti | XFL_BI11_GMELIT11_1:line | -1350 |  | 1600 | -250 | 84 | []
RS_CO_00003 | N-1 400 kV Vranje 4 âLeskovac 2 | [MK-GR] 400 kV Bitola-Meliti | XFL_BI11_GMELIT11_1:line | -1341 |  | 1600 | -259 | 84 | []
AL_ME_CO_00001 | N-1 400 kV Tirana 2âPodgorica 2 | [MK-GR] 400 kV Bitola-Meliti | XFL_BI11_GMELIT11_1:line | -1337 |  | 1600 | -263 | 84 | []
RS_MK_00001 | N-1 400 kV Vranje 4 -Stip | [MK-GR] 400 kV Bitola-Meliti | XFL_BI11_GMELIT11_1:line | -1335 |  | 1600 | -265 | 83 | []
BG_CO_00016 | N-1 400kV Kozloduy - Sofia Zapad ck.2 | [MK-GR] 400 kV Bitola-Meliti | XFL_BI11_GMELIT11_1:line | -1335 |  | 1600 | -265 | 83 | []
TR_CO_00001 | N-1 400 kV Habitabat NGCC -Babaeski | [MK-GR] 400 kV Bitola-Meliti | XFL_BI11_GMELIT11_1:line | -1333 |  | 1600 | -267 | 83 | []
BG_TR_CO_00002 | N-1 400kV Maritsa 3 - Hamitabat 2 | [MK-GR] 400 kV Bitola-Meliti | XFL_BI11_GMELIT11_1:line | -1332 |  | 1600 | -268 | 83 | []
BG_TR_CO_00001 | N-1 400kV Maritsa 3 - Hamitabat 1 | [MK-GR] 400 kV Bitola-Meliti | XFL_BI11_GMELIT11_1:line | -1331 |  | 1600 | -269 | 83 | []
BG_CO_00013 | N-1 400kV Burgas â Maritsa Iztok 2 | [MK-GR] 400 kV Bitola-Meliti | XFL_BI11_GMELIT11_1:line | -1330 |  | 1600 | -270 | 83 | []
RS_KS_CO_00002 | N-1 400 kV Kosovo B-Nis 2 | [MK-GR] 400 kV Bitola-Meliti | XFL_BI11_GMELIT11_1:line | -1329 |  | 1600 | -271 | 83 | []
BC | Base Case | [MK-GR] 400 kV Bitola-Meliti | XFL_BI11_GMELIT11_1:line | -1328 |  | 1600 | -272 | 83 | []
BG_CO_00010 | N-1 400kV Maritsa Iztok â Maritsa Iztok 3 | [MK-GR] 400 kV Bitola-Meliti | XFL_BI11_GMELIT11_1:line | -1328 |  | 1600 | -272 | 83 | []
BG_CO_00011 | N-1 400kV Maritsa Iztok - Plovdiv | [MK-GR] 400 kV Bitola-Meliti | XFL_BI11_GMELIT11_1:line | -1327 |  | 1600 | -273 | 83 | []
BG_CO_00002 | N-1 400kV Sofia Zapad - Chervena Mogila ck. 1 | [MK-GR] 400 kV Bitola-Meliti | XFL_BI11_GMELIT11_1:line | -1327 |  | 1600 | -273 | 83 | []
BG_CO_00009 | N-1 400kV Maritsa Iztok 2Â - Maritsa Iztok 3 | [MK-GR] 400 kV Bitola-Meliti | XFL_BI11_GMELIT11_1:line | -1327 |  | 1600 | -273 | 83 | []
BG_CO_00012 | Â N-1 400kV Varna - Burgas | [MK-GR] 400 kV Bitola-Meliti | XFL_BI11_GMELIT11_1:line | -1327 |  | 1600 | -273 | 83 | []
BG_RS_CO_00001 | N-1 400kV Sofia Zapad - Nis Â | [MK-GR] 400 kV Bitola-Meliti | XFL_BI11_GMELIT11_1:line | -1303 |  | 1600 | -297 | 81 | []
BG_CO_00005, BG_CO_00007 | N-1 400kV Vetren - Chervena Mogila , N-1 400kV Maritsa Iztok - Plovdiv ck. 2 | [MK-GR] 400 kV Bitola-Meliti | XFL_BI11_GMELIT11_1:line | -1301 |  | 1600 | -299 | 81 | []
BG_CO_00006, BG_CO_00008 | N-1 400kV Plovdiv - Vetren , N-1 400kV Plovdiv - Vetren | [MK-GR] 400 kV Bitola-Meliti | XFL_BI11_GMELIT11_1:line | -1300 |  | 1600 | -300 | 81 | []
MK_CO_00003 | N-1 400 kV Skopje 4 âSkopje 5 | [MK-GR] 400 kV Bitola-Meliti | XFL_BI11_GMELIT11_1:line | -1280 |  | 1600 | -320 | 80 | []
BG_MK_CO_00001 | N-1 400kV Chervena Mogila - Stip | [MK-GR] 400 kV Bitola-Meliti | XFL_BI11_GMELIT11_1:line | -1269 |  | 1600 | -331 | 79 | []
IT_GR_CO_00001 | N-1 400 kV Galatina-Arachthos | [MK-GR] 400 kV Bitola-Meliti | XFL_BI11_GMELIT11_1:line | -1249 |  | 1600 | -351 | 78 | []
GR_CO_00005 | N-1 400 kV Thessaloniki-Lagadas ck.2 | [MK-GR] 400 kV Bitola-Meliti | XFL_BI11_GMELIT11_1:line | -1243 |  | 1600 | -357 | 78 | []
MK_CO_00002 | N-1 400 kV Dubrovo âStip | [MK-GR] 400 kV Bitola-Meliti | XFL_BI11_GMELIT11_1:line | -1233 |  | 1600 | -367 | 77 | []

## 1630Preventive
Detailed results
Generated at: | 2024-01-24 19:17
Business day: | 25.01.2024
Timestamp: | 16:30
Border & direction: | North-Greece Exporting
Horizon: | DA
Remedial actions: | true
Evaluation type: | PREVENTIVE
TTC [MW]: | 2533
Fallback applied | false
Loading threshold | 0.7
Applied RAs
CO ID | RA ID | Name of the RA | Usage | Type | Location | Status
Limiting CNECs
CO ID | Name of the CO | Name of the CNE | CNE UCTE branch | Calculated I (A) | I max (PRE) | I max (CUR) | Margin (A) | Loading (%) | Applicable curative RAs
AL_GR_CO_00001 | N-1 400 kV Zemplak-Kardia | [MK-GR] 400 kV Bitola-Meliti | XFL_BI11_GMELIT11_1:line | -1599 | 1600 | 1600 | -1 | 100 | []
MK_GR_CO_00002 | N-1 400 kV Dubrovo-Thessaloniki | [MK-GR] 400 kV Bitola-Meliti | XFL_BI11_GMELIT11_1:line | -1535 | 1600 | 1600 | -65 | 96 | []
AL_CO_00002 | N-1 400 kV Elbasan 2-Zemlak | [MK-GR] 400 kV Bitola-Meliti | XFL_BI11_GMELIT11_1:line | -1504 | 1600 | 1600 | -96 | 94 | []
BG_GR_CO_00001 | N-1 400 kV Blagoevgrad - Thessaloniki | [MK-GR] 400 kV Bitola-Meliti | XFL_BI11_GMELIT11_1:line | -1488 | 1600 | 1600 | -112 | 93 | []
GR_CO_00004 | N-1 400 kV Amideo-Lagadas ck.2 | [MK-GR] 400 kV Bitola-Meliti | XFL_BI11_GMELIT11_1:line | -1464 | 1600 | 1600 | -136 | 92 | []
GR_CO_00002 | N-1 400 kV Filippoi-Lagadas ck.2 | [MK-GR] 400 kV Bitola-Meliti | XFL_BI11_GMELIT11_1:line | -1449 | 1600 | 1600 | -151 | 91 | []
GR_CO_00001 | N-1 400 kV Filippoi-Nea Santa ck.2 | [MK-GR] 400 kV Bitola-Meliti | XFL_BI11_GMELIT11_1:line | -1448 | 1600 | 1600 | -152 | 91 | []
BG_CO_00001 | N-1 400kV Chervena Mogila - Blagoevgrad ck. 1 | [MK-GR] 400 kV Bitola-Meliti | XFL_BI11_GMELIT11_1:line | -1438 | 1600 | 1600 | -162 | 90 | []
KS_CO_00001 | N-1 400 kV Kosovo B-Urosevac | [MK-GR] 400 kV Bitola-Meliti | XFL_BI11_GMELIT11_1:line | -1415 | 1600 | 1600 | -185 | 88 | []
AL_CO_00001 | N-1 400 kV Elbasan 2-Tirana 2 | [MK-GR] 400 kV Bitola-Meliti | XFL_BI11_GMELIT11_1:line | -1391 | 1600 | 1600 | -209 | 87 | []
BG_GR_CO_00002 | N-1 400kV MARITSA IZTOK-NEA SANTA-CK-1 | [MK-GR] 400 kV Bitola-Meliti | XFL_BI11_GMELIT11_1:line | -1367 | 1600 | 1600 | -233 | 85 | []
MK_KS_CO_00001 | N-1 400 kV Skopje 5 âUrosevac | [MK-GR] 400 kV Bitola-Meliti | XFL_BI11_GMELIT11_1:line | -1360 | 1600 | 1600 | -240 | 85 | []
KS_ME_CO_00001 | N-1 400 kV Pec 3-Ribarevina | [MK-GR] 400 kV Bitola-Meliti | XFL_BI11_GMELIT11_1:line | -1355 | 1600 | 1600 | -245 | 85 | []
TR_GR_CO_00001 | N-1 400 kV Babaeski-N Santa | [MK-GR] 400 kV Bitola-Meliti | XFL_BI11_GMELIT11_1:line | -1355 | 1600 | 1600 | -245 | 85 | []
RS_CO_00004 | N-1 400 kV Nis 2 âLeskovac 2 | [MK-GR] 400 kV Bitola-Meliti | XFL_BI11_GMELIT11_1:line | -1343 | 1600 | 1600 | -257 | 84 | []
RS_CO_00003 | N-1 400 kV Vranje 4 âLeskovac 2 | [MK-GR] 400 kV Bitola-Meliti | XFL_BI11_GMELIT11_1:line | -1332 | 1600 | 1600 | -268 | 83 | []
AL_ME_CO_00001 | N-1 400 kV Tirana 2âPodgorica 2 | [MK-GR] 400 kV Bitola-Meliti | XFL_BI11_GMELIT11_1:line | -1330 | 1600 | 1600 | -270 | 83 | []
BG_CO_00016 | N-1 400kV Kozloduy - Sofia Zapad ck.2 | [MK-GR] 400 kV Bitola-Meliti | XFL_BI11_GMELIT11_1:line | -1329 | 1600 | 1600 | -271 | 83 | []
TR_CO_00001 | N-1 400 kV Habitabat NGCC -Babaeski | [MK-GR] 400 kV Bitola-Meliti | XFL_BI11_GMELIT11_1:line | -1328 | 1600 | 1600 | -272 | 83 | []
BG_TR_CO_00002 | N-1 400kV Maritsa 3 - Hamitabat 2 | [MK-GR] 400 kV Bitola-Meliti | XFL_BI11_GMELIT11_1:line | -1328 | 1600 | 1600 | -272 | 83 | []
BG_CO_00013 | N-1 400kV Burgas â Maritsa Iztok 2 | [MK-GR] 400 kV Bitola-Meliti | XFL_BI11_GMELIT11_1:line | -1326 | 1600 | 1600 | -274 | 83 | []
BG_TR_CO_00001 | N-1 400kV Maritsa 3 - Hamitabat 1 | [MK-GR] 400 kV Bitola-Meliti | XFL_BI11_GMELIT11_1:line | -1326 | 1600 | 1600 | -274 | 83 | []
RS_MK_00001 | N-1 400 kV Vranje 4 -Stip | [MK-GR] 400 kV Bitola-Meliti | XFL_BI11_GMELIT11_1:line | -1326 | 1600 | 1600 | -274 | 83 | []
BC | Base Case | [MK-GR] 400 kV Bitola-Meliti | XFL_BI11_GMELIT11_1:line | -1324 | 1600 | 1600 | -276 | 83 | []
BG_CO_00010 | N-1 400kV Maritsa Iztok â Maritsa Iztok 3 | [MK-GR] 400 kV Bitola-Meliti | XFL_BI11_GMELIT11_1:line | -1324 | 1600 | 1600 | -276 | 83 | []
BG_CO_00002 | N-1 400kV Sofia Zapad - Chervena Mogila ck. 1 | [MK-GR] 400 kV Bitola-Meliti | XFL_BI11_GMELIT11_1:line | -1323 | 1600 | 1600 | -277 | 83 | []
BG_CO_00009 | N-1 400kV Maritsa Iztok 2Â - Maritsa Iztok 3 | [MK-GR] 400 kV Bitola-Meliti | XFL_BI11_GMELIT11_1:line | -1323 | 1600 | 1600 | -277 | 83 | []
BG_CO_00012 | Â N-1 400kV Varna - Burgas | [MK-GR] 400 kV Bitola-Meliti | XFL_BI11_GMELIT11_1:line | -1323 | 1600 | 1600 | -277 | 83 | []
BG_CO_00011 | N-1 400kV Maritsa Iztok - Plovdiv | [MK-GR] 400 kV Bitola-Meliti | XFL_BI11_GMELIT11_1:line | -1322 | 1600 | 1600 | -278 | 83 | []
RS_KS_CO_00002 | N-1 400 kV Kosovo B-Nis 2 | [MK-GR] 400 kV Bitola-Meliti | XFL_BI11_GMELIT11_1:line | -1321 | 1600 | 1600 | -279 | 83 | []
BG_RS_CO_00001 | N-1 400kV Sofia Zapad - Nis Â | [MK-GR] 400 kV Bitola-Meliti | XFL_BI11_GMELIT11_1:line | -1299 | 1600 | 1600 | -301 | 81 | []
BG_CO_00005, BG_CO_00007 | N-1 400kV Vetren - Chervena Mogila , N-1 400kV Maritsa Iztok - Plovdiv ck. 2 | [MK-GR] 400 kV Bitola-Meliti | XFL_BI11_GMELIT11_1:line | -1298 | 1600 | 1600 | -302 | 81 | []
BG_CO_00006, BG_CO_00008 | N-1 400kV Plovdiv - Vetren , N-1 400kV Plovdiv - Vetren | [MK-GR] 400 kV Bitola-Meliti | XFL_BI11_GMELIT11_1:line | -1297 | 1600 | 1600 | -303 | 81 | []
MK_CO_00003 | N-1 400 kV Skopje 4 âSkopje 5 | [MK-GR] 400 kV Bitola-Meliti | XFL_BI11_GMELIT11_1:line | -1275 | 1600 | 1600 | -325 | 80 | []
BG_MK_CO_00001 | N-1 400kV Chervena Mogila - Stip | [MK-GR] 400 kV Bitola-Meliti | XFL_BI11_GMELIT11_1:line | -1250 | 1600 | 1600 | -350 | 78 | []
GR_CO_00005 | N-1 400 kV Thessaloniki-Lagadas ck.2 | [MK-GR] 400 kV Bitola-Meliti | XFL_BI11_GMELIT11_1:line | -1227 | 1600 | 1600 | -373 | 77 | []
IT_GR_CO_00001 | N-1 400 kV Galatina-Arachthos | [MK-GR] 400 kV Bitola-Meliti | XFL_BI11_GMELIT11_1:line | -1223 | 1600 | 1600 | -377 | 76 | []
MK_CO_00002 | N-1 400 kV Dubrovo âStip | [MK-GR] 400 kV Bitola-Meliti | XFL_BI11_GMELIT11_1:line | -1212 | 1600 | 1600 | -388 | 76 | []

## 1630Curative
Detailed results
Generated at: | 2024-01-24 19:17
Business day: | 25.01.2024
Timestamp: | 16:30
Border & direction: | North-Greece Exporting
Horizon: | DA
Remedial actions: | true
Evaluation type: | CURATIVE
TTC [MW]: | 2533
Fallback applied | false
Loading threshold | 0.7
Applied RAs
CO ID | RA ID | Name of the RA | Usage | Type | Location | Status
Limiting CNECs
CO ID | Name of the CO | Name of the CNE | CNE UCTE branch | Calculated I (A) | I max (PRE) | I max (CUR) | Margin (A) | Loading (%) | Applicable curative RAs
AL_GR_CO_00001 | N-1 400 kV Zemplak-Kardia | [MK-GR] 400 kV Bitola-Meliti | XFL_BI11_GMELIT11_1:line | -1599 |  | 1600 | -1 | 100 | []
MK_GR_CO_00002 | N-1 400 kV Dubrovo-Thessaloniki | [MK-GR] 400 kV Bitola-Meliti | XFL_BI11_GMELIT11_1:line | -1535 |  | 1600 | -65 | 96 | []
AL_CO_00002 | N-1 400 kV Elbasan 2-Zemlak | [MK-GR] 400 kV Bitola-Meliti | XFL_BI11_GMELIT11_1:line | -1504 |  | 1600 | -96 | 94 | []
BG_GR_CO_00001 | N-1 400 kV Blagoevgrad - Thessaloniki | [MK-GR] 400 kV Bitola-Meliti | XFL_BI11_GMELIT11_1:line | -1488 |  | 1600 | -112 | 93 | []
GR_CO_00004 | N-1 400 kV Amideo-Lagadas ck.2 | [MK-GR] 400 kV Bitola-Meliti | XFL_BI11_GMELIT11_1:line | -1464 |  | 1600 | -136 | 92 | []
GR_CO_00002 | N-1 400 kV Filippoi-Lagadas ck.2 | [MK-GR] 400 kV Bitola-Meliti | XFL_BI11_GMELIT11_1:line | -1449 |  | 1600 | -151 | 91 | []
GR_CO_00001 | N-1 400 kV Filippoi-Nea Santa ck.2 | [MK-GR] 400 kV Bitola-Meliti | XFL_BI11_GMELIT11_1:line | -1448 |  | 1600 | -152 | 91 | []
BG_CO_00001 | N-1 400kV Chervena Mogila - Blagoevgrad ck. 1 | [MK-GR] 400 kV Bitola-Meliti | XFL_BI11_GMELIT11_1:line | -1438 |  | 1600 | -162 | 90 | []
KS_CO_00001 | N-1 400 kV Kosovo B-Urosevac | [MK-GR] 400 kV Bitola-Meliti | XFL_BI11_GMELIT11_1:line | -1415 |  | 1600 | -185 | 88 | []
AL_CO_00001 | N-1 400 kV Elbasan 2-Tirana 2 | [MK-GR] 400 kV Bitola-Meliti | XFL_BI11_GMELIT11_1:line | -1391 |  | 1600 | -209 | 87 | []
BG_GR_CO_00002 | N-1 400kV MARITSA IZTOK-NEA SANTA-CK-1 | [MK-GR] 400 kV Bitola-Meliti | XFL_BI11_GMELIT11_1:line | -1367 |  | 1600 | -233 | 85 | []
MK_KS_CO_00001 | N-1 400 kV Skopje 5 âUrosevac | [MK-GR] 400 kV Bitola-Meliti | XFL_BI11_GMELIT11_1:line | -1360 |  | 1600 | -240 | 85 | []
KS_ME_CO_00001 | N-1 400 kV Pec 3-Ribarevina | [MK-GR] 400 kV Bitola-Meliti | XFL_BI11_GMELIT11_1:line | -1355 |  | 1600 | -245 | 85 | []
TR_GR_CO_00001 | N-1 400 kV Babaeski-N Santa | [MK-GR] 400 kV Bitola-Meliti | XFL_BI11_GMELIT11_1:line | -1355 |  | 1600 | -245 | 85 | []
RS_CO_00004 | N-1 400 kV Nis 2 âLeskovac 2 | [MK-GR] 400 kV Bitola-Meliti | XFL_BI11_GMELIT11_1:line | -1343 |  | 1600 | -257 | 84 | []
RS_CO_00003 | N-1 400 kV Vranje 4 âLeskovac 2 | [MK-GR] 400 kV Bitola-Meliti | XFL_BI11_GMELIT11_1:line | -1332 |  | 1600 | -268 | 83 | []
AL_ME_CO_00001 | N-1 400 kV Tirana 2âPodgorica 2 | [MK-GR] 400 kV Bitola-Meliti | XFL_BI11_GMELIT11_1:line | -1330 |  | 1600 | -270 | 83 | []
BG_CO_00016 | N-1 400kV Kozloduy - Sofia Zapad ck.2 | [MK-GR] 400 kV Bitola-Meliti | XFL_BI11_GMELIT11_1:line | -1329 |  | 1600 | -271 | 83 | []
TR_CO_00001 | N-1 400 kV Habitabat NGCC -Babaeski | [MK-GR] 400 kV Bitola-Meliti | XFL_BI11_GMELIT11_1:line | -1328 |  | 1600 | -272 | 83 | []
BG_TR_CO_00002 | N-1 400kV Maritsa 3 - Hamitabat 2 | [MK-GR] 400 kV Bitola-Meliti | XFL_BI11_GMELIT11_1:line | -1328 |  | 1600 | -272 | 83 | []
BG_CO_00013 | N-1 400kV Burgas â Maritsa Iztok 2 | [MK-GR] 400 kV Bitola-Meliti | XFL_BI11_GMELIT11_1:line | -1326 |  | 1600 | -274 | 83 | []
BG_TR_CO_00001 | N-1 400kV Maritsa 3 - Hamitabat 1 | [MK-GR] 400 kV Bitola-Meliti | XFL_BI11_GMELIT11_1:line | -1326 |  | 1600 | -274 | 83 | []
RS_MK_00001 | N-1 400 kV Vranje 4 -Stip | [MK-GR] 400 kV Bitola-Meliti | XFL_BI11_GMELIT11_1:line | -1326 |  | 1600 | -274 | 83 | []
BC | Base Case | [MK-GR] 400 kV Bitola-Meliti | XFL_BI11_GMELIT11_1:line | -1324 |  | 1600 | -276 | 83 | []
BG_CO_00010 | N-1 400kV Maritsa Iztok â Maritsa Iztok 3 | [MK-GR] 400 kV Bitola-Meliti | XFL_BI11_GMELIT11_1:line | -1324 |  | 1600 | -276 | 83 | []
BG_CO_00002 | N-1 400kV Sofia Zapad - Chervena Mogila ck. 1 | [MK-GR] 400 kV Bitola-Meliti | XFL_BI11_GMELIT11_1:line | -1323 |  | 1600 | -277 | 83 | []
BG_CO_00009 | N-1 400kV Maritsa Iztok 2Â - Maritsa Iztok 3 | [MK-GR] 400 kV Bitola-Meliti | XFL_BI11_GMELIT11_1:line | -1323 |  | 1600 | -277 | 83 | []
BG_CO_00012 | Â N-1 400kV Varna - Burgas | [MK-GR] 400 kV Bitola-Meliti | XFL_BI11_GMELIT11_1:line | -1323 |  | 1600 | -277 | 83 | []
BG_CO_00011 | N-1 400kV Maritsa Iztok - Plovdiv | [MK-GR] 400 kV Bitola-Meliti | XFL_BI11_GMELIT11_1:line | -1322 |  | 1600 | -278 | 83 | []
RS_KS_CO_00002 | N-1 400 kV Kosovo B-Nis 2 | [MK-GR] 400 kV Bitola-Meliti | XFL_BI11_GMELIT11_1:line | -1321 |  | 1600 | -279 | 83 | []
BG_RS_CO_00001 | N-1 400kV Sofia Zapad - Nis Â | [MK-GR] 400 kV Bitola-Meliti | XFL_BI11_GMELIT11_1:line | -1299 |  | 1600 | -301 | 81 | []
BG_CO_00005, BG_CO_00007 | N-1 400kV Vetren - Chervena Mogila , N-1 400kV Maritsa Iztok - Plovdiv ck. 2 | [MK-GR] 400 kV Bitola-Meliti | XFL_BI11_GMELIT11_1:line | -1298 |  | 1600 | -302 | 81 | []
BG_CO_00006, BG_CO_00008 | N-1 400kV Plovdiv - Vetren , N-1 400kV Plovdiv - Vetren | [MK-GR] 400 kV Bitola-Meliti | XFL_BI11_GMELIT11_1:line | -1297 |  | 1600 | -303 | 81 | []
MK_CO_00003 | N-1 400 kV Skopje 4 âSkopje 5 | [MK-GR] 400 kV Bitola-Meliti | XFL_BI11_GMELIT11_1:line | -1275 |  | 1600 | -325 | 80 | []
BG_MK_CO_00001 | N-1 400kV Chervena Mogila - Stip | [MK-GR] 400 kV Bitola-Meliti | XFL_BI11_GMELIT11_1:line | -1250 |  | 1600 | -350 | 78 | []
GR_CO_00005 | N-1 400 kV Thessaloniki-Lagadas ck.2 | [MK-GR] 400 kV Bitola-Meliti | XFL_BI11_GMELIT11_1:line | -1227 |  | 1600 | -373 | 77 | []
IT_GR_CO_00001 | N-1 400 kV Galatina-Arachthos | [MK-GR] 400 kV Bitola-Meliti | XFL_BI11_GMELIT11_1:line | -1223 |  | 1600 | -377 | 76 | []
MK_CO_00002 | N-1 400 kV Dubrovo âStip | [MK-GR] 400 kV Bitola-Meliti | XFL_BI11_GMELIT11_1:line | -1212 |  | 1600 | -388 | 76 | []

## 1730Preventive
Detailed results
Generated at: | 2024-01-24 19:17
Business day: | 25.01.2024
Timestamp: | 17:30
Border & direction: | North-Greece Exporting
Horizon: | DA
Remedial actions: | true
Evaluation type: | PREVENTIVE
TTC [MW]: | 2360
Fallback applied | false
Loading threshold | 0.7
Applied RAs
CO ID | RA ID | Name of the RA | Usage | Type | Location | Status
Limiting CNECs
CO ID | Name of the CO | Name of the CNE | CNE UCTE branch | Calculated I (A) | I max (PRE) | I max (CUR) | Margin (A) | Loading (%) | Applicable curative RAs
AL_GR_CO_00001 | N-1 400 kV Zemplak-Kardia | [MK-GR] 400 kV Bitola-Meliti | XFL_BI11_GMELIT11_1:line | -1594 | 1600 | 1600 | -6 | 100 | []
MK_GR_CO_00002 | N-1 400 kV Dubrovo-Thessaloniki | [MK-GR] 400 kV Bitola-Meliti | XFL_BI11_GMELIT11_1:line | -1507 | 1600 | 1600 | -93 | 94 | []
AL_CO_00002 | N-1 400 kV Elbasan 2-Zemlak | [MK-GR] 400 kV Bitola-Meliti | XFL_BI11_GMELIT11_1:line | -1491 | 1600 | 1600 | -109 | 93 | []
BG_GR_CO_00001 | N-1 400 kV Blagoevgrad - Thessaloniki | [MK-GR] 400 kV Bitola-Meliti | XFL_BI11_GMELIT11_1:line | -1430 | 1600 | 1600 | -170 | 89 | []
GR_CO_00004 | N-1 400 kV Amideo-Lagadas ck.2 | [MK-GR] 400 kV Bitola-Meliti | XFL_BI11_GMELIT11_1:line | -1423 | 1600 | 1600 | -177 | 89 | []
GR_CO_00002 | N-1 400 kV Filippoi-Lagadas ck.2 | [MK-GR] 400 kV Bitola-Meliti | XFL_BI11_GMELIT11_1:line | -1403 | 1600 | 1600 | -197 | 88 | []
GR_CO_00001 | N-1 400 kV Filippoi-Nea Santa ck.2 | [MK-GR] 400 kV Bitola-Meliti | XFL_BI11_GMELIT11_1:line | -1394 | 1600 | 1600 | -206 | 87 | []
BG_CO_00001 | N-1 400kV Chervena Mogila - Blagoevgrad ck. 1 | [MK-GR] 400 kV Bitola-Meliti | XFL_BI11_GMELIT11_1:line | -1388 | 1600 | 1600 | -212 | 87 | []
KS_CO_00001 | N-1 400 kV Kosovo B-Urosevac | [MK-GR] 400 kV Bitola-Meliti | XFL_BI11_GMELIT11_1:line | -1379 | 1600 | 1600 | -221 | 86 | []
AL_CO_00001 | N-1 400 kV Elbasan 2-Tirana 2 | [MK-GR] 400 kV Bitola-Meliti | XFL_BI11_GMELIT11_1:line | -1369 | 1600 | 1600 | -231 | 86 | []
BG_GR_CO_00002 | N-1 400kV MARITSA IZTOK-NEA SANTA-CK-1 | [MK-GR] 400 kV Bitola-Meliti | XFL_BI11_GMELIT11_1:line | -1332 | 1600 | 1600 | -268 | 83 | []
KS_ME_CO_00001 | N-1 400 kV Pec 3-Ribarevina | [MK-GR] 400 kV Bitola-Meliti | XFL_BI11_GMELIT11_1:line | -1322 | 1600 | 1600 | -278 | 83 | []
TR_GR_CO_00001 | N-1 400 kV Babaeski-N Santa | [MK-GR] 400 kV Bitola-Meliti | XFL_BI11_GMELIT11_1:line | -1322 | 1600 | 1600 | -278 | 83 | []
RS_CO_00004 | N-1 400 kV Nis 2 âLeskovac 2 | [MK-GR] 400 kV Bitola-Meliti | XFL_BI11_GMELIT11_1:line | -1313 | 1600 | 1600 | -287 | 82 | []
MK_KS_CO_00001 | N-1 400 kV Skopje 5 âUrosevac | [MK-GR] 400 kV Bitola-Meliti | XFL_BI11_GMELIT11_1:line | -1312 | 1600 | 1600 | -288 | 82 | []
AL_ME_CO_00001 | N-1 400 kV Tirana 2âPodgorica 2 | [MK-GR] 400 kV Bitola-Meliti | XFL_BI11_GMELIT11_1:line | -1306 | 1600 | 1600 | -294 | 82 | []
RS_CO_00003 | N-1 400 kV Vranje 4 âLeskovac 2 | [MK-GR] 400 kV Bitola-Meliti | XFL_BI11_GMELIT11_1:line | -1301 | 1600 | 1600 | -299 | 81 | []
BG_CO_00016 | N-1 400kV Kozloduy - Sofia Zapad ck.2 | [MK-GR] 400 kV Bitola-Meliti | XFL_BI11_GMELIT11_1:line | -1301 | 1600 | 1600 | -299 | 81 | []
BG_CO_00013 | N-1 400kV Burgas â Maritsa Iztok 2 | [MK-GR] 400 kV Bitola-Meliti | XFL_BI11_GMELIT11_1:line | -1299 | 1600 | 1600 | -301 | 81 | []
BG_TR_CO_00002 | N-1 400kV Maritsa 3 - Hamitabat 2 | [MK-GR] 400 kV Bitola-Meliti | XFL_BI11_GMELIT11_1:line | -1299 | 1600 | 1600 | -301 | 81 | []
TR_CO_00001 | N-1 400 kV Habitabat NGCC -Babaeski | [MK-GR] 400 kV Bitola-Meliti | XFL_BI11_GMELIT11_1:line | -1299 | 1600 | 1600 | -301 | 81 | []
BG_TR_CO_00001 | N-1 400kV Maritsa 3 - Hamitabat 1 | [MK-GR] 400 kV Bitola-Meliti | XFL_BI11_GMELIT11_1:line | -1298 | 1600 | 1600 | -302 | 81 | []
RS_KS_CO_00002 | N-1 400 kV Kosovo B-Nis 2 | [MK-GR] 400 kV Bitola-Meliti | XFL_BI11_GMELIT11_1:line | -1296 | 1600 | 1600 | -304 | 81 | []
BC | Base Case | [MK-GR] 400 kV Bitola-Meliti | XFL_BI11_GMELIT11_1:line | -1296 | 1600 | 1600 | -304 | 81 | []
BG_CO_00010 | N-1 400kV Maritsa Iztok â Maritsa Iztok 3 | [MK-GR] 400 kV Bitola-Meliti | XFL_BI11_GMELIT11_1:line | -1296 | 1600 | 1600 | -304 | 81 | []
BG_CO_00012 | Â N-1 400kV Varna - Burgas | [MK-GR] 400 kV Bitola-Meliti | XFL_BI11_GMELIT11_1:line | -1295 | 1600 | 1600 | -305 | 81 | []
BG_CO_00009 | N-1 400kV Maritsa Iztok 2Â - Maritsa Iztok 3 | [MK-GR] 400 kV Bitola-Meliti | XFL_BI11_GMELIT11_1:line | -1295 | 1600 | 1600 | -305 | 81 | []
BG_CO_00002 | N-1 400kV Sofia Zapad - Chervena Mogila ck. 1 | [MK-GR] 400 kV Bitola-Meliti | XFL_BI11_GMELIT11_1:line | -1294 | 1600 | 1600 | -306 | 81 | []
BG_CO_00011 | N-1 400kV Maritsa Iztok - Plovdiv | [MK-GR] 400 kV Bitola-Meliti | XFL_BI11_GMELIT11_1:line | -1294 | 1600 | 1600 | -306 | 81 | []
RS_MK_00001 | N-1 400 kV Vranje 4 -Stip | [MK-GR] 400 kV Bitola-Meliti | XFL_BI11_GMELIT11_1:line | -1294 | 1600 | 1600 | -306 | 81 | []
BG_CO_00007 | N-1 400kV Maritsa Iztok - Plovdiv ck. 2 | [MK-GR] 400 kV Bitola-Meliti | XFL_BI11_GMELIT11_1:line | -1294 | 1600 | 1600 | -306 | 81 | []
BG_RS_CO_00001 | N-1 400kV Sofia Zapad - Nis Â | [MK-GR] 400 kV Bitola-Meliti | XFL_BI11_GMELIT11_1:line | -1284 | 1600 | 1600 | -316 | 80 | []
BG_CO_00006, BG_CO_00008 | N-1 400kV Plovdiv - Vetren , N-1 400kV Plovdiv - Vetren | [MK-GR] 400 kV Bitola-Meliti | XFL_BI11_GMELIT11_1:line | -1273 | 1600 | 1600 | -327 | 80 | []
BG_MK_CO_00001 | N-1 400kV Chervena Mogila - Stip | [MK-GR] 400 kV Bitola-Meliti | XFL_BI11_GMELIT11_1:line | -1262 | 1600 | 1600 | -338 | 79 | []
MK_CO_00003 | N-1 400 kV Skopje 4 âSkopje 5 | [MK-GR] 400 kV Bitola-Meliti | XFL_BI11_GMELIT11_1:line | -1236 | 1600 | 1600 | -364 | 77 | []
MK_CO_00002 | N-1 400 kV Dubrovo âStip | [MK-GR] 400 kV Bitola-Meliti | XFL_BI11_GMELIT11_1:line | -1211 | 1600 | 1600 | -389 | 76 | []
GR_CO_00005 | N-1 400 kV Thessaloniki-Lagadas ck.2 | [MK-GR] 400 kV Bitola-Meliti | XFL_BI11_GMELIT11_1:line | -1204 | 1600 | 1600 | -396 | 75 | []
IT_GR_CO_00001 | N-1 400 kV Galatina-Arachthos | [MK-GR] 400 kV Bitola-Meliti | XFL_BI11_GMELIT11_1:line | -1182 | 1600 | 1600 | -418 | 74 | []

## 1730Curative
Detailed results
Generated at: | 2024-01-24 19:17
Business day: | 25.01.2024
Timestamp: | 17:30
Border & direction: | North-Greece Exporting
Horizon: | DA
Remedial actions: | true
Evaluation type: | CURATIVE
TTC [MW]: | 2360
Fallback applied | false
Loading threshold | 0.7
Applied RAs
CO ID | RA ID | Name of the RA | Usage | Type | Location | Status
Limiting CNECs
CO ID | Name of the CO | Name of the CNE | CNE UCTE branch | Calculated I (A) | I max (PRE) | I max (CUR) | Margin (A) | Loading (%) | Applicable curative RAs
AL_GR_CO_00001 | N-1 400 kV Zemplak-Kardia | [MK-GR] 400 kV Bitola-Meliti | XFL_BI11_GMELIT11_1:line | -1594 |  | 1600 | -6 | 100 | []
MK_GR_CO_00002 | N-1 400 kV Dubrovo-Thessaloniki | [MK-GR] 400 kV Bitola-Meliti | XFL_BI11_GMELIT11_1:line | -1507 |  | 1600 | -93 | 94 | []
AL_CO_00002 | N-1 400 kV Elbasan 2-Zemlak | [MK-GR] 400 kV Bitola-Meliti | XFL_BI11_GMELIT11_1:line | -1491 |  | 1600 | -109 | 93 | []
BG_GR_CO_00001 | N-1 400 kV Blagoevgrad - Thessaloniki | [MK-GR] 400 kV Bitola-Meliti | XFL_BI11_GMELIT11_1:line | -1430 |  | 1600 | -170 | 89 | []
GR_CO_00004 | N-1 400 kV Amideo-Lagadas ck.2 | [MK-GR] 400 kV Bitola-Meliti | XFL_BI11_GMELIT11_1:line | -1423 |  | 1600 | -177 | 89 | []
GR_CO_00002 | N-1 400 kV Filippoi-Lagadas ck.2 | [MK-GR] 400 kV Bitola-Meliti | XFL_BI11_GMELIT11_1:line | -1403 |  | 1600 | -197 | 88 | []
GR_CO_00001 | N-1 400 kV Filippoi-Nea Santa ck.2 | [MK-GR] 400 kV Bitola-Meliti | XFL_BI11_GMELIT11_1:line | -1394 |  | 1600 | -206 | 87 | []
BG_CO_00001 | N-1 400kV Chervena Mogila - Blagoevgrad ck. 1 | [MK-GR] 400 kV Bitola-Meliti | XFL_BI11_GMELIT11_1:line | -1388 |  | 1600 | -212 | 87 | []
KS_CO_00001 | N-1 400 kV Kosovo B-Urosevac | [MK-GR] 400 kV Bitola-Meliti | XFL_BI11_GMELIT11_1:line | -1379 |  | 1600 | -221 | 86 | []
AL_CO_00001 | N-1 400 kV Elbasan 2-Tirana 2 | [MK-GR] 400 kV Bitola-Meliti | XFL_BI11_GMELIT11_1:line | -1369 |  | 1600 | -231 | 86 | []
BG_GR_CO_00002 | N-1 400kV MARITSA IZTOK-NEA SANTA-CK-1 | [MK-GR] 400 kV Bitola-Meliti | XFL_BI11_GMELIT11_1:line | -1332 |  | 1600 | -268 | 83 | []
KS_ME_CO_00001 | N-1 400 kV Pec 3-Ribarevina | [MK-GR] 400 kV Bitola-Meliti | XFL_BI11_GMELIT11_1:line | -1322 |  | 1600 | -278 | 83 | []
TR_GR_CO_00001 | N-1 400 kV Babaeski-N Santa | [MK-GR] 400 kV Bitola-Meliti | XFL_BI11_GMELIT11_1:line | -1322 |  | 1600 | -278 | 83 | []
RS_CO_00004 | N-1 400 kV Nis 2 âLeskovac 2 | [MK-GR] 400 kV Bitola-Meliti | XFL_BI11_GMELIT11_1:line | -1313 |  | 1600 | -287 | 82 | []
MK_KS_CO_00001 | N-1 400 kV Skopje 5 âUrosevac | [MK-GR] 400 kV Bitola-Meliti | XFL_BI11_GMELIT11_1:line | -1312 |  | 1600 | -288 | 82 | []
AL_ME_CO_00001 | N-1 400 kV Tirana 2âPodgorica 2 | [MK-GR] 400 kV Bitola-Meliti | XFL_BI11_GMELIT11_1:line | -1306 |  | 1600 | -294 | 82 | []
RS_CO_00003 | N-1 400 kV Vranje 4 âLeskovac 2 | [MK-GR] 400 kV Bitola-Meliti | XFL_BI11_GMELIT11_1:line | -1301 |  | 1600 | -299 | 81 | []
BG_CO_00016 | N-1 400kV Kozloduy - Sofia Zapad ck.2 | [MK-GR] 400 kV Bitola-Meliti | XFL_BI11_GMELIT11_1:line | -1301 |  | 1600 | -299 | 81 | []
BG_CO_00013 | N-1 400kV Burgas â Maritsa Iztok 2 | [MK-GR] 400 kV Bitola-Meliti | XFL_BI11_GMELIT11_1:line | -1299 |  | 1600 | -301 | 81 | []
BG_TR_CO_00002 | N-1 400kV Maritsa 3 - Hamitabat 2 | [MK-GR] 400 kV Bitola-Meliti | XFL_BI11_GMELIT11_1:line | -1299 |  | 1600 | -301 | 81 | []
TR_CO_00001 | N-1 400 kV Habitabat NGCC -Babaeski | [MK-GR] 400 kV Bitola-Meliti | XFL_BI11_GMELIT11_1:line | -1299 |  | 1600 | -301 | 81 | []
BG_TR_CO_00001 | N-1 400kV Maritsa 3 - Hamitabat 1 | [MK-GR] 400 kV Bitola-Meliti | XFL_BI11_GMELIT11_1:line | -1298 |  | 1600 | -302 | 81 | []
RS_KS_CO_00002 | N-1 400 kV Kosovo B-Nis 2 | [MK-GR] 400 kV Bitola-Meliti | XFL_BI11_GMELIT11_1:line | -1296 |  | 1600 | -304 | 81 | []
BC | Base Case | [MK-GR] 400 kV Bitola-Meliti | XFL_BI11_GMELIT11_1:line | -1296 |  | 1600 | -304 | 81 | []
BG_CO_00010 | N-1 400kV Maritsa Iztok â Maritsa Iztok 3 | [MK-GR] 400 kV Bitola-Meliti | XFL_BI11_GMELIT11_1:line | -1296 |  | 1600 | -304 | 81 | []
BG_CO_00012 | Â N-1 400kV Varna - Burgas | [MK-GR] 400 kV Bitola-Meliti | XFL_BI11_GMELIT11_1:line | -1295 |  | 1600 | -305 | 81 | []
BG_CO_00009 | N-1 400kV Maritsa Iztok 2Â - Maritsa Iztok 3 | [MK-GR] 400 kV Bitola-Meliti | XFL_BI11_GMELIT11_1:line | -1295 |  | 1600 | -305 | 81 | []
BG_CO_00002 | N-1 400kV Sofia Zapad - Chervena Mogila ck. 1 | [MK-GR] 400 kV Bitola-Meliti | XFL_BI11_GMELIT11_1:line | -1294 |  | 1600 | -306 | 81 | []
BG_CO_00011 | N-1 400kV Maritsa Iztok - Plovdiv | [MK-GR] 400 kV Bitola-Meliti | XFL_BI11_GMELIT11_1:line | -1294 |  | 1600 | -306 | 81 | []
RS_MK_00001 | N-1 400 kV Vranje 4 -Stip | [MK-GR] 400 kV Bitola-Meliti | XFL_BI11_GMELIT11_1:line | -1294 |  | 1600 | -306 | 81 | []
BG_CO_00007 | N-1 400kV Maritsa Iztok - Plovdiv ck. 2 | [MK-GR] 400 kV Bitola-Meliti | XFL_BI11_GMELIT11_1:line | -1294 |  | 1600 | -306 | 81 | []
BG_RS_CO_00001 | N-1 400kV Sofia Zapad - Nis Â | [MK-GR] 400 kV Bitola-Meliti | XFL_BI11_GMELIT11_1:line | -1284 |  | 1600 | -316 | 80 | []
BG_CO_00006, BG_CO_00008 | N-1 400kV Plovdiv - Vetren , N-1 400kV Plovdiv - Vetren | [MK-GR] 400 kV Bitola-Meliti | XFL_BI11_GMELIT11_1:line | -1273 |  | 1600 | -327 | 80 | []
BG_MK_CO_00001 | N-1 400kV Chervena Mogila - Stip | [MK-GR] 400 kV Bitola-Meliti | XFL_BI11_GMELIT11_1:line | -1262 |  | 1600 | -338 | 79 | []
MK_CO_00003 | N-1 400 kV Skopje 4 âSkopje 5 | [MK-GR] 400 kV Bitola-Meliti | XFL_BI11_GMELIT11_1:line | -1236 |  | 1600 | -364 | 77 | []
MK_CO_00002 | N-1 400 kV Dubrovo âStip | [MK-GR] 400 kV Bitola-Meliti | XFL_BI11_GMELIT11_1:line | -1211 |  | 1600 | -389 | 76 | []
GR_CO_00005 | N-1 400 kV Thessaloniki-Lagadas ck.2 | [MK-GR] 400 kV Bitola-Meliti | XFL_BI11_GMELIT11_1:line | -1204 |  | 1600 | -396 | 75 | []
IT_GR_CO_00001 | N-1 400 kV Galatina-Arachthos | [MK-GR] 400 kV Bitola-Meliti | XFL_BI11_GMELIT11_1:line | -1182 |  | 1600 | -418 | 74 | []

## 1830Preventive
Detailed results
Generated at: | 2024-01-24 19:17
Business day: | 25.01.2024
Timestamp: | 18:30
Border & direction: | North-Greece Exporting
Horizon: | DA
Remedial actions: | true
Evaluation type: | PREVENTIVE
TTC [MW]: | 2482
Fallback applied | false
Loading threshold | 0.7
Applied RAs
CO ID | RA ID | Name of the RA | Usage | Type | Location | Status
Limiting CNECs
CO ID | Name of the CO | Name of the CNE | CNE UCTE branch | Calculated I (A) | I max (PRE) | I max (CUR) | Margin (A) | Loading (%) | Applicable curative RAs
AL_GR_CO_00001 | N-1 400 kV Zemplak-Kardia | [MK-GR] 400 kV Bitola-Meliti | XFL_BI11_GMELIT11_1:line | -1598 | 1600 | 1600 | -2 | 100 | []
MK_GR_CO_00002 | N-1 400 kV Dubrovo-Thessaloniki | [MK-GR] 400 kV Bitola-Meliti | XFL_BI11_GMELIT11_1:line | -1530 | 1600 | 1600 | -70 | 96 | []
AL_CO_00002 | N-1 400 kV Elbasan 2-Zemlak | [MK-GR] 400 kV Bitola-Meliti | XFL_BI11_GMELIT11_1:line | -1504 | 1600 | 1600 | -96 | 94 | []
BG_GR_CO_00001 | N-1 400 kV Blagoevgrad - Thessaloniki | [MK-GR] 400 kV Bitola-Meliti | XFL_BI11_GMELIT11_1:line | -1490 | 1600 | 1600 | -110 | 93 | []
GR_CO_00004 | N-1 400 kV Amideo-Lagadas ck.2 | [MK-GR] 400 kV Bitola-Meliti | XFL_BI11_GMELIT11_1:line | -1470 | 1600 | 1600 | -130 | 92 | []
GR_CO_00002 | N-1 400 kV Filippoi-Lagadas ck.2 | [MK-GR] 400 kV Bitola-Meliti | XFL_BI11_GMELIT11_1:line | -1456 | 1600 | 1600 | -144 | 91 | []
GR_CO_00001 | N-1 400 kV Filippoi-Nea Santa ck.2 | [MK-GR] 400 kV Bitola-Meliti | XFL_BI11_GMELIT11_1:line | -1456 | 1600 | 1600 | -144 | 91 | []
BG_CO_00001 | N-1 400kV Chervena Mogila - Blagoevgrad ck. 1 | [MK-GR] 400 kV Bitola-Meliti | XFL_BI11_GMELIT11_1:line | -1436 | 1600 | 1600 | -164 | 90 | []
KS_CO_00001 | N-1 400 kV Kosovo B-Urosevac | [MK-GR] 400 kV Bitola-Meliti | XFL_BI11_GMELIT11_1:line | -1427 | 1600 | 1600 | -173 | 89 | []
AL_CO_00001 | N-1 400 kV Elbasan 2-Tirana 2 | [MK-GR] 400 kV Bitola-Meliti | XFL_BI11_GMELIT11_1:line | -1389 | 1600 | 1600 | -211 | 87 | []
MK_KS_CO_00001 | N-1 400 kV Skopje 5 âUrosevac | [MK-GR] 400 kV Bitola-Meliti | XFL_BI11_GMELIT11_1:line | -1380 | 1600 | 1600 | -220 | 86 | []
BG_GR_CO_00002 | N-1 400kV MARITSA IZTOK-NEA SANTA-CK-1 | [MK-GR] 400 kV Bitola-Meliti | XFL_BI11_GMELIT11_1:line | -1375 | 1600 | 1600 | -225 | 86 | []
TR_GR_CO_00001 | N-1 400 kV Babaeski-N Santa | [MK-GR] 400 kV Bitola-Meliti | XFL_BI11_GMELIT11_1:line | -1360 | 1600 | 1600 | -240 | 85 | []
KS_ME_CO_00001 | N-1 400 kV Pec 3-Ribarevina | [MK-GR] 400 kV Bitola-Meliti | XFL_BI11_GMELIT11_1:line | -1360 | 1600 | 1600 | -240 | 85 | []
RS_CO_00004 | N-1 400 kV Nis 2 âLeskovac 2 | [MK-GR] 400 kV Bitola-Meliti | XFL_BI11_GMELIT11_1:line | -1348 | 1600 | 1600 | -252 | 84 | []
RS_CO_00003 | N-1 400 kV Vranje 4 âLeskovac 2 | [MK-GR] 400 kV Bitola-Meliti | XFL_BI11_GMELIT11_1:line | -1337 | 1600 | 1600 | -263 | 84 | []
RS_MK_00001 | N-1 400 kV Vranje 4 -Stip | [MK-GR] 400 kV Bitola-Meliti | XFL_BI11_GMELIT11_1:line | -1331 | 1600 | 1600 | -269 | 83 | []
BG_CO_00016 | N-1 400kV Kozloduy - Sofia Zapad ck.2 | [MK-GR] 400 kV Bitola-Meliti | XFL_BI11_GMELIT11_1:line | -1331 | 1600 | 1600 | -269 | 83 | []
BG_TR_CO_00002 | N-1 400kV Maritsa 3 - Hamitabat 2 | [MK-GR] 400 kV Bitola-Meliti | XFL_BI11_GMELIT11_1:line | -1329 | 1600 | 1600 | -271 | 83 | []
TR_CO_00001 | N-1 400 kV Habitabat NGCC -Babaeski | [MK-GR] 400 kV Bitola-Meliti | XFL_BI11_GMELIT11_1:line | -1328 | 1600 | 1600 | -272 | 83 | []
AL_ME_CO_00001 | N-1 400 kV Tirana 2âPodgorica 2 | [MK-GR] 400 kV Bitola-Meliti | XFL_BI11_GMELIT11_1:line | -1328 | 1600 | 1600 | -272 | 83 | []
BG_TR_CO_00001 | N-1 400kV Maritsa 3 - Hamitabat 1 | [MK-GR] 400 kV Bitola-Meliti | XFL_BI11_GMELIT11_1:line | -1328 | 1600 | 1600 | -272 | 83 | []
BG_CO_00013 | N-1 400kV Burgas â Maritsa Iztok 2 | [MK-GR] 400 kV Bitola-Meliti | XFL_BI11_GMELIT11_1:line | -1326 | 1600 | 1600 | -274 | 83 | []
BC | Base Case | [MK-GR] 400 kV Bitola-Meliti | XFL_BI11_GMELIT11_1:line | -1325 | 1600 | 1600 | -275 | 83 | []
BG_CO_00010 | N-1 400kV Maritsa Iztok â Maritsa Iztok 3 | [MK-GR] 400 kV Bitola-Meliti | XFL_BI11_GMELIT11_1:line | -1325 | 1600 | 1600 | -275 | 83 | []
RS_KS_CO_00002 | N-1 400 kV Kosovo B-Nis 2 | [MK-GR] 400 kV Bitola-Meliti | XFL_BI11_GMELIT11_1:line | -1324 | 1600 | 1600 | -276 | 83 | []
BG_CO_00002 | N-1 400kV Sofia Zapad - Chervena Mogila ck. 1 | [MK-GR] 400 kV Bitola-Meliti | XFL_BI11_GMELIT11_1:line | -1324 | 1600 | 1600 | -276 | 83 | []
BG_CO_00009 | N-1 400kV Maritsa Iztok 2Â - Maritsa Iztok 3 | [MK-GR] 400 kV Bitola-Meliti | XFL_BI11_GMELIT11_1:line | -1323 | 1600 | 1600 | -277 | 83 | []
BG_CO_00012 | Â N-1 400kV Varna - Burgas | [MK-GR] 400 kV Bitola-Meliti | XFL_BI11_GMELIT11_1:line | -1323 | 1600 | 1600 | -277 | 83 | []
BG_CO_00011 | N-1 400kV Maritsa Iztok - Plovdiv | [MK-GR] 400 kV Bitola-Meliti | XFL_BI11_GMELIT11_1:line | -1323 | 1600 | 1600 | -277 | 83 | []
BG_CO_00005, BG_CO_00007 | N-1 400kV Vetren - Chervena Mogila , N-1 400kV Maritsa Iztok - Plovdiv ck. 2 | [MK-GR] 400 kV Bitola-Meliti | XFL_BI11_GMELIT11_1:line | -1298 | 1600 | 1600 | -302 | 81 | []
BG_RS_CO_00001 | N-1 400kV Sofia Zapad - Nis Â | [MK-GR] 400 kV Bitola-Meliti | XFL_BI11_GMELIT11_1:line | -1297 | 1600 | 1600 | -303 | 81 | []
BG_CO_00006, BG_CO_00008 | N-1 400kV Plovdiv - Vetren , N-1 400kV Plovdiv - Vetren | [MK-GR] 400 kV Bitola-Meliti | XFL_BI11_GMELIT11_1:line | -1296 | 1600 | 1600 | -304 | 81 | []
MK_CO_00003 | N-1 400 kV Skopje 4 âSkopje 5 | [MK-GR] 400 kV Bitola-Meliti | XFL_BI11_GMELIT11_1:line | -1281 | 1600 | 1600 | -319 | 80 | []
BG_MK_CO_00001 | N-1 400kV Chervena Mogila - Stip | [MK-GR] 400 kV Bitola-Meliti | XFL_BI11_GMELIT11_1:line | -1253 | 1600 | 1600 | -347 | 78 | []
GR_CO_00005 | N-1 400 kV Thessaloniki-Lagadas ck.2 | [MK-GR] 400 kV Bitola-Meliti | XFL_BI11_GMELIT11_1:line | -1227 | 1600 | 1600 | -373 | 77 | []
MK_CO_00002 | N-1 400 kV Dubrovo âStip | [MK-GR] 400 kV Bitola-Meliti | XFL_BI11_GMELIT11_1:line | -1224 | 1600 | 1600 | -376 | 76 | []
IT_GR_CO_00001 | N-1 400 kV Galatina-Arachthos | [MK-GR] 400 kV Bitola-Meliti | XFL_BI11_GMELIT11_1:line | -1222 | 1600 | 1600 | -378 | 76 | []

## 1830Curative
Detailed results
Generated at: | 2024-01-24 19:17
Business day: | 25.01.2024
Timestamp: | 18:30
Border & direction: | North-Greece Exporting
Horizon: | DA
Remedial actions: | true
Evaluation type: | CURATIVE
TTC [MW]: | 2482
Fallback applied | false
Loading threshold | 0.7
Applied RAs
CO ID | RA ID | Name of the RA | Usage | Type | Location | Status
Limiting CNECs
CO ID | Name of the CO | Name of the CNE | CNE UCTE branch | Calculated I (A) | I max (PRE) | I max (CUR) | Margin (A) | Loading (%) | Applicable curative RAs
AL_GR_CO_00001 | N-1 400 kV Zemplak-Kardia | [MK-GR] 400 kV Bitola-Meliti | XFL_BI11_GMELIT11_1:line | -1598 |  | 1600 | -2 | 100 | []
MK_GR_CO_00002 | N-1 400 kV Dubrovo-Thessaloniki | [MK-GR] 400 kV Bitola-Meliti | XFL_BI11_GMELIT11_1:line | -1530 |  | 1600 | -70 | 96 | []
AL_CO_00002 | N-1 400 kV Elbasan 2-Zemlak | [MK-GR] 400 kV Bitola-Meliti | XFL_BI11_GMELIT11_1:line | -1504 |  | 1600 | -96 | 94 | []
BG_GR_CO_00001 | N-1 400 kV Blagoevgrad - Thessaloniki | [MK-GR] 400 kV Bitola-Meliti | XFL_BI11_GMELIT11_1:line | -1490 |  | 1600 | -110 | 93 | []
GR_CO_00004 | N-1 400 kV Amideo-Lagadas ck.2 | [MK-GR] 400 kV Bitola-Meliti | XFL_BI11_GMELIT11_1:line | -1470 |  | 1600 | -130 | 92 | []
GR_CO_00002 | N-1 400 kV Filippoi-Lagadas ck.2 | [MK-GR] 400 kV Bitola-Meliti | XFL_BI11_GMELIT11_1:line | -1456 |  | 1600 | -144 | 91 | []
GR_CO_00001 | N-1 400 kV Filippoi-Nea Santa ck.2 | [MK-GR] 400 kV Bitola-Meliti | XFL_BI11_GMELIT11_1:line | -1456 |  | 1600 | -144 | 91 | []
BG_CO_00001 | N-1 400kV Chervena Mogila - Blagoevgrad ck. 1 | [MK-GR] 400 kV Bitola-Meliti | XFL_BI11_GMELIT11_1:line | -1436 |  | 1600 | -164 | 90 | []
KS_CO_00001 | N-1 400 kV Kosovo B-Urosevac | [MK-GR] 400 kV Bitola-Meliti | XFL_BI11_GMELIT11_1:line | -1427 |  | 1600 | -173 | 89 | []
AL_CO_00001 | N-1 400 kV Elbasan 2-Tirana 2 | [MK-GR] 400 kV Bitola-Meliti | XFL_BI11_GMELIT11_1:line | -1389 |  | 1600 | -211 | 87 | []
MK_KS_CO_00001 | N-1 400 kV Skopje 5 âUrosevac | [MK-GR] 400 kV Bitola-Meliti | XFL_BI11_GMELIT11_1:line | -1380 |  | 1600 | -220 | 86 | []
BG_GR_CO_00002 | N-1 400kV MARITSA IZTOK-NEA SANTA-CK-1 | [MK-GR] 400 kV Bitola-Meliti | XFL_BI11_GMELIT11_1:line | -1375 |  | 1600 | -225 | 86 | []
TR_GR_CO_00001 | N-1 400 kV Babaeski-N Santa | [MK-GR] 400 kV Bitola-Meliti | XFL_BI11_GMELIT11_1:line | -1360 |  | 1600 | -240 | 85 | []
KS_ME_CO_00001 | N-1 400 kV Pec 3-Ribarevina | [MK-GR] 400 kV Bitola-Meliti | XFL_BI11_GMELIT11_1:line | -1360 |  | 1600 | -240 | 85 | []
RS_CO_00004 | N-1 400 kV Nis 2 âLeskovac 2 | [MK-GR] 400 kV Bitola-Meliti | XFL_BI11_GMELIT11_1:line | -1348 |  | 1600 | -252 | 84 | []
RS_CO_00003 | N-1 400 kV Vranje 4 âLeskovac 2 | [MK-GR] 400 kV Bitola-Meliti | XFL_BI11_GMELIT11_1:line | -1337 |  | 1600 | -263 | 84 | []
RS_MK_00001 | N-1 400 kV Vranje 4 -Stip | [MK-GR] 400 kV Bitola-Meliti | XFL_BI11_GMELIT11_1:line | -1331 |  | 1600 | -269 | 83 | []
BG_CO_00016 | N-1 400kV Kozloduy - Sofia Zapad ck.2 | [MK-GR] 400 kV Bitola-Meliti | XFL_BI11_GMELIT11_1:line | -1331 |  | 1600 | -269 | 83 | []
BG_TR_CO_00002 | N-1 400kV Maritsa 3 - Hamitabat 2 | [MK-GR] 400 kV Bitola-Meliti | XFL_BI11_GMELIT11_1:line | -1329 |  | 1600 | -271 | 83 | []
TR_CO_00001 | N-1 400 kV Habitabat NGCC -Babaeski | [MK-GR] 400 kV Bitola-Meliti | XFL_BI11_GMELIT11_1:line | -1328 |  | 1600 | -272 | 83 | []
AL_ME_CO_00001 | N-1 400 kV Tirana 2âPodgorica 2 | [MK-GR] 400 kV Bitola-Meliti | XFL_BI11_GMELIT11_1:line | -1328 |  | 1600 | -272 | 83 | []
BG_TR_CO_00001 | N-1 400kV Maritsa 3 - Hamitabat 1 | [MK-GR] 400 kV Bitola-Meliti | XFL_BI11_GMELIT11_1:line | -1328 |  | 1600 | -272 | 83 | []
BG_CO_00013 | N-1 400kV Burgas â Maritsa Iztok 2 | [MK-GR] 400 kV Bitola-Meliti | XFL_BI11_GMELIT11_1:line | -1326 |  | 1600 | -274 | 83 | []
BC | Base Case | [MK-GR] 400 kV Bitola-Meliti | XFL_BI11_GMELIT11_1:line | -1325 |  | 1600 | -275 | 83 | []
BG_CO_00010 | N-1 400kV Maritsa Iztok â Maritsa Iztok 3 | [MK-GR] 400 kV Bitola-Meliti | XFL_BI11_GMELIT11_1:line | -1325 |  | 1600 | -275 | 83 | []
RS_KS_CO_00002 | N-1 400 kV Kosovo B-Nis 2 | [MK-GR] 400 kV Bitola-Meliti | XFL_BI11_GMELIT11_1:line | -1324 |  | 1600 | -276 | 83 | []
BG_CO_00002 | N-1 400kV Sofia Zapad - Chervena Mogila ck. 1 | [MK-GR] 400 kV Bitola-Meliti | XFL_BI11_GMELIT11_1:line | -1324 |  | 1600 | -276 | 83 | []
BG_CO_00009 | N-1 400kV Maritsa Iztok 2Â - Maritsa Iztok 3 | [MK-GR] 400 kV Bitola-Meliti | XFL_BI11_GMELIT11_1:line | -1323 |  | 1600 | -277 | 83 | []
BG_CO_00012 | Â N-1 400kV Varna - Burgas | [MK-GR] 400 kV Bitola-Meliti | XFL_BI11_GMELIT11_1:line | -1323 |  | 1600 | -277 | 83 | []
BG_CO_00011 | N-1 400kV Maritsa Iztok - Plovdiv | [MK-GR] 400 kV Bitola-Meliti | XFL_BI11_GMELIT11_1:line | -1323 |  | 1600 | -277 | 83 | []
BG_CO_00005, BG_CO_00007 | N-1 400kV Vetren - Chervena Mogila , N-1 400kV Maritsa Iztok - Plovdiv ck. 2 | [MK-GR] 400 kV Bitola-Meliti | XFL_BI11_GMELIT11_1:line | -1298 |  | 1600 | -302 | 81 | []
BG_RS_CO_00001 | N-1 400kV Sofia Zapad - Nis Â | [MK-GR] 400 kV Bitola-Meliti | XFL_BI11_GMELIT11_1:line | -1297 |  | 1600 | -303 | 81 | []
BG_CO_00006, BG_CO_00008 | N-1 400kV Plovdiv - Vetren , N-1 400kV Plovdiv - Vetren | [MK-GR] 400 kV Bitola-Meliti | XFL_BI11_GMELIT11_1:line | -1296 |  | 1600 | -304 | 81 | []
MK_CO_00003 | N-1 400 kV Skopje 4 âSkopje 5 | [MK-GR] 400 kV Bitola-Meliti | XFL_BI11_GMELIT11_1:line | -1281 |  | 1600 | -319 | 80 | []
BG_MK_CO_00001 | N-1 400kV Chervena Mogila - Stip | [MK-GR] 400 kV Bitola-Meliti | XFL_BI11_GMELIT11_1:line | -1253 |  | 1600 | -347 | 78 | []
GR_CO_00005 | N-1 400 kV Thessaloniki-Lagadas ck.2 | [MK-GR] 400 kV Bitola-Meliti | XFL_BI11_GMELIT11_1:line | -1227 |  | 1600 | -373 | 77 | []
MK_CO_00002 | N-1 400 kV Dubrovo âStip | [MK-GR] 400 kV Bitola-Meliti | XFL_BI11_GMELIT11_1:line | -1224 |  | 1600 | -376 | 76 | []
IT_GR_CO_00001 | N-1 400 kV Galatina-Arachthos | [MK-GR] 400 kV Bitola-Meliti | XFL_BI11_GMELIT11_1:line | -1222 |  | 1600 | -378 | 76 | []

## 1930Preventive
Detailed results
Generated at: | 2024-01-24 19:17
Business day: | 25.01.2024
Timestamp: | 19:30
Border & direction: | North-Greece Exporting
Horizon: | DA
Remedial actions: | true
Evaluation type: | PREVENTIVE
TTC [MW]: | 2527
Fallback applied | false
Loading threshold | 0.7
Applied RAs
CO ID | RA ID | Name of the RA | Usage | Type | Location | Status
Limiting CNECs
CO ID | Name of the CO | Name of the CNE | CNE UCTE branch | Calculated I (A) | I max (PRE) | I max (CUR) | Margin (A) | Loading (%) | Applicable curative RAs
AL_GR_CO_00001 | N-1 400 kV Zemplak-Kardia | [MK-GR] 400 kV Bitola-Meliti | XFL_BI11_GMELIT11_1:line | -1592 | 1600 | 1600 | -8 | 99 | []
MK_GR_CO_00002 | N-1 400 kV Dubrovo-Thessaloniki | [MK-GR] 400 kV Bitola-Meliti | XFL_BI11_GMELIT11_1:line | -1525 | 1600 | 1600 | -75 | 95 | []
AL_CO_00002 | N-1 400 kV Elbasan 2-Zemlak | [MK-GR] 400 kV Bitola-Meliti | XFL_BI11_GMELIT11_1:line | -1493 | 1600 | 1600 | -107 | 93 | []
BG_GR_CO_00001 | N-1 400 kV Blagoevgrad - Thessaloniki | [MK-GR] 400 kV Bitola-Meliti | XFL_BI11_GMELIT11_1:line | -1491 | 1600 | 1600 | -109 | 93 | []
GR_CO_00004 | N-1 400 kV Amideo-Lagadas ck.2 | [MK-GR] 400 kV Bitola-Meliti | XFL_BI11_GMELIT11_1:line | -1473 | 1600 | 1600 | -127 | 92 | []
GR_CO_00001 | N-1 400 kV Filippoi-Nea Santa ck.2 | [MK-GR] 400 kV Bitola-Meliti | XFL_BI11_GMELIT11_1:line | -1464 | 1600 | 1600 | -136 | 91 | []
GR_CO_00002 | N-1 400 kV Filippoi-Lagadas ck.2 | [MK-GR] 400 kV Bitola-Meliti | XFL_BI11_GMELIT11_1:line | -1461 | 1600 | 1600 | -139 | 91 | []
BG_CO_00001 | N-1 400kV Chervena Mogila - Blagoevgrad ck. 1 | [MK-GR] 400 kV Bitola-Meliti | XFL_BI11_GMELIT11_1:line | -1441 | 1600 | 1600 | -159 | 90 | []
KS_CO_00001 | N-1 400 kV Kosovo B-Urosevac | [MK-GR] 400 kV Bitola-Meliti | XFL_BI11_GMELIT11_1:line | -1438 | 1600 | 1600 | -162 | 90 | []
MK_KS_CO_00001 | N-1 400 kV Skopje 5 âUrosevac | [MK-GR] 400 kV Bitola-Meliti | XFL_BI11_GMELIT11_1:line | -1404 | 1600 | 1600 | -196 | 88 | []
AL_CO_00001 | N-1 400 kV Elbasan 2-Tirana 2 | [MK-GR] 400 kV Bitola-Meliti | XFL_BI11_GMELIT11_1:line | -1382 | 1600 | 1600 | -218 | 86 | []
BG_GR_CO_00002 | N-1 400kV MARITSA IZTOK-NEA SANTA-CK-1 | [MK-GR] 400 kV Bitola-Meliti | XFL_BI11_GMELIT11_1:line | -1371 | 1600 | 1600 | -229 | 86 | []
TR_GR_CO_00001 | N-1 400 kV Babaeski-N Santa | [MK-GR] 400 kV Bitola-Meliti | XFL_BI11_GMELIT11_1:line | -1363 | 1600 | 1600 | -237 | 85 | []
KS_ME_CO_00001 | N-1 400 kV Pec 3-Ribarevina | [MK-GR] 400 kV Bitola-Meliti | XFL_BI11_GMELIT11_1:line | -1363 | 1600 | 1600 | -237 | 85 | []
RS_CO_00004 | N-1 400 kV Nis 2 âLeskovac 2 | [MK-GR] 400 kV Bitola-Meliti | XFL_BI11_GMELIT11_1:line | -1350 | 1600 | 1600 | -250 | 84 | []
RS_CO_00003 | N-1 400 kV Vranje 4 âLeskovac 2 | [MK-GR] 400 kV Bitola-Meliti | XFL_BI11_GMELIT11_1:line | -1340 | 1600 | 1600 | -260 | 84 | []
RS_MK_00001 | N-1 400 kV Vranje 4 -Stip | [MK-GR] 400 kV Bitola-Meliti | XFL_BI11_GMELIT11_1:line | -1336 | 1600 | 1600 | -264 | 83 | []
BG_CO_00016 | N-1 400kV Kozloduy - Sofia Zapad ck.2 | [MK-GR] 400 kV Bitola-Meliti | XFL_BI11_GMELIT11_1:line | -1330 | 1600 | 1600 | -270 | 83 | []
TR_CO_00001 | N-1 400 kV Habitabat NGCC -Babaeski | [MK-GR] 400 kV Bitola-Meliti | XFL_BI11_GMELIT11_1:line | -1330 | 1600 | 1600 | -270 | 83 | []
BG_TR_CO_00002 | N-1 400kV Maritsa 3 - Hamitabat 2 | [MK-GR] 400 kV Bitola-Meliti | XFL_BI11_GMELIT11_1:line | -1328 | 1600 | 1600 | -272 | 83 | []
BG_TR_CO_00001 | N-1 400kV Maritsa 3 - Hamitabat 1 | [MK-GR] 400 kV Bitola-Meliti | XFL_BI11_GMELIT11_1:line | -1327 | 1600 | 1600 | -273 | 83 | []
BG_CO_00013 | N-1 400kV Burgas â Maritsa Iztok 2 | [MK-GR] 400 kV Bitola-Meliti | XFL_BI11_GMELIT11_1:line | -1325 | 1600 | 1600 | -275 | 83 | []
BC | Base Case | [MK-GR] 400 kV Bitola-Meliti | XFL_BI11_GMELIT11_1:line | -1324 | 1600 | 1600 | -276 | 83 | []
BG_CO_00010 | N-1 400kV Maritsa Iztok â Maritsa Iztok 3 | [MK-GR] 400 kV Bitola-Meliti | XFL_BI11_GMELIT11_1:line | -1324 | 1600 | 1600 | -276 | 83 | []
RS_KS_CO_00002 | N-1 400 kV Kosovo B-Nis 2 | [MK-GR] 400 kV Bitola-Meliti | XFL_BI11_GMELIT11_1:line | -1323 | 1600 | 1600 | -277 | 83 | []
BG_CO_00002 | N-1 400kV Sofia Zapad - Chervena Mogila ck. 1 | [MK-GR] 400 kV Bitola-Meliti | XFL_BI11_GMELIT11_1:line | -1323 | 1600 | 1600 | -277 | 83 | []
AL_ME_CO_00001 | N-1 400 kV Tirana 2âPodgorica 2 | [MK-GR] 400 kV Bitola-Meliti | XFL_BI11_GMELIT11_1:line | -1323 | 1600 | 1600 | -277 | 83 | []
BG_CO_00009 | N-1 400kV Maritsa Iztok 2Â - Maritsa Iztok 3 | [MK-GR] 400 kV Bitola-Meliti | XFL_BI11_GMELIT11_1:line | -1322 | 1600 | 1600 | -278 | 83 | []
BG_CO_00011 | N-1 400kV Maritsa Iztok - Plovdiv | [MK-GR] 400 kV Bitola-Meliti | XFL_BI11_GMELIT11_1:line | -1322 | 1600 | 1600 | -278 | 83 | []
BG_CO_00012 | Â N-1 400kV Varna - Burgas | [MK-GR] 400 kV Bitola-Meliti | XFL_BI11_GMELIT11_1:line | -1322 | 1600 | 1600 | -278 | 83 | []
BG_CO_00005, BG_CO_00007 | N-1 400kV Vetren - Chervena Mogila , N-1 400kV Maritsa Iztok - Plovdiv ck. 2 | [MK-GR] 400 kV Bitola-Meliti | XFL_BI11_GMELIT11_1:line | -1295 | 1600 | 1600 | -305 | 81 | []
BG_CO_00006, BG_CO_00008 | N-1 400kV Plovdiv - Vetren , N-1 400kV Plovdiv - Vetren | [MK-GR] 400 kV Bitola-Meliti | XFL_BI11_GMELIT11_1:line | -1293 | 1600 | 1600 | -307 | 81 | []
BG_RS_CO_00001 | N-1 400kV Sofia Zapad - Nis Â | [MK-GR] 400 kV Bitola-Meliti | XFL_BI11_GMELIT11_1:line | -1289 | 1600 | 1600 | -311 | 81 | []
MK_CO_00003 | N-1 400 kV Skopje 4 âSkopje 5 | [MK-GR] 400 kV Bitola-Meliti | XFL_BI11_GMELIT11_1:line | -1288 | 1600 | 1600 | -312 | 81 | []
IT_GR_CO_00001 | N-1 400 kV Galatina-Arachthos | [MK-GR] 400 kV Bitola-Meliti | XFL_BI11_GMELIT11_1:line | -1271 | 1600 | 1600 | -329 | 79 | []
BG_MK_CO_00001 | N-1 400kV Chervena Mogila - Stip | [MK-GR] 400 kV Bitola-Meliti | XFL_BI11_GMELIT11_1:line | -1241 | 1600 | 1600 | -359 | 78 | []
GR_CO_00005 | N-1 400 kV Thessaloniki-Lagadas ck.2 | [MK-GR] 400 kV Bitola-Meliti | XFL_BI11_GMELIT11_1:line | -1224 | 1600 | 1600 | -376 | 76 | []
MK_CO_00002 | N-1 400 kV Dubrovo âStip | [MK-GR] 400 kV Bitola-Meliti | XFL_BI11_GMELIT11_1:line | -1221 | 1600 | 1600 | -379 | 76 | []

## 1930Curative
Detailed results
Generated at: | 2024-01-24 19:17
Business day: | 25.01.2024
Timestamp: | 19:30
Border & direction: | North-Greece Exporting
Horizon: | DA
Remedial actions: | true
Evaluation type: | CURATIVE
TTC [MW]: | 2527
Fallback applied | false
Loading threshold | 0.7
Applied RAs
CO ID | RA ID | Name of the RA | Usage | Type | Location | Status
Limiting CNECs
CO ID | Name of the CO | Name of the CNE | CNE UCTE branch | Calculated I (A) | I max (PRE) | I max (CUR) | Margin (A) | Loading (%) | Applicable curative RAs
AL_GR_CO_00001 | N-1 400 kV Zemplak-Kardia | [MK-GR] 400 kV Bitola-Meliti | XFL_BI11_GMELIT11_1:line | -1592 |  | 1600 | -8 | 99 | []
MK_GR_CO_00002 | N-1 400 kV Dubrovo-Thessaloniki | [MK-GR] 400 kV Bitola-Meliti | XFL_BI11_GMELIT11_1:line | -1525 |  | 1600 | -75 | 95 | []
AL_CO_00002 | N-1 400 kV Elbasan 2-Zemlak | [MK-GR] 400 kV Bitola-Meliti | XFL_BI11_GMELIT11_1:line | -1493 |  | 1600 | -107 | 93 | []
BG_GR_CO_00001 | N-1 400 kV Blagoevgrad - Thessaloniki | [MK-GR] 400 kV Bitola-Meliti | XFL_BI11_GMELIT11_1:line | -1491 |  | 1600 | -109 | 93 | []
GR_CO_00004 | N-1 400 kV Amideo-Lagadas ck.2 | [MK-GR] 400 kV Bitola-Meliti | XFL_BI11_GMELIT11_1:line | -1473 |  | 1600 | -127 | 92 | []
GR_CO_00001 | N-1 400 kV Filippoi-Nea Santa ck.2 | [MK-GR] 400 kV Bitola-Meliti | XFL_BI11_GMELIT11_1:line | -1464 |  | 1600 | -136 | 91 | []
GR_CO_00002 | N-1 400 kV Filippoi-Lagadas ck.2 | [MK-GR] 400 kV Bitola-Meliti | XFL_BI11_GMELIT11_1:line | -1461 |  | 1600 | -139 | 91 | []
BG_CO_00001 | N-1 400kV Chervena Mogila - Blagoevgrad ck. 1 | [MK-GR] 400 kV Bitola-Meliti | XFL_BI11_GMELIT11_1:line | -1441 |  | 1600 | -159 | 90 | []
KS_CO_00001 | N-1 400 kV Kosovo B-Urosevac | [MK-GR] 400 kV Bitola-Meliti | XFL_BI11_GMELIT11_1:line | -1438 |  | 1600 | -162 | 90 | []
MK_KS_CO_00001 | N-1 400 kV Skopje 5 âUrosevac | [MK-GR] 400 kV Bitola-Meliti | XFL_BI11_GMELIT11_1:line | -1404 |  | 1600 | -196 | 88 | []
AL_CO_00001 | N-1 400 kV Elbasan 2-Tirana 2 | [MK-GR] 400 kV Bitola-Meliti | XFL_BI11_GMELIT11_1:line | -1382 |  | 1600 | -218 | 86 | []
BG_GR_CO_00002 | N-1 400kV MARITSA IZTOK-NEA SANTA-CK-1 | [MK-GR] 400 kV Bitola-Meliti | XFL_BI11_GMELIT11_1:line | -1371 |  | 1600 | -229 | 86 | []
TR_GR_CO_00001 | N-1 400 kV Babaeski-N Santa | [MK-GR] 400 kV Bitola-Meliti | XFL_BI11_GMELIT11_1:line | -1363 |  | 1600 | -237 | 85 | []
KS_ME_CO_00001 | N-1 400 kV Pec 3-Ribarevina | [MK-GR] 400 kV Bitola-Meliti | XFL_BI11_GMELIT11_1:line | -1363 |  | 1600 | -237 | 85 | []
RS_CO_00004 | N-1 400 kV Nis 2 âLeskovac 2 | [MK-GR] 400 kV Bitola-Meliti | XFL_BI11_GMELIT11_1:line | -1350 |  | 1600 | -250 | 84 | []
RS_CO_00003 | N-1 400 kV Vranje 4 âLeskovac 2 | [MK-GR] 400 kV Bitola-Meliti | XFL_BI11_GMELIT11_1:line | -1340 |  | 1600 | -260 | 84 | []
RS_MK_00001 | N-1 400 kV Vranje 4 -Stip | [MK-GR] 400 kV Bitola-Meliti | XFL_BI11_GMELIT11_1:line | -1336 |  | 1600 | -264 | 83 | []
BG_CO_00016 | N-1 400kV Kozloduy - Sofia Zapad ck.2 | [MK-GR] 400 kV Bitola-Meliti | XFL_BI11_GMELIT11_1:line | -1330 |  | 1600 | -270 | 83 | []
TR_CO_00001 | N-1 400 kV Habitabat NGCC -Babaeski | [MK-GR] 400 kV Bitola-Meliti | XFL_BI11_GMELIT11_1:line | -1330 |  | 1600 | -270 | 83 | []
BG_TR_CO_00002 | N-1 400kV Maritsa 3 - Hamitabat 2 | [MK-GR] 400 kV Bitola-Meliti | XFL_BI11_GMELIT11_1:line | -1328 |  | 1600 | -272 | 83 | []
BG_TR_CO_00001 | N-1 400kV Maritsa 3 - Hamitabat 1 | [MK-GR] 400 kV Bitola-Meliti | XFL_BI11_GMELIT11_1:line | -1327 |  | 1600 | -273 | 83 | []
BG_CO_00013 | N-1 400kV Burgas â Maritsa Iztok 2 | [MK-GR] 400 kV Bitola-Meliti | XFL_BI11_GMELIT11_1:line | -1325 |  | 1600 | -275 | 83 | []
BC | Base Case | [MK-GR] 400 kV Bitola-Meliti | XFL_BI11_GMELIT11_1:line | -1324 |  | 1600 | -276 | 83 | []
BG_CO_00010 | N-1 400kV Maritsa Iztok â Maritsa Iztok 3 | [MK-GR] 400 kV Bitola-Meliti | XFL_BI11_GMELIT11_1:line | -1324 |  | 1600 | -276 | 83 | []
RS_KS_CO_00002 | N-1 400 kV Kosovo B-Nis 2 | [MK-GR] 400 kV Bitola-Meliti | XFL_BI11_GMELIT11_1:line | -1323 |  | 1600 | -277 | 83 | []
BG_CO_00002 | N-1 400kV Sofia Zapad - Chervena Mogila ck. 1 | [MK-GR] 400 kV Bitola-Meliti | XFL_BI11_GMELIT11_1:line | -1323 |  | 1600 | -277 | 83 | []
AL_ME_CO_00001 | N-1 400 kV Tirana 2âPodgorica 2 | [MK-GR] 400 kV Bitola-Meliti | XFL_BI11_GMELIT11_1:line | -1323 |  | 1600 | -277 | 83 | []
BG_CO_00009 | N-1 400kV Maritsa Iztok 2Â - Maritsa Iztok 3 | [MK-GR] 400 kV Bitola-Meliti | XFL_BI11_GMELIT11_1:line | -1322 |  | 1600 | -278 | 83 | []
BG_CO_00011 | N-1 400kV Maritsa Iztok - Plovdiv | [MK-GR] 400 kV Bitola-Meliti | XFL_BI11_GMELIT11_1:line | -1322 |  | 1600 | -278 | 83 | []
BG_CO_00012 | Â N-1 400kV Varna - Burgas | [MK-GR] 400 kV Bitola-Meliti | XFL_BI11_GMELIT11_1:line | -1322 |  | 1600 | -278 | 83 | []
BG_CO_00005, BG_CO_00007 | N-1 400kV Vetren - Chervena Mogila , N-1 400kV Maritsa Iztok - Plovdiv ck. 2 | [MK-GR] 400 kV Bitola-Meliti | XFL_BI11_GMELIT11_1:line | -1295 |  | 1600 | -305 | 81 | []
BG_CO_00006, BG_CO_00008 | N-1 400kV Plovdiv - Vetren , N-1 400kV Plovdiv - Vetren | [MK-GR] 400 kV Bitola-Meliti | XFL_BI11_GMELIT11_1:line | -1293 |  | 1600 | -307 | 81 | []
BG_RS_CO_00001 | N-1 400kV Sofia Zapad - Nis Â | [MK-GR] 400 kV Bitola-Meliti | XFL_BI11_GMELIT11_1:line | -1289 |  | 1600 | -311 | 81 | []
MK_CO_00003 | N-1 400 kV Skopje 4 âSkopje 5 | [MK-GR] 400 kV Bitola-Meliti | XFL_BI11_GMELIT11_1:line | -1288 |  | 1600 | -312 | 81 | []
IT_GR_CO_00001 | N-1 400 kV Galatina-Arachthos | [MK-GR] 400 kV Bitola-Meliti | XFL_BI11_GMELIT11_1:line | -1271 |  | 1600 | -329 | 79 | []
BG_MK_CO_00001 | N-1 400kV Chervena Mogila - Stip | [MK-GR] 400 kV Bitola-Meliti | XFL_BI11_GMELIT11_1:line | -1241 |  | 1600 | -359 | 78 | []
GR_CO_00005 | N-1 400 kV Thessaloniki-Lagadas ck.2 | [MK-GR] 400 kV Bitola-Meliti | XFL_BI11_GMELIT11_1:line | -1224 |  | 1600 | -376 | 76 | []
MK_CO_00002 | N-1 400 kV Dubrovo âStip | [MK-GR] 400 kV Bitola-Meliti | XFL_BI11_GMELIT11_1:line | -1221 |  | 1600 | -379 | 76 | []

## 2030Preventive
Detailed results
Generated at: | 2024-01-24 19:17
Business day: | 25.01.2024
Timestamp: | 20:30
Border & direction: | North-Greece Exporting
Horizon: | DA
Remedial actions: | true
Evaluation type: | PREVENTIVE
TTC [MW]: | 2522
Fallback applied | false
Loading threshold | 0.7
Applied RAs
CO ID | RA ID | Name of the RA | Usage | Type | Location | Status
Limiting CNECs
CO ID | Name of the CO | Name of the CNE | CNE UCTE branch | Calculated I (A) | I max (PRE) | I max (CUR) | Margin (A) | Loading (%) | Applicable curative RAs
AL_GR_CO_00001 | N-1 400 kV Zemplak-Kardia | [MK-GR] 400 kV Bitola-Meliti | XFL_BI11_GMELIT11_1:line | -1591 | 1600 | 1600 | -9 | 99 | []
MK_GR_CO_00002 | N-1 400 kV Dubrovo-Thessaloniki | [MK-GR] 400 kV Bitola-Meliti | XFL_BI11_GMELIT11_1:line | -1516 | 1600 | 1600 | -84 | 95 | []
IT_GR_CO_00001 | N-1 400 kV Galatina-Arachthos | [MK-GR] 400 kV Bitola-Meliti | XFL_BI11_GMELIT11_1:line | -1509 | 1600 | 1600 | -91 | 94 | []
AL_CO_00002 | N-1 400 kV Elbasan 2-Zemlak | [MK-GR] 400 kV Bitola-Meliti | XFL_BI11_GMELIT11_1:line | -1488 | 1600 | 1600 | -112 | 93 | []
BG_GR_CO_00001 | N-1 400 kV Blagoevgrad - Thessaloniki | [MK-GR] 400 kV Bitola-Meliti | XFL_BI11_GMELIT11_1:line | -1459 | 1600 | 1600 | -141 | 91 | []
GR_CO_00004 | N-1 400 kV Amideo-Lagadas ck.2 | [MK-GR] 400 kV Bitola-Meliti | XFL_BI11_GMELIT11_1:line | -1447 | 1600 | 1600 | -153 | 90 | []
KS_CO_00001 | N-1 400 kV Kosovo B-Urosevac | [MK-GR] 400 kV Bitola-Meliti | XFL_BI11_GMELIT11_1:line | -1445 | 1600 | 1600 | -155 | 90 | []
GR_CO_00001 | N-1 400 kV Filippoi-Nea Santa ck.2 | [MK-GR] 400 kV Bitola-Meliti | XFL_BI11_GMELIT11_1:line | -1443 | 1600 | 1600 | -157 | 90 | []
GR_CO_00002 | N-1 400 kV Filippoi-Lagadas ck.2 | [MK-GR] 400 kV Bitola-Meliti | XFL_BI11_GMELIT11_1:line | -1435 | 1600 | 1600 | -165 | 90 | []
MK_KS_CO_00001 | N-1 400 kV Skopje 5 âUrosevac | [MK-GR] 400 kV Bitola-Meliti | XFL_BI11_GMELIT11_1:line | -1421 | 1600 | 1600 | -179 | 89 | []
BG_CO_00001 | N-1 400kV Chervena Mogila - Blagoevgrad ck. 1 | [MK-GR] 400 kV Bitola-Meliti | XFL_BI11_GMELIT11_1:line | -1405 | 1600 | 1600 | -195 | 88 | []
AL_CO_00001 | N-1 400 kV Elbasan 2-Tirana 2 | [MK-GR] 400 kV Bitola-Meliti | XFL_BI11_GMELIT11_1:line | -1367 | 1600 | 1600 | -233 | 85 | []
BG_GR_CO_00002 | N-1 400kV MARITSA IZTOK-NEA SANTA-CK-1 | [MK-GR] 400 kV Bitola-Meliti | XFL_BI11_GMELIT11_1:line | -1357 | 1600 | 1600 | -243 | 85 | []
TR_GR_CO_00001 | N-1 400 kV Babaeski-N Santa | [MK-GR] 400 kV Bitola-Meliti | XFL_BI11_GMELIT11_1:line | -1353 | 1600 | 1600 | -247 | 85 | []
KS_ME_CO_00001 | N-1 400 kV Pec 3-Ribarevina | [MK-GR] 400 kV Bitola-Meliti | XFL_BI11_GMELIT11_1:line | -1350 | 1600 | 1600 | -250 | 84 | []
RS_CO_00004 | N-1 400 kV Nis 2 âLeskovac 2 | [MK-GR] 400 kV Bitola-Meliti | XFL_BI11_GMELIT11_1:line | -1342 | 1600 | 1600 | -258 | 84 | []
RS_CO_00003 | N-1 400 kV Vranje 4 âLeskovac 2 | [MK-GR] 400 kV Bitola-Meliti | XFL_BI11_GMELIT11_1:line | -1334 | 1600 | 1600 | -266 | 83 | []
RS_MK_00001 | N-1 400 kV Vranje 4 -Stip | [MK-GR] 400 kV Bitola-Meliti | XFL_BI11_GMELIT11_1:line | -1332 | 1600 | 1600 | -268 | 83 | []
BG_CO_00016 | N-1 400kV Kozloduy - Sofia Zapad ck.2 | [MK-GR] 400 kV Bitola-Meliti | XFL_BI11_GMELIT11_1:line | -1320 | 1600 | 1600 | -280 | 82 | []
RS_KS_CO_00002 | N-1 400 kV Kosovo B-Nis 2 | [MK-GR] 400 kV Bitola-Meliti | XFL_BI11_GMELIT11_1:line | -1316 | 1600 | 1600 | -284 | 82 | []
BG_TR_CO_00002 | N-1 400kV Maritsa 3 - Hamitabat 2 | [MK-GR] 400 kV Bitola-Meliti | XFL_BI11_GMELIT11_1:line | -1315 | 1600 | 1600 | -285 | 82 | []
TR_CO_00001 | N-1 400 kV Habitabat NGCC -Babaeski | [MK-GR] 400 kV Bitola-Meliti | XFL_BI11_GMELIT11_1:line | -1315 | 1600 | 1600 | -285 | 82 | []
BG_TR_CO_00001 | N-1 400kV Maritsa 3 - Hamitabat 1 | [MK-GR] 400 kV Bitola-Meliti | XFL_BI11_GMELIT11_1:line | -1314 | 1600 | 1600 | -286 | 82 | []
BC | Base Case | [MK-GR] 400 kV Bitola-Meliti | XFL_BI11_GMELIT11_1:line | -1312 | 1600 | 1600 | -288 | 82 | []
BG_CO_00010 | N-1 400kV Maritsa Iztok â Maritsa Iztok 3 | [MK-GR] 400 kV Bitola-Meliti | XFL_BI11_GMELIT11_1:line | -1312 | 1600 | 1600 | -288 | 82 | []
BG_CO_00013 | N-1 400kV Burgas â Maritsa Iztok 2 | [MK-GR] 400 kV Bitola-Meliti | XFL_BI11_GMELIT11_1:line | -1311 | 1600 | 1600 | -289 | 82 | []
BG_CO_00011 | N-1 400kV Maritsa Iztok - Plovdiv | [MK-GR] 400 kV Bitola-Meliti | XFL_BI11_GMELIT11_1:line | -1311 | 1600 | 1600 | -289 | 82 | []
BG_CO_00002 | N-1 400kV Sofia Zapad - Chervena Mogila ck. 1 | [MK-GR] 400 kV Bitola-Meliti | XFL_BI11_GMELIT11_1:line | -1310 | 1600 | 1600 | -290 | 82 | []
BG_CO_00007 | N-1 400kV Maritsa Iztok - Plovdiv ck. 2 | [MK-GR] 400 kV Bitola-Meliti | XFL_BI11_GMELIT11_1:line | -1310 | 1600 | 1600 | -290 | 82 | []
AL_ME_CO_00001 | N-1 400 kV Tirana 2âPodgorica 2 | [MK-GR] 400 kV Bitola-Meliti | XFL_BI11_GMELIT11_1:line | -1309 | 1600 | 1600 | -291 | 82 | []
BG_CO_00012 | Â N-1 400kV Varna - Burgas | [MK-GR] 400 kV Bitola-Meliti | XFL_BI11_GMELIT11_1:line | -1309 | 1600 | 1600 | -291 | 82 | []
BG_CO_00009 | N-1 400kV Maritsa Iztok 2Â - Maritsa Iztok 3 | [MK-GR] 400 kV Bitola-Meliti | XFL_BI11_GMELIT11_1:line | -1309 | 1600 | 1600 | -291 | 82 | []
BG_CO_00006, BG_CO_00008 | N-1 400kV Plovdiv - Vetren , N-1 400kV Plovdiv - Vetren | [MK-GR] 400 kV Bitola-Meliti | XFL_BI11_GMELIT11_1:line | -1281 | 1600 | 1600 | -319 | 80 | []
BG_RS_CO_00001 | N-1 400kV Sofia Zapad - Nis Â | [MK-GR] 400 kV Bitola-Meliti | XFL_BI11_GMELIT11_1:line | -1277 | 1600 | 1600 | -323 | 80 | []
MK_CO_00003 | N-1 400 kV Skopje 4 âSkopje 5 | [MK-GR] 400 kV Bitola-Meliti | XFL_BI11_GMELIT11_1:line | -1275 | 1600 | 1600 | -325 | 80 | []
BG_MK_CO_00001 | N-1 400kV Chervena Mogila - Stip | [MK-GR] 400 kV Bitola-Meliti | XFL_BI11_GMELIT11_1:line | -1254 | 1600 | 1600 | -346 | 78 | []
MK_CO_00002 | N-1 400 kV Dubrovo âStip | [MK-GR] 400 kV Bitola-Meliti | XFL_BI11_GMELIT11_1:line | -1238 | 1600 | 1600 | -362 | 77 | []
GR_CO_00005 | N-1 400 kV Thessaloniki-Lagadas ck.2 | [MK-GR] 400 kV Bitola-Meliti | XFL_BI11_GMELIT11_1:line | -1219 | 1600 | 1600 | -381 | 76 | []

## 2030Curative
Detailed results
Generated at: | 2024-01-24 19:17
Business day: | 25.01.2024
Timestamp: | 20:30
Border & direction: | North-Greece Exporting
Horizon: | DA
Remedial actions: | true
Evaluation type: | CURATIVE
TTC [MW]: | 2522
Fallback applied | false
Loading threshold | 0.7
Applied RAs
CO ID | RA ID | Name of the RA | Usage | Type | Location | Status
Limiting CNECs
CO ID | Name of the CO | Name of the CNE | CNE UCTE branch | Calculated I (A) | I max (PRE) | I max (CUR) | Margin (A) | Loading (%) | Applicable curative RAs
AL_GR_CO_00001 | N-1 400 kV Zemplak-Kardia | [MK-GR] 400 kV Bitola-Meliti | XFL_BI11_GMELIT11_1:line | -1591 |  | 1600 | -9 | 99 | []
MK_GR_CO_00002 | N-1 400 kV Dubrovo-Thessaloniki | [MK-GR] 400 kV Bitola-Meliti | XFL_BI11_GMELIT11_1:line | -1516 |  | 1600 | -84 | 95 | []
IT_GR_CO_00001 | N-1 400 kV Galatina-Arachthos | [MK-GR] 400 kV Bitola-Meliti | XFL_BI11_GMELIT11_1:line | -1509 |  | 1600 | -91 | 94 | []
AL_CO_00002 | N-1 400 kV Elbasan 2-Zemlak | [MK-GR] 400 kV Bitola-Meliti | XFL_BI11_GMELIT11_1:line | -1488 |  | 1600 | -112 | 93 | []
BG_GR_CO_00001 | N-1 400 kV Blagoevgrad - Thessaloniki | [MK-GR] 400 kV Bitola-Meliti | XFL_BI11_GMELIT11_1:line | -1459 |  | 1600 | -141 | 91 | []
GR_CO_00004 | N-1 400 kV Amideo-Lagadas ck.2 | [MK-GR] 400 kV Bitola-Meliti | XFL_BI11_GMELIT11_1:line | -1447 |  | 1600 | -153 | 90 | []
KS_CO_00001 | N-1 400 kV Kosovo B-Urosevac | [MK-GR] 400 kV Bitola-Meliti | XFL_BI11_GMELIT11_1:line | -1445 |  | 1600 | -155 | 90 | []
GR_CO_00001 | N-1 400 kV Filippoi-Nea Santa ck.2 | [MK-GR] 400 kV Bitola-Meliti | XFL_BI11_GMELIT11_1:line | -1443 |  | 1600 | -157 | 90 | []
GR_CO_00002 | N-1 400 kV Filippoi-Lagadas ck.2 | [MK-GR] 400 kV Bitola-Meliti | XFL_BI11_GMELIT11_1:line | -1435 |  | 1600 | -165 | 90 | []
MK_KS_CO_00001 | N-1 400 kV Skopje 5 âUrosevac | [MK-GR] 400 kV Bitola-Meliti | XFL_BI11_GMELIT11_1:line | -1421 |  | 1600 | -179 | 89 | []
BG_CO_00001 | N-1 400kV Chervena Mogila - Blagoevgrad ck. 1 | [MK-GR] 400 kV Bitola-Meliti | XFL_BI11_GMELIT11_1:line | -1405 |  | 1600 | -195 | 88 | []
AL_CO_00001 | N-1 400 kV Elbasan 2-Tirana 2 | [MK-GR] 400 kV Bitola-Meliti | XFL_BI11_GMELIT11_1:line | -1367 |  | 1600 | -233 | 85 | []
BG_GR_CO_00002 | N-1 400kV MARITSA IZTOK-NEA SANTA-CK-1 | [MK-GR] 400 kV Bitola-Meliti | XFL_BI11_GMELIT11_1:line | -1357 |  | 1600 | -243 | 85 | []
TR_GR_CO_00001 | N-1 400 kV Babaeski-N Santa | [MK-GR] 400 kV Bitola-Meliti | XFL_BI11_GMELIT11_1:line | -1353 |  | 1600 | -247 | 85 | []
KS_ME_CO_00001 | N-1 400 kV Pec 3-Ribarevina | [MK-GR] 400 kV Bitola-Meliti | XFL_BI11_GMELIT11_1:line | -1350 |  | 1600 | -250 | 84 | []
RS_CO_00004 | N-1 400 kV Nis 2 âLeskovac 2 | [MK-GR] 400 kV Bitola-Meliti | XFL_BI11_GMELIT11_1:line | -1342 |  | 1600 | -258 | 84 | []
RS_CO_00003 | N-1 400 kV Vranje 4 âLeskovac 2 | [MK-GR] 400 kV Bitola-Meliti | XFL_BI11_GMELIT11_1:line | -1334 |  | 1600 | -266 | 83 | []
RS_MK_00001 | N-1 400 kV Vranje 4 -Stip | [MK-GR] 400 kV Bitola-Meliti | XFL_BI11_GMELIT11_1:line | -1332 |  | 1600 | -268 | 83 | []
BG_CO_00016 | N-1 400kV Kozloduy - Sofia Zapad ck.2 | [MK-GR] 400 kV Bitola-Meliti | XFL_BI11_GMELIT11_1:line | -1320 |  | 1600 | -280 | 82 | []
RS_KS_CO_00002 | N-1 400 kV Kosovo B-Nis 2 | [MK-GR] 400 kV Bitola-Meliti | XFL_BI11_GMELIT11_1:line | -1316 |  | 1600 | -284 | 82 | []
BG_TR_CO_00002 | N-1 400kV Maritsa 3 - Hamitabat 2 | [MK-GR] 400 kV Bitola-Meliti | XFL_BI11_GMELIT11_1:line | -1315 |  | 1600 | -285 | 82 | []
TR_CO_00001 | N-1 400 kV Habitabat NGCC -Babaeski | [MK-GR] 400 kV Bitola-Meliti | XFL_BI11_GMELIT11_1:line | -1315 |  | 1600 | -285 | 82 | []
BG_TR_CO_00001 | N-1 400kV Maritsa 3 - Hamitabat 1 | [MK-GR] 400 kV Bitola-Meliti | XFL_BI11_GMELIT11_1:line | -1314 |  | 1600 | -286 | 82 | []
BC | Base Case | [MK-GR] 400 kV Bitola-Meliti | XFL_BI11_GMELIT11_1:line | -1312 |  | 1600 | -288 | 82 | []
BG_CO_00010 | N-1 400kV Maritsa Iztok â Maritsa Iztok 3 | [MK-GR] 400 kV Bitola-Meliti | XFL_BI11_GMELIT11_1:line | -1312 |  | 1600 | -288 | 82 | []
BG_CO_00013 | N-1 400kV Burgas â Maritsa Iztok 2 | [MK-GR] 400 kV Bitola-Meliti | XFL_BI11_GMELIT11_1:line | -1311 |  | 1600 | -289 | 82 | []
BG_CO_00011 | N-1 400kV Maritsa Iztok - Plovdiv | [MK-GR] 400 kV Bitola-Meliti | XFL_BI11_GMELIT11_1:line | -1311 |  | 1600 | -289 | 82 | []
BG_CO_00002 | N-1 400kV Sofia Zapad - Chervena Mogila ck. 1 | [MK-GR] 400 kV Bitola-Meliti | XFL_BI11_GMELIT11_1:line | -1310 |  | 1600 | -290 | 82 | []
BG_CO_00007 | N-1 400kV Maritsa Iztok - Plovdiv ck. 2 | [MK-GR] 400 kV Bitola-Meliti | XFL_BI11_GMELIT11_1:line | -1310 |  | 1600 | -290 | 82 | []
AL_ME_CO_00001 | N-1 400 kV Tirana 2âPodgorica 2 | [MK-GR] 400 kV Bitola-Meliti | XFL_BI11_GMELIT11_1:line | -1309 |  | 1600 | -291 | 82 | []
BG_CO_00012 | Â N-1 400kV Varna - Burgas | [MK-GR] 400 kV Bitola-Meliti | XFL_BI11_GMELIT11_1:line | -1309 |  | 1600 | -291 | 82 | []
BG_CO_00009 | N-1 400kV Maritsa Iztok 2Â - Maritsa Iztok 3 | [MK-GR] 400 kV Bitola-Meliti | XFL_BI11_GMELIT11_1:line | -1309 |  | 1600 | -291 | 82 | []
BG_CO_00006, BG_CO_00008 | N-1 400kV Plovdiv - Vetren , N-1 400kV Plovdiv - Vetren | [MK-GR] 400 kV Bitola-Meliti | XFL_BI11_GMELIT11_1:line | -1281 |  | 1600 | -319 | 80 | []
BG_RS_CO_00001 | N-1 400kV Sofia Zapad - Nis Â | [MK-GR] 400 kV Bitola-Meliti | XFL_BI11_GMELIT11_1:line | -1277 |  | 1600 | -323 | 80 | []
MK_CO_00003 | N-1 400 kV Skopje 4 âSkopje 5 | [MK-GR] 400 kV Bitola-Meliti | XFL_BI11_GMELIT11_1:line | -1275 |  | 1600 | -325 | 80 | []
BG_MK_CO_00001 | N-1 400kV Chervena Mogila - Stip | [MK-GR] 400 kV Bitola-Meliti | XFL_BI11_GMELIT11_1:line | -1254 |  | 1600 | -346 | 78 | []
MK_CO_00002 | N-1 400 kV Dubrovo âStip | [MK-GR] 400 kV Bitola-Meliti | XFL_BI11_GMELIT11_1:line | -1238 |  | 1600 | -362 | 77 | []
GR_CO_00005 | N-1 400 kV Thessaloniki-Lagadas ck.2 | [MK-GR] 400 kV Bitola-Meliti | XFL_BI11_GMELIT11_1:line | -1219 |  | 1600 | -381 | 76 | []

## 2130Preventive
Detailed results
Generated at: | 2024-01-24 19:17
Business day: | 25.01.2024
Timestamp: | 21:30
Border & direction: | North-Greece Exporting
Horizon: | DA
Remedial actions: | true
Evaluation type: | PREVENTIVE
TTC [MW]: | 2467
Fallback applied | false
Loading threshold | 0.7
Applied RAs
CO ID | RA ID | Name of the RA | Usage | Type | Location | Status
Limiting CNECs
CO ID | Name of the CO | Name of the CNE | CNE UCTE branch | Calculated I (A) | I max (PRE) | I max (CUR) | Margin (A) | Loading (%) | Applicable curative RAs
AL_GR_CO_00001 | N-1 400 kV Zemplak-Kardia | [MK-GR] 400 kV Bitola-Meliti | XFL_BI11_GMELIT11_1:line | -1593 | 1600 | 1600 | -7 | 100 | []
IT_GR_CO_00001 | N-1 400 kV Galatina-Arachthos | [MK-GR] 400 kV Bitola-Meliti | XFL_BI11_GMELIT11_1:line | -1527 | 1600 | 1600 | -73 | 95 | []
MK_GR_CO_00002 | N-1 400 kV Dubrovo-Thessaloniki | [MK-GR] 400 kV Bitola-Meliti | XFL_BI11_GMELIT11_1:line | -1507 | 1600 | 1600 | -93 | 94 | []
AL_CO_00002 | N-1 400 kV Elbasan 2-Zemlak | [MK-GR] 400 kV Bitola-Meliti | XFL_BI11_GMELIT11_1:line | -1489 | 1600 | 1600 | -111 | 93 | []
BG_GR_CO_00001 | N-1 400 kV Blagoevgrad - Thessaloniki | [MK-GR] 400 kV Bitola-Meliti | XFL_BI11_GMELIT11_1:line | -1429 | 1600 | 1600 | -171 | 89 | []
KS_CO_00001 | N-1 400 kV Kosovo B-Urosevac | [MK-GR] 400 kV Bitola-Meliti | XFL_BI11_GMELIT11_1:line | -1420 | 1600 | 1600 | -180 | 89 | []
GR_CO_00001 | N-1 400 kV Filippoi-Nea Santa ck.2 | [MK-GR] 400 kV Bitola-Meliti | XFL_BI11_GMELIT11_1:line | -1407 | 1600 | 1600 | -193 | 88 | []
GR_CO_00004 | N-1 400 kV Amideo-Lagadas ck.2 | [MK-GR] 400 kV Bitola-Meliti | XFL_BI11_GMELIT11_1:line | -1405 | 1600 | 1600 | -195 | 88 | []
GR_CO_00002 | N-1 400 kV Filippoi-Lagadas ck.2 | [MK-GR] 400 kV Bitola-Meliti | XFL_BI11_GMELIT11_1:line | -1394 | 1600 | 1600 | -206 | 87 | []
MK_KS_CO_00001 | N-1 400 kV Skopje 5 âUrosevac | [MK-GR] 400 kV Bitola-Meliti | XFL_BI11_GMELIT11_1:line | -1387 | 1600 | 1600 | -213 | 87 | []
BG_CO_00001 | N-1 400kV Chervena Mogila - Blagoevgrad ck. 1 | [MK-GR] 400 kV Bitola-Meliti | XFL_BI11_GMELIT11_1:line | -1365 | 1600 | 1600 | -235 | 85 | []
AL_CO_00001 | N-1 400 kV Elbasan 2-Tirana 2 | [MK-GR] 400 kV Bitola-Meliti | XFL_BI11_GMELIT11_1:line | -1353 | 1600 | 1600 | -247 | 85 | []
BG_GR_CO_00002 | N-1 400kV MARITSA IZTOK-NEA SANTA-CK-1 | [MK-GR] 400 kV Bitola-Meliti | XFL_BI11_GMELIT11_1:line | -1332 | 1600 | 1600 | -268 | 83 | []
TR_GR_CO_00001 | N-1 400 kV Babaeski-N Santa | [MK-GR] 400 kV Bitola-Meliti | XFL_BI11_GMELIT11_1:line | -1325 | 1600 | 1600 | -275 | 83 | []
KS_ME_CO_00001 | N-1 400 kV Pec 3-Ribarevina | [MK-GR] 400 kV Bitola-Meliti | XFL_BI11_GMELIT11_1:line | -1319 | 1600 | 1600 | -281 | 82 | []
RS_CO_00004 | N-1 400 kV Nis 2 âLeskovac 2 | [MK-GR] 400 kV Bitola-Meliti | XFL_BI11_GMELIT11_1:line | -1319 | 1600 | 1600 | -281 | 82 | []
RS_CO_00003 | N-1 400 kV Vranje 4 âLeskovac 2 | [MK-GR] 400 kV Bitola-Meliti | XFL_BI11_GMELIT11_1:line | -1311 | 1600 | 1600 | -289 | 82 | []
RS_MK_00001 | N-1 400 kV Vranje 4 -Stip | [MK-GR] 400 kV Bitola-Meliti | XFL_BI11_GMELIT11_1:line | -1310 | 1600 | 1600 | -290 | 82 | []
BG_CO_00016 | N-1 400kV Kozloduy - Sofia Zapad ck.2 | [MK-GR] 400 kV Bitola-Meliti | XFL_BI11_GMELIT11_1:line | -1298 | 1600 | 1600 | -302 | 81 | []
RS_KS_CO_00002 | N-1 400 kV Kosovo B-Nis 2 | [MK-GR] 400 kV Bitola-Meliti | XFL_BI11_GMELIT11_1:line | -1297 | 1600 | 1600 | -303 | 81 | []
AL_ME_CO_00001 | N-1 400 kV Tirana 2âPodgorica 2 | [MK-GR] 400 kV Bitola-Meliti | XFL_BI11_GMELIT11_1:line | -1293 | 1600 | 1600 | -307 | 81 | []
TR_CO_00001 | N-1 400 kV Habitabat NGCC -Babaeski | [MK-GR] 400 kV Bitola-Meliti | XFL_BI11_GMELIT11_1:line | -1293 | 1600 | 1600 | -307 | 81 | []
BG_TR_CO_00002 | N-1 400kV Maritsa 3 - Hamitabat 2 | [MK-GR] 400 kV Bitola-Meliti | XFL_BI11_GMELIT11_1:line | -1291 | 1600 | 1600 | -309 | 81 | []
BG_TR_CO_00001 | N-1 400kV Maritsa 3 - Hamitabat 1 | [MK-GR] 400 kV Bitola-Meliti | XFL_BI11_GMELIT11_1:line | -1290 | 1600 | 1600 | -310 | 81 | []
BC | Base Case | [MK-GR] 400 kV Bitola-Meliti | XFL_BI11_GMELIT11_1:line | -1289 | 1600 | 1600 | -311 | 81 | []
BG_CO_00010 | N-1 400kV Maritsa Iztok â Maritsa Iztok 3 | [MK-GR] 400 kV Bitola-Meliti | XFL_BI11_GMELIT11_1:line | -1289 | 1600 | 1600 | -311 | 81 | []
BG_CO_00011 | N-1 400kV Maritsa Iztok - Plovdiv | [MK-GR] 400 kV Bitola-Meliti | XFL_BI11_GMELIT11_1:line | -1288 | 1600 | 1600 | -312 | 81 | []
BG_CO_00013 | N-1 400kV Burgas â Maritsa Iztok 2 | [MK-GR] 400 kV Bitola-Meliti | XFL_BI11_GMELIT11_1:line | -1288 | 1600 | 1600 | -312 | 80 | []
BG_CO_00002 | N-1 400kV Sofia Zapad - Chervena Mogila ck. 1 | [MK-GR] 400 kV Bitola-Meliti | XFL_BI11_GMELIT11_1:line | -1286 | 1600 | 1600 | -314 | 80 | []
BG_CO_00012 | Â N-1 400kV Varna - Burgas | [MK-GR] 400 kV Bitola-Meliti | XFL_BI11_GMELIT11_1:line | -1286 | 1600 | 1600 | -314 | 80 | []
BG_CO_00009 | N-1 400kV Maritsa Iztok 2Â - Maritsa Iztok 3 | [MK-GR] 400 kV Bitola-Meliti | XFL_BI11_GMELIT11_1:line | -1285 | 1600 | 1600 | -315 | 80 | []
BG_CO_00005, BG_CO_00007 | N-1 400kV Vetren - Chervena Mogila , N-1 400kV Maritsa Iztok - Plovdiv ck. 2 | [MK-GR] 400 kV Bitola-Meliti | XFL_BI11_GMELIT11_1:line | -1264 | 1600 | 1600 | -336 | 79 | []
BG_RS_CO_00001 | N-1 400kV Sofia Zapad - Nis Â | [MK-GR] 400 kV Bitola-Meliti | XFL_BI11_GMELIT11_1:line | -1262 | 1600 | 1600 | -338 | 79 | []
BG_CO_00006, BG_CO_00008 | N-1 400kV Plovdiv - Vetren , N-1 400kV Plovdiv - Vetren | [MK-GR] 400 kV Bitola-Meliti | XFL_BI11_GMELIT11_1:line | -1261 | 1600 | 1600 | -339 | 79 | []
BG_MK_CO_00001 | N-1 400kV Chervena Mogila - Stip | [MK-GR] 400 kV Bitola-Meliti | XFL_BI11_GMELIT11_1:line | -1259 | 1600 | 1600 | -341 | 79 | []
MK_CO_00002 | N-1 400 kV Dubrovo âStip | [MK-GR] 400 kV Bitola-Meliti | XFL_BI11_GMELIT11_1:line | -1239 | 1600 | 1600 | -361 | 77 | []
MK_CO_00003 | N-1 400 kV Skopje 4 âSkopje 5 | [MK-GR] 400 kV Bitola-Meliti | XFL_BI11_GMELIT11_1:line | -1237 | 1600 | 1600 | -363 | 77 | []
GR_CO_00005 | N-1 400 kV Thessaloniki-Lagadas ck.2 | [MK-GR] 400 kV Bitola-Meliti | XFL_BI11_GMELIT11_1:line | -1207 | 1600 | 1600 | -393 | 75 | []

## 2130Curative
Detailed results
Generated at: | 2024-01-24 19:17
Business day: | 25.01.2024
Timestamp: | 21:30
Border & direction: | North-Greece Exporting
Horizon: | DA
Remedial actions: | true
Evaluation type: | CURATIVE
TTC [MW]: | 2467
Fallback applied | false
Loading threshold | 0.7
Applied RAs
CO ID | RA ID | Name of the RA | Usage | Type | Location | Status
Limiting CNECs
CO ID | Name of the CO | Name of the CNE | CNE UCTE branch | Calculated I (A) | I max (PRE) | I max (CUR) | Margin (A) | Loading (%) | Applicable curative RAs
AL_GR_CO_00001 | N-1 400 kV Zemplak-Kardia | [MK-GR] 400 kV Bitola-Meliti | XFL_BI11_GMELIT11_1:line | -1593 |  | 1600 | -7 | 100 | []
IT_GR_CO_00001 | N-1 400 kV Galatina-Arachthos | [MK-GR] 400 kV Bitola-Meliti | XFL_BI11_GMELIT11_1:line | -1527 |  | 1600 | -73 | 95 | []
MK_GR_CO_00002 | N-1 400 kV Dubrovo-Thessaloniki | [MK-GR] 400 kV Bitola-Meliti | XFL_BI11_GMELIT11_1:line | -1507 |  | 1600 | -93 | 94 | []
AL_CO_00002 | N-1 400 kV Elbasan 2-Zemlak | [MK-GR] 400 kV Bitola-Meliti | XFL_BI11_GMELIT11_1:line | -1489 |  | 1600 | -111 | 93 | []
BG_GR_CO_00001 | N-1 400 kV Blagoevgrad - Thessaloniki | [MK-GR] 400 kV Bitola-Meliti | XFL_BI11_GMELIT11_1:line | -1429 |  | 1600 | -171 | 89 | []
KS_CO_00001 | N-1 400 kV Kosovo B-Urosevac | [MK-GR] 400 kV Bitola-Meliti | XFL_BI11_GMELIT11_1:line | -1420 |  | 1600 | -180 | 89 | []
GR_CO_00001 | N-1 400 kV Filippoi-Nea Santa ck.2 | [MK-GR] 400 kV Bitola-Meliti | XFL_BI11_GMELIT11_1:line | -1407 |  | 1600 | -193 | 88 | []
GR_CO_00004 | N-1 400 kV Amideo-Lagadas ck.2 | [MK-GR] 400 kV Bitola-Meliti | XFL_BI11_GMELIT11_1:line | -1405 |  | 1600 | -195 | 88 | []
GR_CO_00002 | N-1 400 kV Filippoi-Lagadas ck.2 | [MK-GR] 400 kV Bitola-Meliti | XFL_BI11_GMELIT11_1:line | -1394 |  | 1600 | -206 | 87 | []
MK_KS_CO_00001 | N-1 400 kV Skopje 5 âUrosevac | [MK-GR] 400 kV Bitola-Meliti | XFL_BI11_GMELIT11_1:line | -1387 |  | 1600 | -213 | 87 | []
BG_CO_00001 | N-1 400kV Chervena Mogila - Blagoevgrad ck. 1 | [MK-GR] 400 kV Bitola-Meliti | XFL_BI11_GMELIT11_1:line | -1365 |  | 1600 | -235 | 85 | []
AL_CO_00001 | N-1 400 kV Elbasan 2-Tirana 2 | [MK-GR] 400 kV Bitola-Meliti | XFL_BI11_GMELIT11_1:line | -1353 |  | 1600 | -247 | 85 | []
BG_GR_CO_00002 | N-1 400kV MARITSA IZTOK-NEA SANTA-CK-1 | [MK-GR] 400 kV Bitola-Meliti | XFL_BI11_GMELIT11_1:line | -1332 |  | 1600 | -268 | 83 | []
TR_GR_CO_00001 | N-1 400 kV Babaeski-N Santa | [MK-GR] 400 kV Bitola-Meliti | XFL_BI11_GMELIT11_1:line | -1325 |  | 1600 | -275 | 83 | []
KS_ME_CO_00001 | N-1 400 kV Pec 3-Ribarevina | [MK-GR] 400 kV Bitola-Meliti | XFL_BI11_GMELIT11_1:line | -1319 |  | 1600 | -281 | 82 | []
RS_CO_00004 | N-1 400 kV Nis 2 âLeskovac 2 | [MK-GR] 400 kV Bitola-Meliti | XFL_BI11_GMELIT11_1:line | -1319 |  | 1600 | -281 | 82 | []
RS_CO_00003 | N-1 400 kV Vranje 4 âLeskovac 2 | [MK-GR] 400 kV Bitola-Meliti | XFL_BI11_GMELIT11_1:line | -1311 |  | 1600 | -289 | 82 | []
RS_MK_00001 | N-1 400 kV Vranje 4 -Stip | [MK-GR] 400 kV Bitola-Meliti | XFL_BI11_GMELIT11_1:line | -1310 |  | 1600 | -290 | 82 | []
BG_CO_00016 | N-1 400kV Kozloduy - Sofia Zapad ck.2 | [MK-GR] 400 kV Bitola-Meliti | XFL_BI11_GMELIT11_1:line | -1298 |  | 1600 | -302 | 81 | []
RS_KS_CO_00002 | N-1 400 kV Kosovo B-Nis 2 | [MK-GR] 400 kV Bitola-Meliti | XFL_BI11_GMELIT11_1:line | -1297 |  | 1600 | -303 | 81 | []
AL_ME_CO_00001 | N-1 400 kV Tirana 2âPodgorica 2 | [MK-GR] 400 kV Bitola-Meliti | XFL_BI11_GMELIT11_1:line | -1293 |  | 1600 | -307 | 81 | []
TR_CO_00001 | N-1 400 kV Habitabat NGCC -Babaeski | [MK-GR] 400 kV Bitola-Meliti | XFL_BI11_GMELIT11_1:line | -1293 |  | 1600 | -307 | 81 | []
BG_TR_CO_00002 | N-1 400kV Maritsa 3 - Hamitabat 2 | [MK-GR] 400 kV Bitola-Meliti | XFL_BI11_GMELIT11_1:line | -1291 |  | 1600 | -309 | 81 | []
BG_TR_CO_00001 | N-1 400kV Maritsa 3 - Hamitabat 1 | [MK-GR] 400 kV Bitola-Meliti | XFL_BI11_GMELIT11_1:line | -1290 |  | 1600 | -310 | 81 | []
BC | Base Case | [MK-GR] 400 kV Bitola-Meliti | XFL_BI11_GMELIT11_1:line | -1289 |  | 1600 | -311 | 81 | []
BG_CO_00010 | N-1 400kV Maritsa Iztok â Maritsa Iztok 3 | [MK-GR] 400 kV Bitola-Meliti | XFL_BI11_GMELIT11_1:line | -1289 |  | 1600 | -311 | 81 | []
BG_CO_00011 | N-1 400kV Maritsa Iztok - Plovdiv | [MK-GR] 400 kV Bitola-Meliti | XFL_BI11_GMELIT11_1:line | -1288 |  | 1600 | -312 | 81 | []
BG_CO_00013 | N-1 400kV Burgas â Maritsa Iztok 2 | [MK-GR] 400 kV Bitola-Meliti | XFL_BI11_GMELIT11_1:line | -1288 |  | 1600 | -312 | 80 | []
BG_CO_00002 | N-1 400kV Sofia Zapad - Chervena Mogila ck. 1 | [MK-GR] 400 kV Bitola-Meliti | XFL_BI11_GMELIT11_1:line | -1286 |  | 1600 | -314 | 80 | []
BG_CO_00012 | Â N-1 400kV Varna - Burgas | [MK-GR] 400 kV Bitola-Meliti | XFL_BI11_GMELIT11_1:line | -1286 |  | 1600 | -314 | 80 | []
BG_CO_00009 | N-1 400kV Maritsa Iztok 2Â - Maritsa Iztok 3 | [MK-GR] 400 kV Bitola-Meliti | XFL_BI11_GMELIT11_1:line | -1285 |  | 1600 | -315 | 80 | []
BG_CO_00005, BG_CO_00007 | N-1 400kV Vetren - Chervena Mogila , N-1 400kV Maritsa Iztok - Plovdiv ck. 2 | [MK-GR] 400 kV Bitola-Meliti | XFL_BI11_GMELIT11_1:line | -1264 |  | 1600 | -336 | 79 | []
BG_RS_CO_00001 | N-1 400kV Sofia Zapad - Nis Â | [MK-GR] 400 kV Bitola-Meliti | XFL_BI11_GMELIT11_1:line | -1262 |  | 1600 | -338 | 79 | []
BG_CO_00006, BG_CO_00008 | N-1 400kV Plovdiv - Vetren , N-1 400kV Plovdiv - Vetren | [MK-GR] 400 kV Bitola-Meliti | XFL_BI11_GMELIT11_1:line | -1261 |  | 1600 | -339 | 79 | []
BG_MK_CO_00001 | N-1 400kV Chervena Mogila - Stip | [MK-GR] 400 kV Bitola-Meliti | XFL_BI11_GMELIT11_1:line | -1259 |  | 1600 | -341 | 79 | []
MK_CO_00002 | N-1 400 kV Dubrovo âStip | [MK-GR] 400 kV Bitola-Meliti | XFL_BI11_GMELIT11_1:line | -1239 |  | 1600 | -361 | 77 | []
MK_CO_00003 | N-1 400 kV Skopje 4 âSkopje 5 | [MK-GR] 400 kV Bitola-Meliti | XFL_BI11_GMELIT11_1:line | -1237 |  | 1600 | -363 | 77 | []
GR_CO_00005 | N-1 400 kV Thessaloniki-Lagadas ck.2 | [MK-GR] 400 kV Bitola-Meliti | XFL_BI11_GMELIT11_1:line | -1207 |  | 1600 | -393 | 75 | []

## 2230Preventive
Detailed results
Generated at: | 2024-01-24 19:17
Business day: | 25.01.2024
Timestamp: | 22:30
Border & direction: | North-Greece Exporting
Horizon: | DA
Remedial actions: | true
Evaluation type: | PREVENTIVE
TTC [MW]: | 2374
Fallback applied | false
Loading threshold | 0.7
Applied RAs
CO ID | RA ID | Name of the RA | Usage | Type | Location | Status
Limiting CNECs
CO ID | Name of the CO | Name of the CNE | CNE UCTE branch | Calculated I (A) | I max (PRE) | I max (CUR) | Margin (A) | Loading (%) | Applicable curative RAs
AL_GR_CO_00001 | N-1 400 kV Zemplak-Kardia | [MK-GR] 400 kV Bitola-Meliti | XFL_BI11_GMELIT11_1:line | -1599 | 1600 | 1600 | -1 | 100 | []
MK_GR_CO_00002 | N-1 400 kV Dubrovo-Thessaloniki | [MK-GR] 400 kV Bitola-Meliti | XFL_BI11_GMELIT11_1:line | -1527 | 1600 | 1600 | -73 | 95 | []
IT_GR_CO_00001 | N-1 400 kV Galatina-Arachthos | [MK-GR] 400 kV Bitola-Meliti | XFL_BI11_GMELIT11_1:line | -1525 | 1600 | 1600 | -75 | 95 | []
AL_CO_00002 | N-1 400 kV Elbasan 2-Zemlak | [MK-GR] 400 kV Bitola-Meliti | XFL_BI11_GMELIT11_1:line | -1510 | 1600 | 1600 | -90 | 94 | []
KS_CO_00001 | N-1 400 kV Kosovo B-Urosevac | [MK-GR] 400 kV Bitola-Meliti | XFL_BI11_GMELIT11_1:line | -1431 | 1600 | 1600 | -169 | 89 | []
BG_GR_CO_00001 | N-1 400 kV Blagoevgrad - Thessaloniki | [MK-GR] 400 kV Bitola-Meliti | XFL_BI11_GMELIT11_1:line | -1396 | 1600 | 1600 | -204 | 87 | []
GR_CO_00004 | N-1 400 kV Amideo-Lagadas ck.2 | [MK-GR] 400 kV Bitola-Meliti | XFL_BI11_GMELIT11_1:line | -1387 | 1600 | 1600 | -213 | 87 | []
MK_KS_CO_00001 | N-1 400 kV Skopje 5 âUrosevac | [MK-GR] 400 kV Bitola-Meliti | XFL_BI11_GMELIT11_1:line | -1384 | 1600 | 1600 | -216 | 87 | []
GR_CO_00001 | N-1 400 kV Filippoi-Nea Santa ck.2 | [MK-GR] 400 kV Bitola-Meliti | XFL_BI11_GMELIT11_1:line | -1382 | 1600 | 1600 | -218 | 86 | []
GR_CO_00002 | N-1 400 kV Filippoi-Lagadas ck.2 | [MK-GR] 400 kV Bitola-Meliti | XFL_BI11_GMELIT11_1:line | -1376 | 1600 | 1600 | -224 | 86 | []
AL_CO_00001 | N-1 400 kV Elbasan 2-Tirana 2 | [MK-GR] 400 kV Bitola-Meliti | XFL_BI11_GMELIT11_1:line | -1366 | 1600 | 1600 | -234 | 85 | []
BG_CO_00001 | N-1 400kV Chervena Mogila - Blagoevgrad ck. 1 | [MK-GR] 400 kV Bitola-Meliti | XFL_BI11_GMELIT11_1:line | -1346 | 1600 | 1600 | -254 | 84 | []
BG_GR_CO_00002 | N-1 400kV MARITSA IZTOK-NEA SANTA-CK-1 | [MK-GR] 400 kV Bitola-Meliti | XFL_BI11_GMELIT11_1:line | -1330 | 1600 | 1600 | -270 | 83 | []
TR_GR_CO_00001 | N-1 400 kV Babaeski-N Santa | [MK-GR] 400 kV Bitola-Meliti | XFL_BI11_GMELIT11_1:line | -1326 | 1600 | 1600 | -274 | 83 | []
RS_CO_00004 | N-1 400 kV Nis 2 âLeskovac 2 | [MK-GR] 400 kV Bitola-Meliti | XFL_BI11_GMELIT11_1:line | -1326 | 1600 | 1600 | -274 | 83 | []
KS_ME_CO_00001 | N-1 400 kV Pec 3-Ribarevina | [MK-GR] 400 kV Bitola-Meliti | XFL_BI11_GMELIT11_1:line | -1322 | 1600 | 1600 | -278 | 83 | []
RS_CO_00003 | N-1 400 kV Vranje 4 âLeskovac 2 | [MK-GR] 400 kV Bitola-Meliti | XFL_BI11_GMELIT11_1:line | -1317 | 1600 | 1600 | -283 | 82 | []
RS_MK_00001 | N-1 400 kV Vranje 4 -Stip | [MK-GR] 400 kV Bitola-Meliti | XFL_BI11_GMELIT11_1:line | -1317 | 1600 | 1600 | -283 | 82 | []
RS_KS_CO_00002 | N-1 400 kV Kosovo B-Nis 2 | [MK-GR] 400 kV Bitola-Meliti | XFL_BI11_GMELIT11_1:line | -1309 | 1600 | 1600 | -291 | 82 | []
BG_MK_CO_00001 | N-1 400kV Chervena Mogila - Stip | [MK-GR] 400 kV Bitola-Meliti | XFL_BI11_GMELIT11_1:line | -1308 | 1600 | 1600 | -292 | 82 | []
BG_CO_00016 | N-1 400kV Kozloduy - Sofia Zapad ck.2 | [MK-GR] 400 kV Bitola-Meliti | XFL_BI11_GMELIT11_1:line | -1304 | 1600 | 1600 | -296 | 82 | []
AL_ME_CO_00001 | N-1 400 kV Tirana 2âPodgorica 2 | [MK-GR] 400 kV Bitola-Meliti | XFL_BI11_GMELIT11_1:line | -1303 | 1600 | 1600 | -297 | 81 | []
TR_CO_00001 | N-1 400 kV Habitabat NGCC -Babaeski | [MK-GR] 400 kV Bitola-Meliti | XFL_BI11_GMELIT11_1:line | -1297 | 1600 | 1600 | -303 | 81 | []
BG_TR_CO_00002 | N-1 400kV Maritsa 3 - Hamitabat 2 | [MK-GR] 400 kV Bitola-Meliti | XFL_BI11_GMELIT11_1:line | -1296 | 1600 | 1600 | -304 | 81 | []
BG_TR_CO_00001 | N-1 400kV Maritsa 3 - Hamitabat 1 | [MK-GR] 400 kV Bitola-Meliti | XFL_BI11_GMELIT11_1:line | -1296 | 1600 | 1600 | -304 | 81 | []
BC | Base Case | [MK-GR] 400 kV Bitola-Meliti | XFL_BI11_GMELIT11_1:line | -1295 | 1600 | 1600 | -305 | 81 | []
BG_CO_00010 | N-1 400kV Maritsa Iztok â Maritsa Iztok 3 | [MK-GR] 400 kV Bitola-Meliti | XFL_BI11_GMELIT11_1:line | -1295 | 1600 | 1600 | -305 | 81 | []
BG_CO_00011 | N-1 400kV Maritsa Iztok - Plovdiv | [MK-GR] 400 kV Bitola-Meliti | XFL_BI11_GMELIT11_1:line | -1294 | 1600 | 1600 | -306 | 81 | []
BG_CO_00013 | N-1 400kV Burgas â Maritsa Iztok 2 | [MK-GR] 400 kV Bitola-Meliti | XFL_BI11_GMELIT11_1:line | -1293 | 1600 | 1600 | -307 | 81 | []
BG_CO_00012 | Â N-1 400kV Varna - Burgas | [MK-GR] 400 kV Bitola-Meliti | XFL_BI11_GMELIT11_1:line | -1291 | 1600 | 1600 | -309 | 81 | []
BG_CO_00002 | N-1 400kV Sofia Zapad - Chervena Mogila ck. 1 | [MK-GR] 400 kV Bitola-Meliti | XFL_BI11_GMELIT11_1:line | -1291 | 1600 | 1600 | -309 | 81 | []
BG_CO_00009 | N-1 400kV Maritsa Iztok 2Â - Maritsa Iztok 3 | [MK-GR] 400 kV Bitola-Meliti | XFL_BI11_GMELIT11_1:line | -1290 | 1600 | 1600 | -310 | 81 | []
MK_CO_00002 | N-1 400 kV Dubrovo âStip | [MK-GR] 400 kV Bitola-Meliti | XFL_BI11_GMELIT11_1:line | -1279 | 1600 | 1600 | -321 | 80 | []
BG_RS_CO_00001 | N-1 400kV Sofia Zapad - Nis Â | [MK-GR] 400 kV Bitola-Meliti | XFL_BI11_GMELIT11_1:line | -1275 | 1600 | 1600 | -325 | 80 | []
BG_CO_00005, BG_CO_00007 | N-1 400kV Vetren - Chervena Mogila , N-1 400kV Maritsa Iztok - Plovdiv ck. 2 | [MK-GR] 400 kV Bitola-Meliti | XFL_BI11_GMELIT11_1:line | -1271 | 1600 | 1600 | -329 | 79 | []
BG_CO_00006, BG_CO_00008 | N-1 400kV Plovdiv - Vetren , N-1 400kV Plovdiv - Vetren | [MK-GR] 400 kV Bitola-Meliti | XFL_BI11_GMELIT11_1:line | -1269 | 1600 | 1600 | -331 | 79 | []
MK_CO_00003 | N-1 400 kV Skopje 4 âSkopje 5 | [MK-GR] 400 kV Bitola-Meliti | XFL_BI11_GMELIT11_1:line | -1226 | 1600 | 1600 | -374 | 77 | []
GR_CO_00005 | N-1 400 kV Thessaloniki-Lagadas ck.2 | [MK-GR] 400 kV Bitola-Meliti | XFL_BI11_GMELIT11_1:line | -1223 | 1600 | 1600 | -377 | 76 | []
MK_CO_00001 | N-1 400 kV Bitola-Dubrovo | [MK-GR] 400 kV Bitola-Meliti | XFL_BI11_GMELIT11_1:line | -1122 | 1600 | 1600 | -478 | 70 | []

## 2230Curative
Detailed results
Generated at: | 2024-01-24 19:17
Business day: | 25.01.2024
Timestamp: | 22:30
Border & direction: | North-Greece Exporting
Horizon: | DA
Remedial actions: | true
Evaluation type: | CURATIVE
TTC [MW]: | 2374
Fallback applied | false
Loading threshold | 0.7
Applied RAs
CO ID | RA ID | Name of the RA | Usage | Type | Location | Status
Limiting CNECs
CO ID | Name of the CO | Name of the CNE | CNE UCTE branch | Calculated I (A) | I max (PRE) | I max (CUR) | Margin (A) | Loading (%) | Applicable curative RAs
AL_GR_CO_00001 | N-1 400 kV Zemplak-Kardia | [MK-GR] 400 kV Bitola-Meliti | XFL_BI11_GMELIT11_1:line | -1599 |  | 1600 | -1 | 100 | []
MK_GR_CO_00002 | N-1 400 kV Dubrovo-Thessaloniki | [MK-GR] 400 kV Bitola-Meliti | XFL_BI11_GMELIT11_1:line | -1527 |  | 1600 | -73 | 95 | []
IT_GR_CO_00001 | N-1 400 kV Galatina-Arachthos | [MK-GR] 400 kV Bitola-Meliti | XFL_BI11_GMELIT11_1:line | -1525 |  | 1600 | -75 | 95 | []
AL_CO_00002 | N-1 400 kV Elbasan 2-Zemlak | [MK-GR] 400 kV Bitola-Meliti | XFL_BI11_GMELIT11_1:line | -1510 |  | 1600 | -90 | 94 | []
KS_CO_00001 | N-1 400 kV Kosovo B-Urosevac | [MK-GR] 400 kV Bitola-Meliti | XFL_BI11_GMELIT11_1:line | -1431 |  | 1600 | -169 | 89 | []
BG_GR_CO_00001 | N-1 400 kV Blagoevgrad - Thessaloniki | [MK-GR] 400 kV Bitola-Meliti | XFL_BI11_GMELIT11_1:line | -1396 |  | 1600 | -204 | 87 | []
GR_CO_00004 | N-1 400 kV Amideo-Lagadas ck.2 | [MK-GR] 400 kV Bitola-Meliti | XFL_BI11_GMELIT11_1:line | -1387 |  | 1600 | -213 | 87 | []
MK_KS_CO_00001 | N-1 400 kV Skopje 5 âUrosevac | [MK-GR] 400 kV Bitola-Meliti | XFL_BI11_GMELIT11_1:line | -1384 |  | 1600 | -216 | 87 | []
GR_CO_00001 | N-1 400 kV Filippoi-Nea Santa ck.2 | [MK-GR] 400 kV Bitola-Meliti | XFL_BI11_GMELIT11_1:line | -1382 |  | 1600 | -218 | 86 | []
GR_CO_00002 | N-1 400 kV Filippoi-Lagadas ck.2 | [MK-GR] 400 kV Bitola-Meliti | XFL_BI11_GMELIT11_1:line | -1376 |  | 1600 | -224 | 86 | []
AL_CO_00001 | N-1 400 kV Elbasan 2-Tirana 2 | [MK-GR] 400 kV Bitola-Meliti | XFL_BI11_GMELIT11_1:line | -1366 |  | 1600 | -234 | 85 | []
BG_CO_00001 | N-1 400kV Chervena Mogila - Blagoevgrad ck. 1 | [MK-GR] 400 kV Bitola-Meliti | XFL_BI11_GMELIT11_1:line | -1346 |  | 1600 | -254 | 84 | []
BG_GR_CO_00002 | N-1 400kV MARITSA IZTOK-NEA SANTA-CK-1 | [MK-GR] 400 kV Bitola-Meliti | XFL_BI11_GMELIT11_1:line | -1330 |  | 1600 | -270 | 83 | []
TR_GR_CO_00001 | N-1 400 kV Babaeski-N Santa | [MK-GR] 400 kV Bitola-Meliti | XFL_BI11_GMELIT11_1:line | -1326 |  | 1600 | -274 | 83 | []
RS_CO_00004 | N-1 400 kV Nis 2 âLeskovac 2 | [MK-GR] 400 kV Bitola-Meliti | XFL_BI11_GMELIT11_1:line | -1326 |  | 1600 | -274 | 83 | []
KS_ME_CO_00001 | N-1 400 kV Pec 3-Ribarevina | [MK-GR] 400 kV Bitola-Meliti | XFL_BI11_GMELIT11_1:line | -1322 |  | 1600 | -278 | 83 | []
RS_CO_00003 | N-1 400 kV Vranje 4 âLeskovac 2 | [MK-GR] 400 kV Bitola-Meliti | XFL_BI11_GMELIT11_1:line | -1317 |  | 1600 | -283 | 82 | []
RS_MK_00001 | N-1 400 kV Vranje 4 -Stip | [MK-GR] 400 kV Bitola-Meliti | XFL_BI11_GMELIT11_1:line | -1317 |  | 1600 | -283 | 82 | []
RS_KS_CO_00002 | N-1 400 kV Kosovo B-Nis 2 | [MK-GR] 400 kV Bitola-Meliti | XFL_BI11_GMELIT11_1:line | -1309 |  | 1600 | -291 | 82 | []
BG_MK_CO_00001 | N-1 400kV Chervena Mogila - Stip | [MK-GR] 400 kV Bitola-Meliti | XFL_BI11_GMELIT11_1:line | -1308 |  | 1600 | -292 | 82 | []
BG_CO_00016 | N-1 400kV Kozloduy - Sofia Zapad ck.2 | [MK-GR] 400 kV Bitola-Meliti | XFL_BI11_GMELIT11_1:line | -1304 |  | 1600 | -296 | 82 | []
AL_ME_CO_00001 | N-1 400 kV Tirana 2âPodgorica 2 | [MK-GR] 400 kV Bitola-Meliti | XFL_BI11_GMELIT11_1:line | -1303 |  | 1600 | -297 | 81 | []
TR_CO_00001 | N-1 400 kV Habitabat NGCC -Babaeski | [MK-GR] 400 kV Bitola-Meliti | XFL_BI11_GMELIT11_1:line | -1297 |  | 1600 | -303 | 81 | []
BG_TR_CO_00002 | N-1 400kV Maritsa 3 - Hamitabat 2 | [MK-GR] 400 kV Bitola-Meliti | XFL_BI11_GMELIT11_1:line | -1296 |  | 1600 | -304 | 81 | []
BG_TR_CO_00001 | N-1 400kV Maritsa 3 - Hamitabat 1 | [MK-GR] 400 kV Bitola-Meliti | XFL_BI11_GMELIT11_1:line | -1296 |  | 1600 | -304 | 81 | []
BC | Base Case | [MK-GR] 400 kV Bitola-Meliti | XFL_BI11_GMELIT11_1:line | -1295 |  | 1600 | -305 | 81 | []
BG_CO_00010 | N-1 400kV Maritsa Iztok â Maritsa Iztok 3 | [MK-GR] 400 kV Bitola-Meliti | XFL_BI11_GMELIT11_1:line | -1295 |  | 1600 | -305 | 81 | []
BG_CO_00011 | N-1 400kV Maritsa Iztok - Plovdiv | [MK-GR] 400 kV Bitola-Meliti | XFL_BI11_GMELIT11_1:line | -1294 |  | 1600 | -306 | 81 | []
BG_CO_00013 | N-1 400kV Burgas â Maritsa Iztok 2 | [MK-GR] 400 kV Bitola-Meliti | XFL_BI11_GMELIT11_1:line | -1293 |  | 1600 | -307 | 81 | []
BG_CO_00012 | Â N-1 400kV Varna - Burgas | [MK-GR] 400 kV Bitola-Meliti | XFL_BI11_GMELIT11_1:line | -1291 |  | 1600 | -309 | 81 | []
BG_CO_00002 | N-1 400kV Sofia Zapad - Chervena Mogila ck. 1 | [MK-GR] 400 kV Bitola-Meliti | XFL_BI11_GMELIT11_1:line | -1291 |  | 1600 | -309 | 81 | []
BG_CO_00009 | N-1 400kV Maritsa Iztok 2Â - Maritsa Iztok 3 | [MK-GR] 400 kV Bitola-Meliti | XFL_BI11_GMELIT11_1:line | -1290 |  | 1600 | -310 | 81 | []
MK_CO_00002 | N-1 400 kV Dubrovo âStip | [MK-GR] 400 kV Bitola-Meliti | XFL_BI11_GMELIT11_1:line | -1279 |  | 1600 | -321 | 80 | []
BG_RS_CO_00001 | N-1 400kV Sofia Zapad - Nis Â | [MK-GR] 400 kV Bitola-Meliti | XFL_BI11_GMELIT11_1:line | -1275 |  | 1600 | -325 | 80 | []
BG_CO_00005, BG_CO_00007 | N-1 400kV Vetren - Chervena Mogila , N-1 400kV Maritsa Iztok - Plovdiv ck. 2 | [MK-GR] 400 kV Bitola-Meliti | XFL_BI11_GMELIT11_1:line | -1271 |  | 1600 | -329 | 79 | []
BG_CO_00006, BG_CO_00008 | N-1 400kV Plovdiv - Vetren , N-1 400kV Plovdiv - Vetren | [MK-GR] 400 kV Bitola-Meliti | XFL_BI11_GMELIT11_1:line | -1269 |  | 1600 | -331 | 79 | []
MK_CO_00003 | N-1 400 kV Skopje 4 âSkopje 5 | [MK-GR] 400 kV Bitola-Meliti | XFL_BI11_GMELIT11_1:line | -1226 |  | 1600 | -374 | 77 | []
GR_CO_00005 | N-1 400 kV Thessaloniki-Lagadas ck.2 | [MK-GR] 400 kV Bitola-Meliti | XFL_BI11_GMELIT11_1:line | -1223 |  | 1600 | -377 | 76 | []
MK_CO_00001 | N-1 400 kV Bitola-Dubrovo | [MK-GR] 400 kV Bitola-Meliti | XFL_BI11_GMELIT11_1:line | -1122 |  | 1600 | -478 | 70 | []

## 2330Preventive
Detailed results
Generated at: | 2024-01-24 19:17
Business day: | 25.01.2024
Timestamp: | 23:30
Border & direction: | North-Greece Exporting
Horizon: | DA
Remedial actions: | true
Evaluation type: | PREVENTIVE
TTC [MW]: | 2303
Fallback applied | false
Loading threshold | 0.7
Applied RAs
CO ID | RA ID | Name of the RA | Usage | Type | Location | Status
Limiting CNECs
CO ID | Name of the CO | Name of the CNE | CNE UCTE branch | Calculated I (A) | I max (PRE) | I max (CUR) | Margin (A) | Loading (%) | Applicable curative RAs
AL_GR_CO_00001 | N-1 400 kV Zemplak-Kardia | [MK-GR] 400 kV Bitola-Meliti | XFL_BI11_GMELIT11_1:line | -1591 | 1600 | 1600 | -9 | 99 | []
MK_GR_CO_00002 | N-1 400 kV Dubrovo-Thessaloniki | [MK-GR] 400 kV Bitola-Meliti | XFL_BI11_GMELIT11_1:line | -1546 | 1600 | 1600 | -54 | 97 | []
IT_GR_CO_00001 | N-1 400 kV Galatina-Arachthos | [MK-GR] 400 kV Bitola-Meliti | XFL_BI11_GMELIT11_1:line | -1536 | 1600 | 1600 | -64 | 96 | []
AL_CO_00002 | N-1 400 kV Elbasan 2-Zemlak | [MK-GR] 400 kV Bitola-Meliti | XFL_BI11_GMELIT11_1:line | -1519 | 1600 | 1600 | -81 | 95 | []
KS_CO_00001 | N-1 400 kV Kosovo B-Urosevac | [MK-GR] 400 kV Bitola-Meliti | XFL_BI11_GMELIT11_1:line | 1445 | 1600 | 1600 | -155 | 90 | []
BG_GR_CO_00001 | N-1 400 kV Blagoevgrad - Thessaloniki | [MK-GR] 400 kV Bitola-Meliti | XFL_BI11_GMELIT11_1:line | -1407 | 1600 | 1600 | -193 | 88 | []
MK_KS_CO_00001 | N-1 400 kV Skopje 5 âUrosevac | [MK-GR] 400 kV Bitola-Meliti | XFL_BI11_GMELIT11_1:line | 1402 | 1600 | 1600 | -198 | 88 | []
GR_CO_00004 | N-1 400 kV Amideo-Lagadas ck.2 | [MK-GR] 400 kV Bitola-Meliti | XFL_BI11_GMELIT11_1:line | -1384 | 1600 | 1600 | -216 | 86 | []
GR_CO_00001 | N-1 400 kV Filippoi-Nea Santa ck.2 | [MK-GR] 400 kV Bitola-Meliti | XFL_BI11_GMELIT11_1:line | -1378 | 1600 | 1600 | -222 | 86 | []
GR_CO_00002 | N-1 400 kV Filippoi-Lagadas ck.2 | [MK-GR] 400 kV Bitola-Meliti | XFL_BI11_GMELIT11_1:line | -1374 | 1600 | 1600 | -226 | 86 | []
AL_CO_00001 | N-1 400 kV Elbasan 2-Tirana 2 | [MK-GR] 400 kV Bitola-Meliti | XFL_BI11_GMELIT11_1:line | -1371 | 1600 | 1600 | -229 | 86 | []
BG_CO_00001 | N-1 400kV Chervena Mogila - Blagoevgrad ck. 1 | [MK-GR] 400 kV Bitola-Meliti | XFL_BI11_GMELIT11_1:line | -1331 | 1600 | 1600 | -269 | 83 | []
RS_CO_00004 | N-1 400 kV Nis 2 âLeskovac 2 | [MK-GR] 400 kV Bitola-Meliti | XFL_BI11_GMELIT11_1:line | -1331 | 1600 | 1600 | -269 | 83 | []
TR_GR_CO_00001 | N-1 400 kV Babaeski-N Santa | [MK-GR] 400 kV Bitola-Meliti | XFL_BI11_GMELIT11_1:line | -1330 | 1600 | 1600 | -270 | 83 | []
BG_GR_CO_00002 | N-1 400kV MARITSA IZTOK-NEA SANTA-CK-1 | [MK-GR] 400 kV Bitola-Meliti | XFL_BI11_GMELIT11_1:line | -1330 | 1600 | 1600 | -270 | 83 | []
BG_MK_CO_00001 | N-1 400kV Chervena Mogila - Stip | [MK-GR] 400 kV Bitola-Meliti | XFL_BI11_GMELIT11_1:line | -1327 | 1600 | 1600 | -273 | 83 | []
KS_ME_CO_00001 | N-1 400 kV Pec 3-Ribarevina | [MK-GR] 400 kV Bitola-Meliti | XFL_BI11_GMELIT11_1:line | -1325 | 1600 | 1600 | -275 | 83 | []
RS_MK_00001 | N-1 400 kV Vranje 4 -Stip | [MK-GR] 400 kV Bitola-Meliti | XFL_BI11_GMELIT11_1:line | -1324 | 1600 | 1600 | -276 | 83 | []
RS_CO_00003 | N-1 400 kV Vranje 4 âLeskovac 2 | [MK-GR] 400 kV Bitola-Meliti | XFL_BI11_GMELIT11_1:line | -1323 | 1600 | 1600 | -277 | 83 | []
RS_KS_CO_00002 | N-1 400 kV Kosovo B-Nis 2 | [MK-GR] 400 kV Bitola-Meliti | XFL_BI11_GMELIT11_1:line | -1315 | 1600 | 1600 | -285 | 82 | []
AL_ME_CO_00001 | N-1 400 kV Tirana 2âPodgorica 2 | [MK-GR] 400 kV Bitola-Meliti | XFL_BI11_GMELIT11_1:line | -1313 | 1600 | 1600 | -287 | 82 | []
BG_CO_00016 | N-1 400kV Kozloduy - Sofia Zapad ck.2 | [MK-GR] 400 kV Bitola-Meliti | XFL_BI11_GMELIT11_1:line | -1312 | 1600 | 1600 | -288 | 82 | []
BG_CO_00002 | N-1 400kV Sofia Zapad - Chervena Mogila ck. 1 | [MK-GR] 400 kV Bitola-Meliti | XFL_BI11_GMELIT11_1:line | -1304 | 1600 | 1600 | -296 | 82 | []
TR_CO_00001 | N-1 400 kV Habitabat NGCC -Babaeski | [MK-GR] 400 kV Bitola-Meliti | XFL_BI11_GMELIT11_1:line | -1302 | 1600 | 1600 | -298 | 81 | []
BG_TR_CO_00002 | N-1 400kV Maritsa 3 - Hamitabat 2 | [MK-GR] 400 kV Bitola-Meliti | XFL_BI11_GMELIT11_1:line | -1301 | 1600 | 1600 | -299 | 81 | []
BG_CO_00011 | N-1 400kV Maritsa Iztok - Plovdiv | [MK-GR] 400 kV Bitola-Meliti | XFL_BI11_GMELIT11_1:line | -1301 | 1600 | 1600 | -299 | 81 | []
BG_TR_CO_00001 | N-1 400kV Maritsa 3 - Hamitabat 1 | [MK-GR] 400 kV Bitola-Meliti | XFL_BI11_GMELIT11_1:line | -1300 | 1600 | 1600 | -300 | 81 | []
BG_CO_00013 | N-1 400kV Burgas â Maritsa Iztok 2 | [MK-GR] 400 kV Bitola-Meliti | XFL_BI11_GMELIT11_1:line | -1300 | 1600 | 1600 | -300 | 81 | []
BC | Base Case | [MK-GR] 400 kV Bitola-Meliti | XFL_BI11_GMELIT11_1:line | -1300 | 1600 | 1600 | -300 | 81 | []
BG_CO_00010 | N-1 400kV Maritsa Iztok â Maritsa Iztok 3 | [MK-GR] 400 kV Bitola-Meliti | XFL_BI11_GMELIT11_1:line | -1300 | 1600 | 1600 | -300 | 81 | []
BG_CO_00012 | Â N-1 400kV Varna - Burgas | [MK-GR] 400 kV Bitola-Meliti | XFL_BI11_GMELIT11_1:line | -1297 | 1600 | 1600 | -303 | 81 | []
BG_CO_00009 | N-1 400kV Maritsa Iztok 2Â - Maritsa Iztok 3 | [MK-GR] 400 kV Bitola-Meliti | XFL_BI11_GMELIT11_1:line | -1297 | 1600 | 1600 | -303 | 81 | []
MK_CO_00002 | N-1 400 kV Dubrovo âStip | [MK-GR] 400 kV Bitola-Meliti | XFL_BI11_GMELIT11_1:line | -1294 | 1600 | 1600 | -306 | 81 | []
BG_RS_CO_00001 | N-1 400kV Sofia Zapad - Nis Â | [MK-GR] 400 kV Bitola-Meliti | XFL_BI11_GMELIT11_1:line | -1284 | 1600 | 1600 | -316 | 80 | []
BG_CO_00005, BG_CO_00007 | N-1 400kV Vetren - Chervena Mogila , N-1 400kV Maritsa Iztok - Plovdiv ck. 2 | [MK-GR] 400 kV Bitola-Meliti | XFL_BI11_GMELIT11_1:line | -1282 | 1600 | 1600 | -318 | 80 | []
BG_CO_00006, BG_CO_00008 | N-1 400kV Plovdiv - Vetren , N-1 400kV Plovdiv - Vetren | [MK-GR] 400 kV Bitola-Meliti | XFL_BI11_GMELIT11_1:line | -1280 | 1600 | 1600 | -320 | 80 | []
GR_CO_00005 | N-1 400 kV Thessaloniki-Lagadas ck.2 | [MK-GR] 400 kV Bitola-Meliti | XFL_BI11_GMELIT11_1:line | -1235 | 1600 | 1600 | -365 | 77 | []
MK_CO_00003 | N-1 400 kV Skopje 4 âSkopje 5 | [MK-GR] 400 kV Bitola-Meliti | XFL_BI11_GMELIT11_1:line | -1227 | 1600 | 1600 | -373 | 77 | []
MK_CO_00001 | N-1 400 kV Bitola-Dubrovo | [MK-GR] 400 kV Bitola-Meliti | XFL_BI11_GMELIT11_1:line | -1136 | 1600 | 1600 | -464 | 71 | []

## 2330Curative
Detailed results
Generated at: | 2024-01-24 19:17
Business day: | 25.01.2024
Timestamp: | 23:30
Border & direction: | North-Greece Exporting
Horizon: | DA
Remedial actions: | true
Evaluation type: | CURATIVE
TTC [MW]: | 2303
Fallback applied | false
Loading threshold | 0.7
Applied RAs
CO ID | RA ID | Name of the RA | Usage | Type | Location | Status
Limiting CNECs
CO ID | Name of the CO | Name of the CNE | CNE UCTE branch | Calculated I (A) | I max (PRE) | I max (CUR) | Margin (A) | Loading (%) | Applicable curative RAs
AL_GR_CO_00001 | N-1 400 kV Zemplak-Kardia | [MK-GR] 400 kV Bitola-Meliti | XFL_BI11_GMELIT11_1:line | -1591 |  | 1600 | -9 | 99 | []
MK_GR_CO_00002 | N-1 400 kV Dubrovo-Thessaloniki | [MK-GR] 400 kV Bitola-Meliti | XFL_BI11_GMELIT11_1:line | -1546 |  | 1600 | -54 | 97 | []
IT_GR_CO_00001 | N-1 400 kV Galatina-Arachthos | [MK-GR] 400 kV Bitola-Meliti | XFL_BI11_GMELIT11_1:line | -1536 |  | 1600 | -64 | 96 | []
AL_CO_00002 | N-1 400 kV Elbasan 2-Zemlak | [MK-GR] 400 kV Bitola-Meliti | XFL_BI11_GMELIT11_1:line | -1519 |  | 1600 | -81 | 95 | []
KS_CO_00001 | N-1 400 kV Kosovo B-Urosevac | [MK-GR] 400 kV Bitola-Meliti | XFL_BI11_GMELIT11_1:line | 1445 |  | 1600 | -155 | 90 | []
BG_GR_CO_00001 | N-1 400 kV Blagoevgrad - Thessaloniki | [MK-GR] 400 kV Bitola-Meliti | XFL_BI11_GMELIT11_1:line | -1407 |  | 1600 | -193 | 88 | []
MK_KS_CO_00001 | N-1 400 kV Skopje 5 âUrosevac | [MK-GR] 400 kV Bitola-Meliti | XFL_BI11_GMELIT11_1:line | 1402 |  | 1600 | -198 | 88 | []
GR_CO_00004 | N-1 400 kV Amideo-Lagadas ck.2 | [MK-GR] 400 kV Bitola-Meliti | XFL_BI11_GMELIT11_1:line | -1384 |  | 1600 | -216 | 86 | []
GR_CO_00001 | N-1 400 kV Filippoi-Nea Santa ck.2 | [MK-GR] 400 kV Bitola-Meliti | XFL_BI11_GMELIT11_1:line | -1378 |  | 1600 | -222 | 86 | []
GR_CO_00002 | N-1 400 kV Filippoi-Lagadas ck.2 | [MK-GR] 400 kV Bitola-Meliti | XFL_BI11_GMELIT11_1:line | -1374 |  | 1600 | -226 | 86 | []
AL_CO_00001 | N-1 400 kV Elbasan 2-Tirana 2 | [MK-GR] 400 kV Bitola-Meliti | XFL_BI11_GMELIT11_1:line | -1371 |  | 1600 | -229 | 86 | []
BG_CO_00001 | N-1 400kV Chervena Mogila - Blagoevgrad ck. 1 | [MK-GR] 400 kV Bitola-Meliti | XFL_BI11_GMELIT11_1:line | -1331 |  | 1600 | -269 | 83 | []
RS_CO_00004 | N-1 400 kV Nis 2 âLeskovac 2 | [MK-GR] 400 kV Bitola-Meliti | XFL_BI11_GMELIT11_1:line | -1331 |  | 1600 | -269 | 83 | []
TR_GR_CO_00001 | N-1 400 kV Babaeski-N Santa | [MK-GR] 400 kV Bitola-Meliti | XFL_BI11_GMELIT11_1:line | -1330 |  | 1600 | -270 | 83 | []
BG_GR_CO_00002 | N-1 400kV MARITSA IZTOK-NEA SANTA-CK-1 | [MK-GR] 400 kV Bitola-Meliti | XFL_BI11_GMELIT11_1:line | -1330 |  | 1600 | -270 | 83 | []
BG_MK_CO_00001 | N-1 400kV Chervena Mogila - Stip | [MK-GR] 400 kV Bitola-Meliti | XFL_BI11_GMELIT11_1:line | -1327 |  | 1600 | -273 | 83 | []
KS_ME_CO_00001 | N-1 400 kV Pec 3-Ribarevina | [MK-GR] 400 kV Bitola-Meliti | XFL_BI11_GMELIT11_1:line | -1325 |  | 1600 | -275 | 83 | []
RS_MK_00001 | N-1 400 kV Vranje 4 -Stip | [MK-GR] 400 kV Bitola-Meliti | XFL_BI11_GMELIT11_1:line | -1324 |  | 1600 | -276 | 83 | []
RS_CO_00003 | N-1 400 kV Vranje 4 âLeskovac 2 | [MK-GR] 400 kV Bitola-Meliti | XFL_BI11_GMELIT11_1:line | -1323 |  | 1600 | -277 | 83 | []
RS_KS_CO_00002 | N-1 400 kV Kosovo B-Nis 2 | [MK-GR] 400 kV Bitola-Meliti | XFL_BI11_GMELIT11_1:line | -1315 |  | 1600 | -285 | 82 | []
AL_ME_CO_00001 | N-1 400 kV Tirana 2âPodgorica 2 | [MK-GR] 400 kV Bitola-Meliti | XFL_BI11_GMELIT11_1:line | -1313 |  | 1600 | -287 | 82 | []
BG_CO_00016 | N-1 400kV Kozloduy - Sofia Zapad ck.2 | [MK-GR] 400 kV Bitola-Meliti | XFL_BI11_GMELIT11_1:line | -1312 |  | 1600 | -288 | 82 | []
BG_CO_00002 | N-1 400kV Sofia Zapad - Chervena Mogila ck. 1 | [MK-GR] 400 kV Bitola-Meliti | XFL_BI11_GMELIT11_1:line | -1304 |  | 1600 | -296 | 82 | []
TR_CO_00001 | N-1 400 kV Habitabat NGCC -Babaeski | [MK-GR] 400 kV Bitola-Meliti | XFL_BI11_GMELIT11_1:line | -1302 |  | 1600 | -298 | 81 | []
BG_TR_CO_00002 | N-1 400kV Maritsa 3 - Hamitabat 2 | [MK-GR] 400 kV Bitola-Meliti | XFL_BI11_GMELIT11_1:line | -1301 |  | 1600 | -299 | 81 | []
BG_CO_00011 | N-1 400kV Maritsa Iztok - Plovdiv | [MK-GR] 400 kV Bitola-Meliti | XFL_BI11_GMELIT11_1:line | -1301 |  | 1600 | -299 | 81 | []
BG_TR_CO_00001 | N-1 400kV Maritsa 3 - Hamitabat 1 | [MK-GR] 400 kV Bitola-Meliti | XFL_BI11_GMELIT11_1:line | -1300 |  | 1600 | -300 | 81 | []
BG_CO_00013 | N-1 400kV Burgas â Maritsa Iztok 2 | [MK-GR] 400 kV Bitola-Meliti | XFL_BI11_GMELIT11_1:line | -1300 |  | 1600 | -300 | 81 | []
BC | Base Case | [MK-GR] 400 kV Bitola-Meliti | XFL_BI11_GMELIT11_1:line | -1300 |  | 1600 | -300 | 81 | []
BG_CO_00010 | N-1 400kV Maritsa Iztok â Maritsa Iztok 3 | [MK-GR] 400 kV Bitola-Meliti | XFL_BI11_GMELIT11_1:line | -1300 |  | 1600 | -300 | 81 | []
BG_CO_00012 | Â N-1 400kV Varna - Burgas | [MK-GR] 400 kV Bitola-Meliti | XFL_BI11_GMELIT11_1:line | -1297 |  | 1600 | -303 | 81 | []
BG_CO_00009 | N-1 400kV Maritsa Iztok 2Â - Maritsa Iztok 3 | [MK-GR] 400 kV Bitola-Meliti | XFL_BI11_GMELIT11_1:line | -1297 |  | 1600 | -303 | 81 | []
MK_CO_00002 | N-1 400 kV Dubrovo âStip | [MK-GR] 400 kV Bitola-Meliti | XFL_BI11_GMELIT11_1:line | -1294 |  | 1600 | -306 | 81 | []
BG_RS_CO_00001 | N-1 400kV Sofia Zapad - Nis Â | [MK-GR] 400 kV Bitola-Meliti | XFL_BI11_GMELIT11_1:line | -1284 |  | 1600 | -316 | 80 | []
BG_CO_00005, BG_CO_00007 | N-1 400kV Vetren - Chervena Mogila , N-1 400kV Maritsa Iztok - Plovdiv ck. 2 | [MK-GR] 400 kV Bitola-Meliti | XFL_BI11_GMELIT11_1:line | -1282 |  | 1600 | -318 | 80 | []
BG_CO_00006, BG_CO_00008 | N-1 400kV Plovdiv - Vetren , N-1 400kV Plovdiv - Vetren | [MK-GR] 400 kV Bitola-Meliti | XFL_BI11_GMELIT11_1:line | -1280 |  | 1600 | -320 | 80 | []
GR_CO_00005 | N-1 400 kV Thessaloniki-Lagadas ck.2 | [MK-GR] 400 kV Bitola-Meliti | XFL_BI11_GMELIT11_1:line | -1235 |  | 1600 | -365 | 77 | []
MK_CO_00003 | N-1 400 kV Skopje 4 âSkopje 5 | [MK-GR] 400 kV Bitola-Meliti | XFL_BI11_GMELIT11_1:line | -1227 |  | 1600 | -373 | 77 | []
MK_CO_00001 | N-1 400 kV Bitola-Dubrovo | [MK-GR] 400 kV Bitola-Meliti | XFL_BI11_GMELIT11_1:line | -1136 |  | 1600 | -464 | 71 | []