## 0030Preventive
Detailed results
Generated at: | 2024-02-16 19:16
Business day: | 17.02.2024
Timestamp: | 00:30
Border & direction: | North-Greece Exporting
Horizon: | DA
Remedial actions: | true
Evaluation type: | PREVENTIVE
TTC [MW]: | 2593
Fallback applied | false
Loading threshold | 0.7
Applied RAs
CO ID | RA ID | Name of the RA | Usage | Type | Location | Status
Limiting CNECs
CO ID | Name of the CO | Name of the CNE | CNE UCTE branch | Calculated I (A) | I max (PRE) | I max (CUR) | Margin (A) | Loading (%) | Applicable curative RAs
AL_GR_CO_00001 | N-1 400 kV Zemplak-Kardia | [MK-GR] 400 kV Bitola-Meliti | XFL_BI11_GMELIT11_1:line | -1598 | 1600 | 1600 | -2 | 100 | []
AL_CO_00002 | N-1 400 kV Elbasan 2-Zemlak | [MK-GR] 400 kV Bitola-Meliti | XFL_BI11_GMELIT11_1:line | -1503 | 1600 | 1600 | -97 | 94 | []
MK_GR_CO_00002 | N-1 400 kV Dubrovo-Thessaloniki | [MK-GR] 400 kV Bitola-Meliti | XFL_BI11_GMELIT11_1:line | -1462 | 1600 | 1600 | -138 | 91 | []
IT_GR_CO_00001 | N-1 400 kV Galatina-Arachthos | [MK-GR] 400 kV Bitola-Meliti | XFL_BI11_GMELIT11_1:line | -1440 | 1600 | 1600 | -160 | 90 | []
BG_GR_CO_00001 | N-1 400 kV Blagoevgrad-Thessaloniki | [MK-GR] 400 kV Bitola-Meliti | XFL_BI11_GMELIT11_1:line | -1331 | 1600 | 1600 | -269 | 83 | []
BG_CO_00001 | N-1 400kV Chervena Mogila - Blagoevgrad ck. 2 | [MK-GR] 400 kV Bitola-Meliti | XFL_BI11_GMELIT11_1:line | -1329 | 1600 | 1600 | -271 | 83 | []
AL_CO_00001 | N-1 400 kV Elbasan 2-Tirana 2 | [MK-GR] 400 kV Bitola-Meliti | XFL_BI11_GMELIT11_1:line | -1326 | 1600 | 1600 | -274 | 83 | []
GR_CO_00001 | N-1 400 kV Filippoi-Nea Santa ck.2 | [MK-GR] 400 kV Bitola-Meliti | XFL_BI11_GMELIT11_1:line | -1310 | 1600 | 1600 | -290 | 82 | []
GR_CO_00004 | N-1 400 kV Amideo-Lagadas ck.2 | [MK-GR] 400 kV Bitola-Meliti | XFL_BI11_GMELIT11_1:line | -1309 | 1600 | 1600 | -291 | 82 | []
GR_CO_00002 | N-1 400 kV Filippoi-Lagadas ck.2 | [MK-GR] 400 kV Bitola-Meliti | XFL_BI11_GMELIT11_1:line | -1298 | 1600 | 1600 | -302 | 81 | []
KS_CO_00001 | N-1 400 kV Kosovo B-Urosevac | [MK-GR] 400 kV Bitola-Meliti | XFL_BI11_GMELIT11_1:line | -1270 | 1600 | 1600 | -330 | 79 | []
BG_GR_CO_00002 | N-1 400 kV Maritsa Iztok-Nea Santa | [MK-GR] 400 kV Bitola-Meliti | XFL_BI11_GMELIT11_1:line | -1267 | 1600 | 1600 | -333 | 79 | []
TR_GR_CO_00001 | N-1 400 kV Babaeski-N Santa | [MK-GR] 400 kV Bitola-Meliti | XFL_BI11_GMELIT11_1:line | -1260 | 1600 | 1600 | -340 | 79 | []
AL_ME_CO_00001 | N-1 400 kV Tirana 2âPodgorica 2 | [MK-GR] 400 kV Bitola-Meliti | XFL_BI11_GMELIT11_1:line | -1253 | 1600 | 1600 | -347 | 78 | []
RS_CO_00004 | N-1 400 kV Nis 2 âLeskovac 2 | [MK-GR] 400 kV Bitola-Meliti | XFL_BI11_GMELIT11_1:line | -1244 | 1600 | 1600 | -356 | 78 | []
RS_KS_CO_00002 | N-1 400 kV Kosovo B-Nis 2 | [MK-GR] 400 kV Bitola-Meliti | XFL_BI11_GMELIT11_1:line | -1236 | 1600 | 1600 | -364 | 77 | []
TR_CO_00001 | N-1 400 kV Habitabat NGCC -Babaeski | [MK-GR] 400 kV Bitola-Meliti | XFL_BI11_GMELIT11_1:line | -1236 | 1600 | 1600 | -364 | 77 | []
BG_CO_00016 | N-1 400kV Kozloduy - Sofia Zapad ck.2 | [MK-GR] 400 kV Bitola-Meliti | XFL_BI11_GMELIT11_1:line | -1234 | 1600 | 1600 | -366 | 77 | []
RS_CO_00003 | N-1 400 kV Vranje 4 âLeskovac 2 | [MK-GR] 400 kV Bitola-Meliti | XFL_BI11_GMELIT11_1:line | -1233 | 1600 | 1600 | -367 | 77 | []
BG_CO_00013 | N-1 400kV Burgas â Maritsa Iztok 2 | [MK-GR] 400 kV Bitola-Meliti | XFL_BI11_GMELIT11_1:line | -1232 | 1600 | 1600 | -368 | 77 | []
BG_TR_CO_00002 | N-1 400kV Maritsa 3 - Hamitabat 2 | [MK-GR] 400 kV Bitola-Meliti | XFL_BI11_GMELIT11_1:line | -1231 | 1600 | 1600 | -369 | 77 | []
BG_TR_CO_00001 | N-1 400kV Maritsa 3 - Hamitabat 1 | [MK-GR] 400 kV Bitola-Meliti | XFL_BI11_GMELIT11_1:line | -1230 | 1600 | 1600 | -370 | 77 | []
BG_CO_00011 | N-1 400kV Maritsa Iztok - Plovdiv | [MK-GR] 400 kV Bitola-Meliti | XFL_BI11_GMELIT11_1:line | -1229 | 1600 | 1600 | -371 | 77 | []
BC | Base Case | [MK-GR] 400 kV Bitola-Meliti | XFL_BI11_GMELIT11_1:line | -1229 | 1600 | 1600 | -371 | 77 | []
BG_CO_00010 | N-1 400kV Maritsa Iztok â Maritsa Iztok 3 | [MK-GR] 400 kV Bitola-Meliti | XFL_BI11_GMELIT11_1:line | -1229 | 1600 | 1600 | -371 | 77 | []
BG_CO_00009 | N-1 400kV Maritsa Iztok 2Â - Maritsa Iztok 3 | [MK-GR] 400 kV Bitola-Meliti | XFL_BI11_GMELIT11_1:line | -1228 | 1600 | 1600 | -372 | 77 | []
BG_CO_00002 | N-1 400kV Sofia Zapad - Chervena Mogila ck. 2 | [MK-GR] 400 kV Bitola-Meliti | XFL_BI11_GMELIT11_1:line | -1228 | 1600 | 1600 | -372 | 77 | []
BG_CO_00012 | Â N-1 400kV Varna - Burgas | [MK-GR] 400 kV Bitola-Meliti | XFL_BI11_GMELIT11_1:line | -1227 | 1600 | 1600 | -373 | 77 | []
RS_MK_00001 | N-1 400 kV Vranje 4 -Stip | [MK-GR] 400 kV Bitola-Meliti | XFL_BI11_GMELIT11_1:line | -1225 | 1600 | 1600 | -375 | 77 | []
BG_RS_CO_00001 | N-1 400kV Sofia Zapad - Nis Â | [MK-GR] 400 kV Bitola-Meliti | XFL_BI11_GMELIT11_1:line | -1225 | 1600 | 1600 | -375 | 77 | []
BG_MK_CO_00001 | N-1 400kV Chervena Mogila - Stip Â | [MK-GR] 400 kV Bitola-Meliti | XFL_BI11_GMELIT11_1:line | -1223 | 1600 | 1600 | -377 | 76 | []
KS_ME_CO_00001 | N-1 400 kV Pec 3-Ribarevina | [MK-GR] 400 kV Bitola-Meliti | XFL_BI11_GMELIT11_1:line | -1221 | 1600 | 1600 | -379 | 76 | []
BG_CO_00006, BG_CO_00008 | N-1 400kV Plovdiv - Vetren , N-1 400kV Plovdiv - Vetren | [MK-GR] 400 kV Bitola-Meliti | XFL_BI11_GMELIT11_1:line | -1207 | 1600 | 1600 | -393 | 75 | []
BG_CO_00005, BG_CO_00007 | N-1 400kV Vetren - Chervena Mogila , N-1 400kV Vetren - Chervena Mogila | [MK-GR] 400 kV Bitola-Meliti | XFL_BI11_GMELIT11_1:line | -1207 | 1600 | 1600 | -393 | 75 | []
MK_KS_CO_00001 | N-1 400 kV Skopje 5 âUrosevac | [MK-GR] 400 kV Bitola-Meliti | XFL_BI11_GMELIT11_1:line | -1191 | 1600 | 1600 | -409 | 74 | []
GR_CO_00005 | N-1 400 kV Thessaloniki-Lagadas ck.2 | [MK-GR] 400 kV Bitola-Meliti | XFL_BI11_GMELIT11_1:line | -1174 | 1600 | 1600 | -426 | 73 | []
MK_CO_00002 | N-1 400 kV Dubrovo âStip | [MK-GR] 400 kV Bitola-Meliti | XFL_BI11_GMELIT11_1:line | -1167 | 1600 | 1600 | -433 | 73 | []
MK_CO_00003 | N-1 400 kV Skopje 4 âSkopje 5 | [MK-GR] 400 kV Bitola-Meliti | XFL_BI11_GMELIT11_1:line | -1148 | 1600 | 1600 | -452 | 72 | []

## 0030Curative
Detailed results
Generated at: | 2024-02-16 19:16
Business day: | 17.02.2024
Timestamp: | 00:30
Border & direction: | North-Greece Exporting
Horizon: | DA
Remedial actions: | true
Evaluation type: | CURATIVE
TTC [MW]: | 2593
Fallback applied | false
Loading threshold | 0.7
Applied RAs
CO ID | RA ID | Name of the RA | Usage | Type | Location | Status
Limiting CNECs
CO ID | Name of the CO | Name of the CNE | CNE UCTE branch | Calculated I (A) | I max (PRE) | I max (CUR) | Margin (A) | Loading (%) | Applicable curative RAs
AL_GR_CO_00001 | N-1 400 kV Zemplak-Kardia | [MK-GR] 400 kV Bitola-Meliti | XFL_BI11_GMELIT11_1:line | -1598 |  | 1600 | -2 | 100 | []
AL_CO_00002 | N-1 400 kV Elbasan 2-Zemlak | [MK-GR] 400 kV Bitola-Meliti | XFL_BI11_GMELIT11_1:line | -1503 |  | 1600 | -97 | 94 | []
MK_GR_CO_00002 | N-1 400 kV Dubrovo-Thessaloniki | [MK-GR] 400 kV Bitola-Meliti | XFL_BI11_GMELIT11_1:line | -1462 |  | 1600 | -138 | 91 | []
IT_GR_CO_00001 | N-1 400 kV Galatina-Arachthos | [MK-GR] 400 kV Bitola-Meliti | XFL_BI11_GMELIT11_1:line | -1440 |  | 1600 | -160 | 90 | []
BG_GR_CO_00001 | N-1 400 kV Blagoevgrad-Thessaloniki | [MK-GR] 400 kV Bitola-Meliti | XFL_BI11_GMELIT11_1:line | -1331 |  | 1600 | -269 | 83 | []
BG_CO_00001 | N-1 400kV Chervena Mogila - Blagoevgrad ck. 2 | [MK-GR] 400 kV Bitola-Meliti | XFL_BI11_GMELIT11_1:line | -1329 |  | 1600 | -271 | 83 | []
AL_CO_00001 | N-1 400 kV Elbasan 2-Tirana 2 | [MK-GR] 400 kV Bitola-Meliti | XFL_BI11_GMELIT11_1:line | -1326 |  | 1600 | -274 | 83 | []
GR_CO_00001 | N-1 400 kV Filippoi-Nea Santa ck.2 | [MK-GR] 400 kV Bitola-Meliti | XFL_BI11_GMELIT11_1:line | -1310 |  | 1600 | -290 | 82 | []
GR_CO_00004 | N-1 400 kV Amideo-Lagadas ck.2 | [MK-GR] 400 kV Bitola-Meliti | XFL_BI11_GMELIT11_1:line | -1309 |  | 1600 | -291 | 82 | []
GR_CO_00002 | N-1 400 kV Filippoi-Lagadas ck.2 | [MK-GR] 400 kV Bitola-Meliti | XFL_BI11_GMELIT11_1:line | -1298 |  | 1600 | -302 | 81 | []
KS_CO_00001 | N-1 400 kV Kosovo B-Urosevac | [MK-GR] 400 kV Bitola-Meliti | XFL_BI11_GMELIT11_1:line | -1270 |  | 1600 | -330 | 79 | []
BG_GR_CO_00002 | N-1 400 kV Maritsa Iztok-Nea Santa | [MK-GR] 400 kV Bitola-Meliti | XFL_BI11_GMELIT11_1:line | -1267 |  | 1600 | -333 | 79 | []
TR_GR_CO_00001 | N-1 400 kV Babaeski-N Santa | [MK-GR] 400 kV Bitola-Meliti | XFL_BI11_GMELIT11_1:line | -1260 |  | 1600 | -340 | 79 | []
AL_ME_CO_00001 | N-1 400 kV Tirana 2âPodgorica 2 | [MK-GR] 400 kV Bitola-Meliti | XFL_BI11_GMELIT11_1:line | -1253 |  | 1600 | -347 | 78 | []
RS_CO_00004 | N-1 400 kV Nis 2 âLeskovac 2 | [MK-GR] 400 kV Bitola-Meliti | XFL_BI11_GMELIT11_1:line | -1244 |  | 1600 | -356 | 78 | []
RS_KS_CO_00002 | N-1 400 kV Kosovo B-Nis 2 | [MK-GR] 400 kV Bitola-Meliti | XFL_BI11_GMELIT11_1:line | -1236 |  | 1600 | -364 | 77 | []
TR_CO_00001 | N-1 400 kV Habitabat NGCC -Babaeski | [MK-GR] 400 kV Bitola-Meliti | XFL_BI11_GMELIT11_1:line | -1236 |  | 1600 | -364 | 77 | []
BG_CO_00016 | N-1 400kV Kozloduy - Sofia Zapad ck.2 | [MK-GR] 400 kV Bitola-Meliti | XFL_BI11_GMELIT11_1:line | -1234 |  | 1600 | -366 | 77 | []
RS_CO_00003 | N-1 400 kV Vranje 4 âLeskovac 2 | [MK-GR] 400 kV Bitola-Meliti | XFL_BI11_GMELIT11_1:line | -1233 |  | 1600 | -367 | 77 | []
BG_CO_00013 | N-1 400kV Burgas â Maritsa Iztok 2 | [MK-GR] 400 kV Bitola-Meliti | XFL_BI11_GMELIT11_1:line | -1232 |  | 1600 | -368 | 77 | []
BG_TR_CO_00002 | N-1 400kV Maritsa 3 - Hamitabat 2 | [MK-GR] 400 kV Bitola-Meliti | XFL_BI11_GMELIT11_1:line | -1231 |  | 1600 | -369 | 77 | []
BG_TR_CO_00001 | N-1 400kV Maritsa 3 - Hamitabat 1 | [MK-GR] 400 kV Bitola-Meliti | XFL_BI11_GMELIT11_1:line | -1230 |  | 1600 | -370 | 77 | []
BG_CO_00011 | N-1 400kV Maritsa Iztok - Plovdiv | [MK-GR] 400 kV Bitola-Meliti | XFL_BI11_GMELIT11_1:line | -1229 |  | 1600 | -371 | 77 | []
BC | Base Case | [MK-GR] 400 kV Bitola-Meliti | XFL_BI11_GMELIT11_1:line | -1229 |  | 1600 | -371 | 77 | []
BG_CO_00010 | N-1 400kV Maritsa Iztok â Maritsa Iztok 3 | [MK-GR] 400 kV Bitola-Meliti | XFL_BI11_GMELIT11_1:line | -1229 |  | 1600 | -371 | 77 | []
BG_CO_00009 | N-1 400kV Maritsa Iztok 2Â - Maritsa Iztok 3 | [MK-GR] 400 kV Bitola-Meliti | XFL_BI11_GMELIT11_1:line | -1228 |  | 1600 | -372 | 77 | []
BG_CO_00002 | N-1 400kV Sofia Zapad - Chervena Mogila ck. 2 | [MK-GR] 400 kV Bitola-Meliti | XFL_BI11_GMELIT11_1:line | -1228 |  | 1600 | -372 | 77 | []
BG_CO_00012 | Â N-1 400kV Varna - Burgas | [MK-GR] 400 kV Bitola-Meliti | XFL_BI11_GMELIT11_1:line | -1227 |  | 1600 | -373 | 77 | []
RS_MK_00001 | N-1 400 kV Vranje 4 -Stip | [MK-GR] 400 kV Bitola-Meliti | XFL_BI11_GMELIT11_1:line | -1225 |  | 1600 | -375 | 77 | []
BG_RS_CO_00001 | N-1 400kV Sofia Zapad - Nis Â | [MK-GR] 400 kV Bitola-Meliti | XFL_BI11_GMELIT11_1:line | -1225 |  | 1600 | -375 | 77 | []
BG_MK_CO_00001 | N-1 400kV Chervena Mogila - Stip Â | [MK-GR] 400 kV Bitola-Meliti | XFL_BI11_GMELIT11_1:line | -1223 |  | 1600 | -377 | 76 | []
KS_ME_CO_00001 | N-1 400 kV Pec 3-Ribarevina | [MK-GR] 400 kV Bitola-Meliti | XFL_BI11_GMELIT11_1:line | -1221 |  | 1600 | -379 | 76 | []
BG_CO_00006, BG_CO_00008 | N-1 400kV Plovdiv - Vetren , N-1 400kV Plovdiv - Vetren | [MK-GR] 400 kV Bitola-Meliti | XFL_BI11_GMELIT11_1:line | -1207 |  | 1600 | -393 | 75 | []
BG_CO_00005, BG_CO_00007 | N-1 400kV Vetren - Chervena Mogila , N-1 400kV Vetren - Chervena Mogila | [MK-GR] 400 kV Bitola-Meliti | XFL_BI11_GMELIT11_1:line | -1207 |  | 1600 | -393 | 75 | []
MK_KS_CO_00001 | N-1 400 kV Skopje 5 âUrosevac | [MK-GR] 400 kV Bitola-Meliti | XFL_BI11_GMELIT11_1:line | -1191 |  | 1600 | -409 | 74 | []
GR_CO_00005 | N-1 400 kV Thessaloniki-Lagadas ck.2 | [MK-GR] 400 kV Bitola-Meliti | XFL_BI11_GMELIT11_1:line | -1174 |  | 1600 | -426 | 73 | []
MK_CO_00002 | N-1 400 kV Dubrovo âStip | [MK-GR] 400 kV Bitola-Meliti | XFL_BI11_GMELIT11_1:line | -1167 |  | 1600 | -433 | 73 | []
MK_CO_00003 | N-1 400 kV Skopje 4 âSkopje 5 | [MK-GR] 400 kV Bitola-Meliti | XFL_BI11_GMELIT11_1:line | -1148 |  | 1600 | -452 | 72 | []

## 0130Preventive
Detailed results
Generated at: | 2024-02-16 19:16
Business day: | 17.02.2024
Timestamp: | 01:30
Border & direction: | North-Greece Exporting
Horizon: | DA
Remedial actions: | true
Evaluation type: | PREVENTIVE
TTC [MW]: | 2655
Fallback applied | false
Loading threshold | 0.7
Applied RAs
CO ID | RA ID | Name of the RA | Usage | Type | Location | Status
Limiting CNECs
CO ID | Name of the CO | Name of the CNE | CNE UCTE branch | Calculated I (A) | I max (PRE) | I max (CUR) | Margin (A) | Loading (%) | Applicable curative RAs
AL_GR_CO_00001 | N-1 400 kV Zemplak-Kardia | [MK-GR] 400 kV Bitola-Meliti | XFL_BI11_GMELIT11_1:line | -1596 | 1600 | 1600 | -4 | 100 | []
AL_CO_00002 | N-1 400 kV Elbasan 2-Zemlak | [MK-GR] 400 kV Bitola-Meliti | XFL_BI11_GMELIT11_1:line | -1495 | 1600 | 1600 | -105 | 93 | []
MK_GR_CO_00002 | N-1 400 kV Dubrovo-Thessaloniki | [MK-GR] 400 kV Bitola-Meliti | XFL_BI11_GMELIT11_1:line | -1439 | 1600 | 1600 | -161 | 90 | []
IT_GR_CO_00001 | N-1 400 kV Galatina-Arachthos | [MK-GR] 400 kV Bitola-Meliti | XFL_BI11_GMELIT11_1:line | -1423 | 1600 | 1600 | -177 | 89 | []
BG_GR_CO_00001 | N-1 400 kV Blagoevgrad-Thessaloniki | [MK-GR] 400 kV Bitola-Meliti | XFL_BI11_GMELIT11_1:line | -1318 | 1600 | 1600 | -282 | 82 | []
BG_CO_00001 | N-1 400kV Chervena Mogila - Blagoevgrad ck. 2 | [MK-GR] 400 kV Bitola-Meliti | XFL_BI11_GMELIT11_1:line | -1314 | 1600 | 1600 | -286 | 82 | []
AL_CO_00001 | N-1 400 kV Elbasan 2-Tirana 2 | [MK-GR] 400 kV Bitola-Meliti | XFL_BI11_GMELIT11_1:line | -1310 | 1600 | 1600 | -290 | 82 | []
GR_CO_00001 | N-1 400 kV Filippoi-Nea Santa ck.2 | [MK-GR] 400 kV Bitola-Meliti | XFL_BI11_GMELIT11_1:line | -1297 | 1600 | 1600 | -303 | 81 | []
GR_CO_00004 | N-1 400 kV Amideo-Lagadas ck.2 | [MK-GR] 400 kV Bitola-Meliti | XFL_BI11_GMELIT11_1:line | -1293 | 1600 | 1600 | -307 | 81 | []
GR_CO_00002 | N-1 400 kV Filippoi-Lagadas ck.2 | [MK-GR] 400 kV Bitola-Meliti | XFL_BI11_GMELIT11_1:line | -1280 | 1600 | 1600 | -320 | 80 | []
BG_GR_CO_00002 | N-1 400 kV Maritsa Iztok-Nea Santa | [MK-GR] 400 kV Bitola-Meliti | XFL_BI11_GMELIT11_1:line | -1253 | 1600 | 1600 | -347 | 78 | []
TR_GR_CO_00001 | N-1 400 kV Babaeski-N Santa | [MK-GR] 400 kV Bitola-Meliti | XFL_BI11_GMELIT11_1:line | -1246 | 1600 | 1600 | -354 | 78 | []
KS_CO_00001 | N-1 400 kV Kosovo B-Urosevac | [MK-GR] 400 kV Bitola-Meliti | XFL_BI11_GMELIT11_1:line | -1243 | 1600 | 1600 | -357 | 78 | []
AL_ME_CO_00001 | N-1 400 kV Tirana 2âPodgorica 2 | [MK-GR] 400 kV Bitola-Meliti | XFL_BI11_GMELIT11_1:line | -1240 | 1600 | 1600 | -360 | 77 | []
RS_CO_00004 | N-1 400 kV Nis 2 âLeskovac 2 | [MK-GR] 400 kV Bitola-Meliti | XFL_BI11_GMELIT11_1:line | -1224 | 1600 | 1600 | -376 | 77 | []
TR_CO_00001 | N-1 400 kV Habitabat NGCC -Babaeski | [MK-GR] 400 kV Bitola-Meliti | XFL_BI11_GMELIT11_1:line | -1218 | 1600 | 1600 | -382 | 76 | []
RS_KS_CO_00002 | N-1 400 kV Kosovo B-Nis 2 | [MK-GR] 400 kV Bitola-Meliti | XFL_BI11_GMELIT11_1:line | -1217 | 1600 | 1600 | -383 | 76 | []
BG_CO_00016 | N-1 400kV Kozloduy - Sofia Zapad ck.2 | [MK-GR] 400 kV Bitola-Meliti | XFL_BI11_GMELIT11_1:line | -1216 | 1600 | 1600 | -384 | 76 | []
RS_CO_00003 | N-1 400 kV Vranje 4 âLeskovac 2 | [MK-GR] 400 kV Bitola-Meliti | XFL_BI11_GMELIT11_1:line | -1215 | 1600 | 1600 | -385 | 76 | []
BG_CO_00013 | N-1 400kV Burgas â Maritsa Iztok 2 | [MK-GR] 400 kV Bitola-Meliti | XFL_BI11_GMELIT11_1:line | -1215 | 1600 | 1600 | -385 | 76 | []
BG_TR_CO_00002 | N-1 400kV Maritsa 3 - Hamitabat 2 | [MK-GR] 400 kV Bitola-Meliti | XFL_BI11_GMELIT11_1:line | -1213 | 1600 | 1600 | -387 | 76 | []
BG_TR_CO_00001 | N-1 400kV Maritsa 3 - Hamitabat 1 | [MK-GR] 400 kV Bitola-Meliti | XFL_BI11_GMELIT11_1:line | -1213 | 1600 | 1600 | -387 | 76 | []
BG_CO_00007 | N-1 400kV Vetren - Chervena Mogila | [MK-GR] 400 kV Bitola-Meliti | XFL_BI11_GMELIT11_1:line | -1213 | 1600 | 1600 | -387 | 76 | []
BG_CO_00011 | N-1 400kV Maritsa Iztok - Plovdiv | [MK-GR] 400 kV Bitola-Meliti | XFL_BI11_GMELIT11_1:line | -1212 | 1600 | 1600 | -388 | 76 | []
BC | Base Case | [MK-GR] 400 kV Bitola-Meliti | XFL_BI11_GMELIT11_1:line | -1212 | 1600 | 1600 | -388 | 76 | []
BG_CO_00010 | N-1 400kV Maritsa Iztok â Maritsa Iztok 3 | [MK-GR] 400 kV Bitola-Meliti | XFL_BI11_GMELIT11_1:line | -1212 | 1600 | 1600 | -388 | 76 | []
BG_CO_00009 | N-1 400kV Maritsa Iztok 2Â - Maritsa Iztok 3 | [MK-GR] 400 kV Bitola-Meliti | XFL_BI11_GMELIT11_1:line | -1211 | 1600 | 1600 | -389 | 76 | []
BG_CO_00002 | N-1 400kV Sofia Zapad - Chervena Mogila ck. 2 | [MK-GR] 400 kV Bitola-Meliti | XFL_BI11_GMELIT11_1:line | -1210 | 1600 | 1600 | -390 | 76 | []
BG_CO_00012 | Â N-1 400kV Varna - Burgas | [MK-GR] 400 kV Bitola-Meliti | XFL_BI11_GMELIT11_1:line | -1209 | 1600 | 1600 | -391 | 76 | []
RS_MK_00001 | N-1 400 kV Vranje 4 -Stip | [MK-GR] 400 kV Bitola-Meliti | XFL_BI11_GMELIT11_1:line | -1207 | 1600 | 1600 | -393 | 75 | []
BG_RS_CO_00001 | N-1 400kV Sofia Zapad - Nis Â | [MK-GR] 400 kV Bitola-Meliti | XFL_BI11_GMELIT11_1:line | -1206 | 1600 | 1600 | -394 | 75 | []
BG_MK_CO_00001 | N-1 400kV Chervena Mogila - Stip Â | [MK-GR] 400 kV Bitola-Meliti | XFL_BI11_GMELIT11_1:line | -1198 | 1600 | 1600 | -402 | 75 | []
KS_ME_CO_00001 | N-1 400 kV Pec 3-Ribarevina | [MK-GR] 400 kV Bitola-Meliti | XFL_BI11_GMELIT11_1:line | -1193 | 1600 | 1600 | -407 | 75 | []
BG_CO_00006, BG_CO_00008 | N-1 400kV Plovdiv - Vetren , N-1 400kV Plovdiv - Vetren | [MK-GR] 400 kV Bitola-Meliti | XFL_BI11_GMELIT11_1:line | -1189 | 1600 | 1600 | -411 | 74 | []
MK_KS_CO_00001 | N-1 400 kV Skopje 5 âUrosevac | [MK-GR] 400 kV Bitola-Meliti | XFL_BI11_GMELIT11_1:line | -1173 | 1600 | 1600 | -427 | 73 | []
GR_CO_00005 | N-1 400 kV Thessaloniki-Lagadas ck.2 | [MK-GR] 400 kV Bitola-Meliti | XFL_BI11_GMELIT11_1:line | -1161 | 1600 | 1600 | -439 | 73 | []
MK_CO_00002 | N-1 400 kV Dubrovo âStip | [MK-GR] 400 kV Bitola-Meliti | XFL_BI11_GMELIT11_1:line | -1144 | 1600 | 1600 | -456 | 71 | []
MK_CO_00003 | N-1 400 kV Skopje 4 âSkopje 5 | [MK-GR] 400 kV Bitola-Meliti | XFL_BI11_GMELIT11_1:line | -1135 | 1600 | 1600 | -465 | 71 | []

## 0130Curative
Detailed results
Generated at: | 2024-02-16 19:16
Business day: | 17.02.2024
Timestamp: | 01:30
Border & direction: | North-Greece Exporting
Horizon: | DA
Remedial actions: | true
Evaluation type: | CURATIVE
TTC [MW]: | 2655
Fallback applied | false
Loading threshold | 0.7
Applied RAs
CO ID | RA ID | Name of the RA | Usage | Type | Location | Status
Limiting CNECs
CO ID | Name of the CO | Name of the CNE | CNE UCTE branch | Calculated I (A) | I max (PRE) | I max (CUR) | Margin (A) | Loading (%) | Applicable curative RAs
AL_GR_CO_00001 | N-1 400 kV Zemplak-Kardia | [MK-GR] 400 kV Bitola-Meliti | XFL_BI11_GMELIT11_1:line | -1596 |  | 1600 | -4 | 100 | []
AL_CO_00002 | N-1 400 kV Elbasan 2-Zemlak | [MK-GR] 400 kV Bitola-Meliti | XFL_BI11_GMELIT11_1:line | -1495 |  | 1600 | -105 | 93 | []
MK_GR_CO_00002 | N-1 400 kV Dubrovo-Thessaloniki | [MK-GR] 400 kV Bitola-Meliti | XFL_BI11_GMELIT11_1:line | -1439 |  | 1600 | -161 | 90 | []
IT_GR_CO_00001 | N-1 400 kV Galatina-Arachthos | [MK-GR] 400 kV Bitola-Meliti | XFL_BI11_GMELIT11_1:line | -1423 |  | 1600 | -177 | 89 | []
BG_GR_CO_00001 | N-1 400 kV Blagoevgrad-Thessaloniki | [MK-GR] 400 kV Bitola-Meliti | XFL_BI11_GMELIT11_1:line | -1318 |  | 1600 | -282 | 82 | []
BG_CO_00001 | N-1 400kV Chervena Mogila - Blagoevgrad ck. 2 | [MK-GR] 400 kV Bitola-Meliti | XFL_BI11_GMELIT11_1:line | -1314 |  | 1600 | -286 | 82 | []
AL_CO_00001 | N-1 400 kV Elbasan 2-Tirana 2 | [MK-GR] 400 kV Bitola-Meliti | XFL_BI11_GMELIT11_1:line | -1310 |  | 1600 | -290 | 82 | []
GR_CO_00001 | N-1 400 kV Filippoi-Nea Santa ck.2 | [MK-GR] 400 kV Bitola-Meliti | XFL_BI11_GMELIT11_1:line | -1297 |  | 1600 | -303 | 81 | []
GR_CO_00004 | N-1 400 kV Amideo-Lagadas ck.2 | [MK-GR] 400 kV Bitola-Meliti | XFL_BI11_GMELIT11_1:line | -1293 |  | 1600 | -307 | 81 | []
GR_CO_00002 | N-1 400 kV Filippoi-Lagadas ck.2 | [MK-GR] 400 kV Bitola-Meliti | XFL_BI11_GMELIT11_1:line | -1280 |  | 1600 | -320 | 80 | []
BG_GR_CO_00002 | N-1 400 kV Maritsa Iztok-Nea Santa | [MK-GR] 400 kV Bitola-Meliti | XFL_BI11_GMELIT11_1:line | -1253 |  | 1600 | -347 | 78 | []
TR_GR_CO_00001 | N-1 400 kV Babaeski-N Santa | [MK-GR] 400 kV Bitola-Meliti | XFL_BI11_GMELIT11_1:line | -1246 |  | 1600 | -354 | 78 | []
KS_CO_00001 | N-1 400 kV Kosovo B-Urosevac | [MK-GR] 400 kV Bitola-Meliti | XFL_BI11_GMELIT11_1:line | -1243 |  | 1600 | -357 | 78 | []
AL_ME_CO_00001 | N-1 400 kV Tirana 2âPodgorica 2 | [MK-GR] 400 kV Bitola-Meliti | XFL_BI11_GMELIT11_1:line | -1240 |  | 1600 | -360 | 77 | []
RS_CO_00004 | N-1 400 kV Nis 2 âLeskovac 2 | [MK-GR] 400 kV Bitola-Meliti | XFL_BI11_GMELIT11_1:line | -1224 |  | 1600 | -376 | 77 | []
TR_CO_00001 | N-1 400 kV Habitabat NGCC -Babaeski | [MK-GR] 400 kV Bitola-Meliti | XFL_BI11_GMELIT11_1:line | -1218 |  | 1600 | -382 | 76 | []
RS_KS_CO_00002 | N-1 400 kV Kosovo B-Nis 2 | [MK-GR] 400 kV Bitola-Meliti | XFL_BI11_GMELIT11_1:line | -1217 |  | 1600 | -383 | 76 | []
BG_CO_00016 | N-1 400kV Kozloduy - Sofia Zapad ck.2 | [MK-GR] 400 kV Bitola-Meliti | XFL_BI11_GMELIT11_1:line | -1216 |  | 1600 | -384 | 76 | []
RS_CO_00003 | N-1 400 kV Vranje 4 âLeskovac 2 | [MK-GR] 400 kV Bitola-Meliti | XFL_BI11_GMELIT11_1:line | -1215 |  | 1600 | -385 | 76 | []
BG_CO_00013 | N-1 400kV Burgas â Maritsa Iztok 2 | [MK-GR] 400 kV Bitola-Meliti | XFL_BI11_GMELIT11_1:line | -1215 |  | 1600 | -385 | 76 | []
BG_TR_CO_00002 | N-1 400kV Maritsa 3 - Hamitabat 2 | [MK-GR] 400 kV Bitola-Meliti | XFL_BI11_GMELIT11_1:line | -1213 |  | 1600 | -387 | 76 | []
BG_TR_CO_00001 | N-1 400kV Maritsa 3 - Hamitabat 1 | [MK-GR] 400 kV Bitola-Meliti | XFL_BI11_GMELIT11_1:line | -1213 |  | 1600 | -387 | 76 | []
BG_CO_00007 | N-1 400kV Vetren - Chervena Mogila | [MK-GR] 400 kV Bitola-Meliti | XFL_BI11_GMELIT11_1:line | -1213 |  | 1600 | -387 | 76 | []
BG_CO_00011 | N-1 400kV Maritsa Iztok - Plovdiv | [MK-GR] 400 kV Bitola-Meliti | XFL_BI11_GMELIT11_1:line | -1212 |  | 1600 | -388 | 76 | []
BC | Base Case | [MK-GR] 400 kV Bitola-Meliti | XFL_BI11_GMELIT11_1:line | -1212 |  | 1600 | -388 | 76 | []
BG_CO_00010 | N-1 400kV Maritsa Iztok â Maritsa Iztok 3 | [MK-GR] 400 kV Bitola-Meliti | XFL_BI11_GMELIT11_1:line | -1212 |  | 1600 | -388 | 76 | []
BG_CO_00009 | N-1 400kV Maritsa Iztok 2Â - Maritsa Iztok 3 | [MK-GR] 400 kV Bitola-Meliti | XFL_BI11_GMELIT11_1:line | -1211 |  | 1600 | -389 | 76 | []
BG_CO_00002 | N-1 400kV Sofia Zapad - Chervena Mogila ck. 2 | [MK-GR] 400 kV Bitola-Meliti | XFL_BI11_GMELIT11_1:line | -1210 |  | 1600 | -390 | 76 | []
BG_CO_00012 | Â N-1 400kV Varna - Burgas | [MK-GR] 400 kV Bitola-Meliti | XFL_BI11_GMELIT11_1:line | -1209 |  | 1600 | -391 | 76 | []
RS_MK_00001 | N-1 400 kV Vranje 4 -Stip | [MK-GR] 400 kV Bitola-Meliti | XFL_BI11_GMELIT11_1:line | -1207 |  | 1600 | -393 | 75 | []
BG_RS_CO_00001 | N-1 400kV Sofia Zapad - Nis Â | [MK-GR] 400 kV Bitola-Meliti | XFL_BI11_GMELIT11_1:line | -1206 |  | 1600 | -394 | 75 | []
BG_MK_CO_00001 | N-1 400kV Chervena Mogila - Stip Â | [MK-GR] 400 kV Bitola-Meliti | XFL_BI11_GMELIT11_1:line | -1198 |  | 1600 | -402 | 75 | []
KS_ME_CO_00001 | N-1 400 kV Pec 3-Ribarevina | [MK-GR] 400 kV Bitola-Meliti | XFL_BI11_GMELIT11_1:line | -1193 |  | 1600 | -407 | 75 | []
BG_CO_00006, BG_CO_00008 | N-1 400kV Plovdiv - Vetren , N-1 400kV Plovdiv - Vetren | [MK-GR] 400 kV Bitola-Meliti | XFL_BI11_GMELIT11_1:line | -1189 |  | 1600 | -411 | 74 | []
MK_KS_CO_00001 | N-1 400 kV Skopje 5 âUrosevac | [MK-GR] 400 kV Bitola-Meliti | XFL_BI11_GMELIT11_1:line | -1173 |  | 1600 | -427 | 73 | []
GR_CO_00005 | N-1 400 kV Thessaloniki-Lagadas ck.2 | [MK-GR] 400 kV Bitola-Meliti | XFL_BI11_GMELIT11_1:line | -1161 |  | 1600 | -439 | 73 | []
MK_CO_00002 | N-1 400 kV Dubrovo âStip | [MK-GR] 400 kV Bitola-Meliti | XFL_BI11_GMELIT11_1:line | -1144 |  | 1600 | -456 | 71 | []
MK_CO_00003 | N-1 400 kV Skopje 4 âSkopje 5 | [MK-GR] 400 kV Bitola-Meliti | XFL_BI11_GMELIT11_1:line | -1135 |  | 1600 | -465 | 71 | []

## 0230Preventive
Detailed results
Generated at: | 2024-02-16 19:16
Business day: | 17.02.2024
Timestamp: | 02:30
Border & direction: | North-Greece Exporting
Horizon: | DA
Remedial actions: | true
Evaluation type: | PREVENTIVE
TTC [MW]: | 2696
Fallback applied | false
Loading threshold | 0.7
Applied RAs
CO ID | RA ID | Name of the RA | Usage | Type | Location | Status
Limiting CNECs
CO ID | Name of the CO | Name of the CNE | CNE UCTE branch | Calculated I (A) | I max (PRE) | I max (CUR) | Margin (A) | Loading (%) | Applicable curative RAs
AL_GR_CO_00001 | N-1 400 kV Zemplak-Kardia | [MK-GR] 400 kV Bitola-Meliti | XFL_BI11_GMELIT11_1:line | -1598 | 1600 | 1600 | -2 | 100 | []
AL_CO_00002 | N-1 400 kV Elbasan 2-Zemlak | [MK-GR] 400 kV Bitola-Meliti | XFL_BI11_GMELIT11_1:line | -1496 | 1600 | 1600 | -104 | 94 | []
MK_GR_CO_00002 | N-1 400 kV Dubrovo-Thessaloniki | [MK-GR] 400 kV Bitola-Meliti | XFL_BI11_GMELIT11_1:line | -1432 | 1600 | 1600 | -168 | 90 | []
IT_GR_CO_00001 | N-1 400 kV Galatina-Arachthos | [MK-GR] 400 kV Bitola-Meliti | XFL_BI11_GMELIT11_1:line | -1419 | 1600 | 1600 | -181 | 89 | []
BG_GR_CO_00001 | N-1 400 kV Blagoevgrad-Thessaloniki | [MK-GR] 400 kV Bitola-Meliti | XFL_BI11_GMELIT11_1:line | -1318 | 1600 | 1600 | -282 | 82 | []
BG_CO_00001 | N-1 400kV Chervena Mogila - Blagoevgrad ck. 2 | [MK-GR] 400 kV Bitola-Meliti | XFL_BI11_GMELIT11_1:line | -1314 | 1600 | 1600 | -286 | 82 | []
AL_CO_00001 | N-1 400 kV Elbasan 2-Tirana 2 | [MK-GR] 400 kV Bitola-Meliti | XFL_BI11_GMELIT11_1:line | -1309 | 1600 | 1600 | -291 | 82 | []
GR_CO_00001 | N-1 400 kV Filippoi-Nea Santa ck.2 | [MK-GR] 400 kV Bitola-Meliti | XFL_BI11_GMELIT11_1:line | -1299 | 1600 | 1600 | -301 | 81 | []
GR_CO_00004 | N-1 400 kV Amideo-Lagadas ck.2 | [MK-GR] 400 kV Bitola-Meliti | XFL_BI11_GMELIT11_1:line | -1294 | 1600 | 1600 | -306 | 81 | []
GR_CO_00002 | N-1 400 kV Filippoi-Lagadas ck.2 | [MK-GR] 400 kV Bitola-Meliti | XFL_BI11_GMELIT11_1:line | -1281 | 1600 | 1600 | -319 | 80 | []
BG_GR_CO_00002 | N-1 400 kV Maritsa Iztok-Nea Santa | [MK-GR] 400 kV Bitola-Meliti | XFL_BI11_GMELIT11_1:line | -1252 | 1600 | 1600 | -348 | 78 | []
TR_GR_CO_00001 | N-1 400 kV Babaeski-N Santa | [MK-GR] 400 kV Bitola-Meliti | XFL_BI11_GMELIT11_1:line | -1245 | 1600 | 1600 | -355 | 78 | []
AL_ME_CO_00001 | N-1 400 kV Tirana 2âPodgorica 2 | [MK-GR] 400 kV Bitola-Meliti | XFL_BI11_GMELIT11_1:line | -1239 | 1600 | 1600 | -361 | 77 | []
KS_CO_00001 | N-1 400 kV Kosovo B-Urosevac | [MK-GR] 400 kV Bitola-Meliti | XFL_BI11_GMELIT11_1:line | -1234 | 1600 | 1600 | -366 | 77 | []
RS_CO_00004 | N-1 400 kV Nis 2 âLeskovac 2 | [MK-GR] 400 kV Bitola-Meliti | XFL_BI11_GMELIT11_1:line | -1220 | 1600 | 1600 | -380 | 76 | []
TR_CO_00001 | N-1 400 kV Habitabat NGCC -Babaeski | [MK-GR] 400 kV Bitola-Meliti | XFL_BI11_GMELIT11_1:line | -1216 | 1600 | 1600 | -384 | 76 | []
BG_CO_00013 | N-1 400kV Burgas â Maritsa Iztok 2 | [MK-GR] 400 kV Bitola-Meliti | XFL_BI11_GMELIT11_1:line | -1213 | 1600 | 1600 | -387 | 76 | []
RS_KS_CO_00002 | N-1 400 kV Kosovo B-Nis 2 | [MK-GR] 400 kV Bitola-Meliti | XFL_BI11_GMELIT11_1:line | -1213 | 1600 | 1600 | -387 | 76 | []
BG_CO_00016 | N-1 400kV Kozloduy - Sofia Zapad ck.2 | [MK-GR] 400 kV Bitola-Meliti | XFL_BI11_GMELIT11_1:line | -1212 | 1600 | 1600 | -388 | 76 | []
BG_TR_CO_00002 | N-1 400kV Maritsa 3 - Hamitabat 2 | [MK-GR] 400 kV Bitola-Meliti | XFL_BI11_GMELIT11_1:line | -1211 | 1600 | 1600 | -389 | 76 | []
BG_TR_CO_00001 | N-1 400kV Maritsa 3 - Hamitabat 1 | [MK-GR] 400 kV Bitola-Meliti | XFL_BI11_GMELIT11_1:line | -1211 | 1600 | 1600 | -389 | 76 | []
RS_CO_00003 | N-1 400 kV Vranje 4 âLeskovac 2 | [MK-GR] 400 kV Bitola-Meliti | XFL_BI11_GMELIT11_1:line | -1211 | 1600 | 1600 | -389 | 76 | []
BG_CO_00002 | N-1 400kV Sofia Zapad - Chervena Mogila ck. 2 | [MK-GR] 400 kV Bitola-Meliti | XFL_BI11_GMELIT11_1:line | -1211 | 1600 | 1600 | -389 | 76 | []
BG_CO_00011 | N-1 400kV Maritsa Iztok - Plovdiv | [MK-GR] 400 kV Bitola-Meliti | XFL_BI11_GMELIT11_1:line | -1210 | 1600 | 1600 | -390 | 76 | []
BC | Base Case | [MK-GR] 400 kV Bitola-Meliti | XFL_BI11_GMELIT11_1:line | -1210 | 1600 | 1600 | -390 | 76 | []
BG_CO_00009 | N-1 400kV Maritsa Iztok 2Â - Maritsa Iztok 3 | [MK-GR] 400 kV Bitola-Meliti | XFL_BI11_GMELIT11_1:line | -1210 | 1600 | 1600 | -390 | 76 | []
BG_CO_00010 | N-1 400kV Maritsa Iztok â Maritsa Iztok 3 | [MK-GR] 400 kV Bitola-Meliti | XFL_BI11_GMELIT11_1:line | -1210 | 1600 | 1600 | -390 | 76 | []
BG_CO_00012 | Â N-1 400kV Varna - Burgas | [MK-GR] 400 kV Bitola-Meliti | XFL_BI11_GMELIT11_1:line | -1208 | 1600 | 1600 | -392 | 75 | []
BG_RS_CO_00001 | N-1 400kV Sofia Zapad - Nis Â | [MK-GR] 400 kV Bitola-Meliti | XFL_BI11_GMELIT11_1:line | -1204 | 1600 | 1600 | -396 | 75 | []
RS_MK_00001 | N-1 400 kV Vranje 4 -Stip | [MK-GR] 400 kV Bitola-Meliti | XFL_BI11_GMELIT11_1:line | -1202 | 1600 | 1600 | -398 | 75 | []
BG_MK_CO_00001 | N-1 400kV Chervena Mogila - Stip Â | [MK-GR] 400 kV Bitola-Meliti | XFL_BI11_GMELIT11_1:line | -1190 | 1600 | 1600 | -410 | 74 | []
BG_CO_00006, BG_CO_00008 | N-1 400kV Plovdiv - Vetren , N-1 400kV Plovdiv - Vetren | [MK-GR] 400 kV Bitola-Meliti | XFL_BI11_GMELIT11_1:line | -1187 | 1600 | 1600 | -413 | 74 | []
KS_ME_CO_00001 | N-1 400 kV Pec 3-Ribarevina | [MK-GR] 400 kV Bitola-Meliti | XFL_BI11_GMELIT11_1:line | -1187 | 1600 | 1600 | -413 | 74 | []
BG_CO_00005, BG_CO_00007 | N-1 400kV Vetren - Chervena Mogila , N-1 400kV Vetren - Chervena Mogila | [MK-GR] 400 kV Bitola-Meliti | XFL_BI11_GMELIT11_1:line | -1186 | 1600 | 1600 | -414 | 74 | []
MK_KS_CO_00001 | N-1 400 kV Skopje 5 âUrosevac | [MK-GR] 400 kV Bitola-Meliti | XFL_BI11_GMELIT11_1:line | -1170 | 1600 | 1600 | -430 | 73 | []
GR_CO_00005 | N-1 400 kV Thessaloniki-Lagadas ck.2 | [MK-GR] 400 kV Bitola-Meliti | XFL_BI11_GMELIT11_1:line | -1159 | 1600 | 1600 | -441 | 72 | []
MK_CO_00002 | N-1 400 kV Dubrovo âStip | [MK-GR] 400 kV Bitola-Meliti | XFL_BI11_GMELIT11_1:line | -1136 | 1600 | 1600 | -464 | 71 | []
MK_CO_00003 | N-1 400 kV Skopje 4 âSkopje 5 | [MK-GR] 400 kV Bitola-Meliti | XFL_BI11_GMELIT11_1:line | -1134 | 1600 | 1600 | -466 | 71 | []

## 0230Curative
Detailed results
Generated at: | 2024-02-16 19:16
Business day: | 17.02.2024
Timestamp: | 02:30
Border & direction: | North-Greece Exporting
Horizon: | DA
Remedial actions: | true
Evaluation type: | CURATIVE
TTC [MW]: | 2696
Fallback applied | false
Loading threshold | 0.7
Applied RAs
CO ID | RA ID | Name of the RA | Usage | Type | Location | Status
Limiting CNECs
CO ID | Name of the CO | Name of the CNE | CNE UCTE branch | Calculated I (A) | I max (PRE) | I max (CUR) | Margin (A) | Loading (%) | Applicable curative RAs
AL_GR_CO_00001 | N-1 400 kV Zemplak-Kardia | [MK-GR] 400 kV Bitola-Meliti | XFL_BI11_GMELIT11_1:line | -1598 |  | 1600 | -2 | 100 | []
AL_CO_00002 | N-1 400 kV Elbasan 2-Zemlak | [MK-GR] 400 kV Bitola-Meliti | XFL_BI11_GMELIT11_1:line | -1496 |  | 1600 | -104 | 94 | []
MK_GR_CO_00002 | N-1 400 kV Dubrovo-Thessaloniki | [MK-GR] 400 kV Bitola-Meliti | XFL_BI11_GMELIT11_1:line | -1432 |  | 1600 | -168 | 90 | []
IT_GR_CO_00001 | N-1 400 kV Galatina-Arachthos | [MK-GR] 400 kV Bitola-Meliti | XFL_BI11_GMELIT11_1:line | -1419 |  | 1600 | -181 | 89 | []
BG_GR_CO_00001 | N-1 400 kV Blagoevgrad-Thessaloniki | [MK-GR] 400 kV Bitola-Meliti | XFL_BI11_GMELIT11_1:line | -1318 |  | 1600 | -282 | 82 | []
BG_CO_00001 | N-1 400kV Chervena Mogila - Blagoevgrad ck. 2 | [MK-GR] 400 kV Bitola-Meliti | XFL_BI11_GMELIT11_1:line | -1314 |  | 1600 | -286 | 82 | []
AL_CO_00001 | N-1 400 kV Elbasan 2-Tirana 2 | [MK-GR] 400 kV Bitola-Meliti | XFL_BI11_GMELIT11_1:line | -1309 |  | 1600 | -291 | 82 | []
GR_CO_00001 | N-1 400 kV Filippoi-Nea Santa ck.2 | [MK-GR] 400 kV Bitola-Meliti | XFL_BI11_GMELIT11_1:line | -1299 |  | 1600 | -301 | 81 | []
GR_CO_00004 | N-1 400 kV Amideo-Lagadas ck.2 | [MK-GR] 400 kV Bitola-Meliti | XFL_BI11_GMELIT11_1:line | -1294 |  | 1600 | -306 | 81 | []
GR_CO_00002 | N-1 400 kV Filippoi-Lagadas ck.2 | [MK-GR] 400 kV Bitola-Meliti | XFL_BI11_GMELIT11_1:line | -1281 |  | 1600 | -319 | 80 | []
BG_GR_CO_00002 | N-1 400 kV Maritsa Iztok-Nea Santa | [MK-GR] 400 kV Bitola-Meliti | XFL_BI11_GMELIT11_1:line | -1252 |  | 1600 | -348 | 78 | []
TR_GR_CO_00001 | N-1 400 kV Babaeski-N Santa | [MK-GR] 400 kV Bitola-Meliti | XFL_BI11_GMELIT11_1:line | -1245 |  | 1600 | -355 | 78 | []
AL_ME_CO_00001 | N-1 400 kV Tirana 2âPodgorica 2 | [MK-GR] 400 kV Bitola-Meliti | XFL_BI11_GMELIT11_1:line | -1239 |  | 1600 | -361 | 77 | []
KS_CO_00001 | N-1 400 kV Kosovo B-Urosevac | [MK-GR] 400 kV Bitola-Meliti | XFL_BI11_GMELIT11_1:line | -1234 |  | 1600 | -366 | 77 | []
RS_CO_00004 | N-1 400 kV Nis 2 âLeskovac 2 | [MK-GR] 400 kV Bitola-Meliti | XFL_BI11_GMELIT11_1:line | -1220 |  | 1600 | -380 | 76 | []
TR_CO_00001 | N-1 400 kV Habitabat NGCC -Babaeski | [MK-GR] 400 kV Bitola-Meliti | XFL_BI11_GMELIT11_1:line | -1216 |  | 1600 | -384 | 76 | []
BG_CO_00013 | N-1 400kV Burgas â Maritsa Iztok 2 | [MK-GR] 400 kV Bitola-Meliti | XFL_BI11_GMELIT11_1:line | -1213 |  | 1600 | -387 | 76 | []
RS_KS_CO_00002 | N-1 400 kV Kosovo B-Nis 2 | [MK-GR] 400 kV Bitola-Meliti | XFL_BI11_GMELIT11_1:line | -1213 |  | 1600 | -387 | 76 | []
BG_CO_00016 | N-1 400kV Kozloduy - Sofia Zapad ck.2 | [MK-GR] 400 kV Bitola-Meliti | XFL_BI11_GMELIT11_1:line | -1212 |  | 1600 | -388 | 76 | []
BG_TR_CO_00002 | N-1 400kV Maritsa 3 - Hamitabat 2 | [MK-GR] 400 kV Bitola-Meliti | XFL_BI11_GMELIT11_1:line | -1211 |  | 1600 | -389 | 76 | []
BG_TR_CO_00001 | N-1 400kV Maritsa 3 - Hamitabat 1 | [MK-GR] 400 kV Bitola-Meliti | XFL_BI11_GMELIT11_1:line | -1211 |  | 1600 | -389 | 76 | []
RS_CO_00003 | N-1 400 kV Vranje 4 âLeskovac 2 | [MK-GR] 400 kV Bitola-Meliti | XFL_BI11_GMELIT11_1:line | -1211 |  | 1600 | -389 | 76 | []
BG_CO_00002 | N-1 400kV Sofia Zapad - Chervena Mogila ck. 2 | [MK-GR] 400 kV Bitola-Meliti | XFL_BI11_GMELIT11_1:line | -1211 |  | 1600 | -389 | 76 | []
BG_CO_00011 | N-1 400kV Maritsa Iztok - Plovdiv | [MK-GR] 400 kV Bitola-Meliti | XFL_BI11_GMELIT11_1:line | -1210 |  | 1600 | -390 | 76 | []
BC | Base Case | [MK-GR] 400 kV Bitola-Meliti | XFL_BI11_GMELIT11_1:line | -1210 |  | 1600 | -390 | 76 | []
BG_CO_00009 | N-1 400kV Maritsa Iztok 2Â - Maritsa Iztok 3 | [MK-GR] 400 kV Bitola-Meliti | XFL_BI11_GMELIT11_1:line | -1210 |  | 1600 | -390 | 76 | []
BG_CO_00010 | N-1 400kV Maritsa Iztok â Maritsa Iztok 3 | [MK-GR] 400 kV Bitola-Meliti | XFL_BI11_GMELIT11_1:line | -1210 |  | 1600 | -390 | 76 | []
BG_CO_00012 | Â N-1 400kV Varna - Burgas | [MK-GR] 400 kV Bitola-Meliti | XFL_BI11_GMELIT11_1:line | -1208 |  | 1600 | -392 | 75 | []
BG_RS_CO_00001 | N-1 400kV Sofia Zapad - Nis Â | [MK-GR] 400 kV Bitola-Meliti | XFL_BI11_GMELIT11_1:line | -1204 |  | 1600 | -396 | 75 | []
RS_MK_00001 | N-1 400 kV Vranje 4 -Stip | [MK-GR] 400 kV Bitola-Meliti | XFL_BI11_GMELIT11_1:line | -1202 |  | 1600 | -398 | 75 | []
BG_MK_CO_00001 | N-1 400kV Chervena Mogila - Stip Â | [MK-GR] 400 kV Bitola-Meliti | XFL_BI11_GMELIT11_1:line | -1190 |  | 1600 | -410 | 74 | []
BG_CO_00006, BG_CO_00008 | N-1 400kV Plovdiv - Vetren , N-1 400kV Plovdiv - Vetren | [MK-GR] 400 kV Bitola-Meliti | XFL_BI11_GMELIT11_1:line | -1187 |  | 1600 | -413 | 74 | []
KS_ME_CO_00001 | N-1 400 kV Pec 3-Ribarevina | [MK-GR] 400 kV Bitola-Meliti | XFL_BI11_GMELIT11_1:line | -1187 |  | 1600 | -413 | 74 | []
BG_CO_00005, BG_CO_00007 | N-1 400kV Vetren - Chervena Mogila , N-1 400kV Vetren - Chervena Mogila | [MK-GR] 400 kV Bitola-Meliti | XFL_BI11_GMELIT11_1:line | -1186 |  | 1600 | -414 | 74 | []
MK_KS_CO_00001 | N-1 400 kV Skopje 5 âUrosevac | [MK-GR] 400 kV Bitola-Meliti | XFL_BI11_GMELIT11_1:line | -1170 |  | 1600 | -430 | 73 | []
GR_CO_00005 | N-1 400 kV Thessaloniki-Lagadas ck.2 | [MK-GR] 400 kV Bitola-Meliti | XFL_BI11_GMELIT11_1:line | -1159 |  | 1600 | -441 | 72 | []
MK_CO_00002 | N-1 400 kV Dubrovo âStip | [MK-GR] 400 kV Bitola-Meliti | XFL_BI11_GMELIT11_1:line | -1136 |  | 1600 | -464 | 71 | []
MK_CO_00003 | N-1 400 kV Skopje 4 âSkopje 5 | [MK-GR] 400 kV Bitola-Meliti | XFL_BI11_GMELIT11_1:line | -1134 |  | 1600 | -466 | 71 | []

## 0330Preventive
Detailed results
Generated at: | 2024-02-16 19:16
Business day: | 17.02.2024
Timestamp: | 03:30
Border & direction: | North-Greece Exporting
Horizon: | DA
Remedial actions: | true
Evaluation type: | PREVENTIVE
TTC [MW]: | 2708
Fallback applied | false
Loading threshold | 0.7
Applied RAs
CO ID | RA ID | Name of the RA | Usage | Type | Location | Status
Limiting CNECs
CO ID | Name of the CO | Name of the CNE | CNE UCTE branch | Calculated I (A) | I max (PRE) | I max (CUR) | Margin (A) | Loading (%) | Applicable curative RAs
AL_GR_CO_00001 | N-1 400 kV Zemplak-Kardia | [MK-GR] 400 kV Bitola-Meliti | XFL_BI11_GMELIT11_1:line | -1594 | 1600 | 1600 | -6 | 100 | []
AL_CO_00002 | N-1 400 kV Elbasan 2-Zemlak | [MK-GR] 400 kV Bitola-Meliti | XFL_BI11_GMELIT11_1:line | -1492 | 1600 | 1600 | -108 | 93 | []
MK_GR_CO_00002 | N-1 400 kV Dubrovo-Thessaloniki | [MK-GR] 400 kV Bitola-Meliti | XFL_BI11_GMELIT11_1:line | -1427 | 1600 | 1600 | -173 | 89 | []
IT_GR_CO_00001 | N-1 400 kV Galatina-Arachthos | [MK-GR] 400 kV Bitola-Meliti | XFL_BI11_GMELIT11_1:line | -1414 | 1600 | 1600 | -186 | 88 | []
BG_GR_CO_00001 | N-1 400 kV Blagoevgrad-Thessaloniki | [MK-GR] 400 kV Bitola-Meliti | XFL_BI11_GMELIT11_1:line | -1320 | 1600 | 1600 | -280 | 82 | []
BG_CO_00001 | N-1 400kV Chervena Mogila - Blagoevgrad ck. 2 | [MK-GR] 400 kV Bitola-Meliti | XFL_BI11_GMELIT11_1:line | -1316 | 1600 | 1600 | -284 | 82 | []
AL_CO_00001 | N-1 400 kV Elbasan 2-Tirana 2 | [MK-GR] 400 kV Bitola-Meliti | XFL_BI11_GMELIT11_1:line | -1304 | 1600 | 1600 | -296 | 82 | []
GR_CO_00001 | N-1 400 kV Filippoi-Nea Santa ck.2 | [MK-GR] 400 kV Bitola-Meliti | XFL_BI11_GMELIT11_1:line | -1295 | 1600 | 1600 | -305 | 81 | []
GR_CO_00004 | N-1 400 kV Amideo-Lagadas ck.2 | [MK-GR] 400 kV Bitola-Meliti | XFL_BI11_GMELIT11_1:line | -1290 | 1600 | 1600 | -310 | 81 | []
GR_CO_00002 | N-1 400 kV Filippoi-Lagadas ck.2 | [MK-GR] 400 kV Bitola-Meliti | XFL_BI11_GMELIT11_1:line | -1276 | 1600 | 1600 | -324 | 80 | []
BG_GR_CO_00002 | N-1 400 kV Maritsa Iztok-Nea Santa | [MK-GR] 400 kV Bitola-Meliti | XFL_BI11_GMELIT11_1:line | -1245 | 1600 | 1600 | -355 | 78 | []
TR_GR_CO_00001 | N-1 400 kV Babaeski-N Santa | [MK-GR] 400 kV Bitola-Meliti | XFL_BI11_GMELIT11_1:line | -1240 | 1600 | 1600 | -360 | 78 | []
AL_ME_CO_00001 | N-1 400 kV Tirana 2âPodgorica 2 | [MK-GR] 400 kV Bitola-Meliti | XFL_BI11_GMELIT11_1:line | -1234 | 1600 | 1600 | -366 | 77 | []
KS_CO_00001 | N-1 400 kV Kosovo B-Urosevac | [MK-GR] 400 kV Bitola-Meliti | XFL_BI11_GMELIT11_1:line | -1229 | 1600 | 1600 | -371 | 77 | []
RS_CO_00004 | N-1 400 kV Nis 2 âLeskovac 2 | [MK-GR] 400 kV Bitola-Meliti | XFL_BI11_GMELIT11_1:line | -1215 | 1600 | 1600 | -385 | 76 | []
TR_CO_00001 | N-1 400 kV Habitabat NGCC -Babaeski | [MK-GR] 400 kV Bitola-Meliti | XFL_BI11_GMELIT11_1:line | -1211 | 1600 | 1600 | -389 | 76 | []
BG_CO_00016 | N-1 400kV Kozloduy - Sofia Zapad ck.2 | [MK-GR] 400 kV Bitola-Meliti | XFL_BI11_GMELIT11_1:line | -1208 | 1600 | 1600 | -392 | 75 | []
BG_CO_00013 | N-1 400kV Burgas â Maritsa Iztok 2 | [MK-GR] 400 kV Bitola-Meliti | XFL_BI11_GMELIT11_1:line | -1207 | 1600 | 1600 | -393 | 75 | []
RS_KS_CO_00002 | N-1 400 kV Kosovo B-Nis 2 | [MK-GR] 400 kV Bitola-Meliti | XFL_BI11_GMELIT11_1:line | -1207 | 1600 | 1600 | -393 | 75 | []
RS_CO_00003 | N-1 400 kV Vranje 4 âLeskovac 2 | [MK-GR] 400 kV Bitola-Meliti | XFL_BI11_GMELIT11_1:line | -1206 | 1600 | 1600 | -394 | 75 | []
BG_TR_CO_00002 | N-1 400kV Maritsa 3 - Hamitabat 2 | [MK-GR] 400 kV Bitola-Meliti | XFL_BI11_GMELIT11_1:line | -1205 | 1600 | 1600 | -395 | 75 | []
BG_CO_00007 | N-1 400kV Vetren - Chervena Mogila | [MK-GR] 400 kV Bitola-Meliti | XFL_BI11_GMELIT11_1:line | -1205 | 1600 | 1600 | -395 | 75 | []
BG_TR_CO_00001 | N-1 400kV Maritsa 3 - Hamitabat 1 | [MK-GR] 400 kV Bitola-Meliti | XFL_BI11_GMELIT11_1:line | -1205 | 1600 | 1600 | -395 | 75 | []
BG_CO_00011 | N-1 400kV Maritsa Iztok - Plovdiv | [MK-GR] 400 kV Bitola-Meliti | XFL_BI11_GMELIT11_1:line | -1205 | 1600 | 1600 | -395 | 75 | []
BG_CO_00002 | N-1 400kV Sofia Zapad - Chervena Mogila ck. 2 | [MK-GR] 400 kV Bitola-Meliti | XFL_BI11_GMELIT11_1:line | -1204 | 1600 | 1600 | -396 | 75 | []
BC | Base Case | [MK-GR] 400 kV Bitola-Meliti | XFL_BI11_GMELIT11_1:line | -1204 | 1600 | 1600 | -396 | 75 | []
BG_CO_00010 | N-1 400kV Maritsa Iztok â Maritsa Iztok 3 | [MK-GR] 400 kV Bitola-Meliti | XFL_BI11_GMELIT11_1:line | -1204 | 1600 | 1600 | -396 | 75 | []
BG_CO_00009 | N-1 400kV Maritsa Iztok 2Â - Maritsa Iztok 3 | [MK-GR] 400 kV Bitola-Meliti | XFL_BI11_GMELIT11_1:line | -1204 | 1600 | 1600 | -396 | 75 | []
BG_CO_00012 | Â N-1 400kV Varna - Burgas | [MK-GR] 400 kV Bitola-Meliti | XFL_BI11_GMELIT11_1:line | -1202 | 1600 | 1600 | -398 | 75 | []
RS_MK_00001 | N-1 400 kV Vranje 4 -Stip | [MK-GR] 400 kV Bitola-Meliti | XFL_BI11_GMELIT11_1:line | -1198 | 1600 | 1600 | -402 | 75 | []
BG_RS_CO_00001 | N-1 400kV Sofia Zapad - Nis Â | [MK-GR] 400 kV Bitola-Meliti | XFL_BI11_GMELIT11_1:line | -1195 | 1600 | 1600 | -405 | 75 | []
BG_CO_00006, BG_CO_00008 | N-1 400kV Plovdiv - Vetren , N-1 400kV Plovdiv - Vetren | [MK-GR] 400 kV Bitola-Meliti | XFL_BI11_GMELIT11_1:line | -1182 | 1600 | 1600 | -418 | 74 | []
KS_ME_CO_00001 | N-1 400 kV Pec 3-Ribarevina | [MK-GR] 400 kV Bitola-Meliti | XFL_BI11_GMELIT11_1:line | -1181 | 1600 | 1600 | -419 | 74 | []
BG_MK_CO_00001 | N-1 400kV Chervena Mogila - Stip Â | [MK-GR] 400 kV Bitola-Meliti | XFL_BI11_GMELIT11_1:line | -1175 | 1600 | 1600 | -425 | 73 | []
MK_KS_CO_00001 | N-1 400 kV Skopje 5 âUrosevac | [MK-GR] 400 kV Bitola-Meliti | XFL_BI11_GMELIT11_1:line | -1168 | 1600 | 1600 | -432 | 73 | []
GR_CO_00005 | N-1 400 kV Thessaloniki-Lagadas ck.2 | [MK-GR] 400 kV Bitola-Meliti | XFL_BI11_GMELIT11_1:line | -1153 | 1600 | 1600 | -447 | 72 | []
MK_CO_00003 | N-1 400 kV Skopje 4 âSkopje 5 | [MK-GR] 400 kV Bitola-Meliti | XFL_BI11_GMELIT11_1:line | -1133 | 1600 | 1600 | -467 | 71 | []
MK_CO_00002 | N-1 400 kV Dubrovo âStip | [MK-GR] 400 kV Bitola-Meliti | XFL_BI11_GMELIT11_1:line | -1125 | 1600 | 1600 | -475 | 70 | []

## 0330Curative
Detailed results
Generated at: | 2024-02-16 19:16
Business day: | 17.02.2024
Timestamp: | 03:30
Border & direction: | North-Greece Exporting
Horizon: | DA
Remedial actions: | true
Evaluation type: | CURATIVE
TTC [MW]: | 2708
Fallback applied | false
Loading threshold | 0.7
Applied RAs
CO ID | RA ID | Name of the RA | Usage | Type | Location | Status
Limiting CNECs
CO ID | Name of the CO | Name of the CNE | CNE UCTE branch | Calculated I (A) | I max (PRE) | I max (CUR) | Margin (A) | Loading (%) | Applicable curative RAs
AL_GR_CO_00001 | N-1 400 kV Zemplak-Kardia | [MK-GR] 400 kV Bitola-Meliti | XFL_BI11_GMELIT11_1:line | -1594 |  | 1600 | -6 | 100 | []
AL_CO_00002 | N-1 400 kV Elbasan 2-Zemlak | [MK-GR] 400 kV Bitola-Meliti | XFL_BI11_GMELIT11_1:line | -1492 |  | 1600 | -108 | 93 | []
MK_GR_CO_00002 | N-1 400 kV Dubrovo-Thessaloniki | [MK-GR] 400 kV Bitola-Meliti | XFL_BI11_GMELIT11_1:line | -1427 |  | 1600 | -173 | 89 | []
IT_GR_CO_00001 | N-1 400 kV Galatina-Arachthos | [MK-GR] 400 kV Bitola-Meliti | XFL_BI11_GMELIT11_1:line | -1414 |  | 1600 | -186 | 88 | []
BG_GR_CO_00001 | N-1 400 kV Blagoevgrad-Thessaloniki | [MK-GR] 400 kV Bitola-Meliti | XFL_BI11_GMELIT11_1:line | -1320 |  | 1600 | -280 | 82 | []
BG_CO_00001 | N-1 400kV Chervena Mogila - Blagoevgrad ck. 2 | [MK-GR] 400 kV Bitola-Meliti | XFL_BI11_GMELIT11_1:line | -1316 |  | 1600 | -284 | 82 | []
AL_CO_00001 | N-1 400 kV Elbasan 2-Tirana 2 | [MK-GR] 400 kV Bitola-Meliti | XFL_BI11_GMELIT11_1:line | -1304 |  | 1600 | -296 | 82 | []
GR_CO_00001 | N-1 400 kV Filippoi-Nea Santa ck.2 | [MK-GR] 400 kV Bitola-Meliti | XFL_BI11_GMELIT11_1:line | -1295 |  | 1600 | -305 | 81 | []
GR_CO_00004 | N-1 400 kV Amideo-Lagadas ck.2 | [MK-GR] 400 kV Bitola-Meliti | XFL_BI11_GMELIT11_1:line | -1290 |  | 1600 | -310 | 81 | []
GR_CO_00002 | N-1 400 kV Filippoi-Lagadas ck.2 | [MK-GR] 400 kV Bitola-Meliti | XFL_BI11_GMELIT11_1:line | -1276 |  | 1600 | -324 | 80 | []
BG_GR_CO_00002 | N-1 400 kV Maritsa Iztok-Nea Santa | [MK-GR] 400 kV Bitola-Meliti | XFL_BI11_GMELIT11_1:line | -1245 |  | 1600 | -355 | 78 | []
TR_GR_CO_00001 | N-1 400 kV Babaeski-N Santa | [MK-GR] 400 kV Bitola-Meliti | XFL_BI11_GMELIT11_1:line | -1240 |  | 1600 | -360 | 78 | []
AL_ME_CO_00001 | N-1 400 kV Tirana 2âPodgorica 2 | [MK-GR] 400 kV Bitola-Meliti | XFL_BI11_GMELIT11_1:line | -1234 |  | 1600 | -366 | 77 | []
KS_CO_00001 | N-1 400 kV Kosovo B-Urosevac | [MK-GR] 400 kV Bitola-Meliti | XFL_BI11_GMELIT11_1:line | -1229 |  | 1600 | -371 | 77 | []
RS_CO_00004 | N-1 400 kV Nis 2 âLeskovac 2 | [MK-GR] 400 kV Bitola-Meliti | XFL_BI11_GMELIT11_1:line | -1215 |  | 1600 | -385 | 76 | []
TR_CO_00001 | N-1 400 kV Habitabat NGCC -Babaeski | [MK-GR] 400 kV Bitola-Meliti | XFL_BI11_GMELIT11_1:line | -1211 |  | 1600 | -389 | 76 | []
BG_CO_00016 | N-1 400kV Kozloduy - Sofia Zapad ck.2 | [MK-GR] 400 kV Bitola-Meliti | XFL_BI11_GMELIT11_1:line | -1208 |  | 1600 | -392 | 75 | []
BG_CO_00013 | N-1 400kV Burgas â Maritsa Iztok 2 | [MK-GR] 400 kV Bitola-Meliti | XFL_BI11_GMELIT11_1:line | -1207 |  | 1600 | -393 | 75 | []
RS_KS_CO_00002 | N-1 400 kV Kosovo B-Nis 2 | [MK-GR] 400 kV Bitola-Meliti | XFL_BI11_GMELIT11_1:line | -1207 |  | 1600 | -393 | 75 | []
RS_CO_00003 | N-1 400 kV Vranje 4 âLeskovac 2 | [MK-GR] 400 kV Bitola-Meliti | XFL_BI11_GMELIT11_1:line | -1206 |  | 1600 | -394 | 75 | []
BG_TR_CO_00002 | N-1 400kV Maritsa 3 - Hamitabat 2 | [MK-GR] 400 kV Bitola-Meliti | XFL_BI11_GMELIT11_1:line | -1205 |  | 1600 | -395 | 75 | []
BG_CO_00007 | N-1 400kV Vetren - Chervena Mogila | [MK-GR] 400 kV Bitola-Meliti | XFL_BI11_GMELIT11_1:line | -1205 |  | 1600 | -395 | 75 | []
BG_TR_CO_00001 | N-1 400kV Maritsa 3 - Hamitabat 1 | [MK-GR] 400 kV Bitola-Meliti | XFL_BI11_GMELIT11_1:line | -1205 |  | 1600 | -395 | 75 | []
BG_CO_00011 | N-1 400kV Maritsa Iztok - Plovdiv | [MK-GR] 400 kV Bitola-Meliti | XFL_BI11_GMELIT11_1:line | -1205 |  | 1600 | -395 | 75 | []
BG_CO_00002 | N-1 400kV Sofia Zapad - Chervena Mogila ck. 2 | [MK-GR] 400 kV Bitola-Meliti | XFL_BI11_GMELIT11_1:line | -1204 |  | 1600 | -396 | 75 | []
BC | Base Case | [MK-GR] 400 kV Bitola-Meliti | XFL_BI11_GMELIT11_1:line | -1204 |  | 1600 | -396 | 75 | []
BG_CO_00010 | N-1 400kV Maritsa Iztok â Maritsa Iztok 3 | [MK-GR] 400 kV Bitola-Meliti | XFL_BI11_GMELIT11_1:line | -1204 |  | 1600 | -396 | 75 | []
BG_CO_00009 | N-1 400kV Maritsa Iztok 2Â - Maritsa Iztok 3 | [MK-GR] 400 kV Bitola-Meliti | XFL_BI11_GMELIT11_1:line | -1204 |  | 1600 | -396 | 75 | []
BG_CO_00012 | Â N-1 400kV Varna - Burgas | [MK-GR] 400 kV Bitola-Meliti | XFL_BI11_GMELIT11_1:line | -1202 |  | 1600 | -398 | 75 | []
RS_MK_00001 | N-1 400 kV Vranje 4 -Stip | [MK-GR] 400 kV Bitola-Meliti | XFL_BI11_GMELIT11_1:line | -1198 |  | 1600 | -402 | 75 | []
BG_RS_CO_00001 | N-1 400kV Sofia Zapad - Nis Â | [MK-GR] 400 kV Bitola-Meliti | XFL_BI11_GMELIT11_1:line | -1195 |  | 1600 | -405 | 75 | []
BG_CO_00006, BG_CO_00008 | N-1 400kV Plovdiv - Vetren , N-1 400kV Plovdiv - Vetren | [MK-GR] 400 kV Bitola-Meliti | XFL_BI11_GMELIT11_1:line | -1182 |  | 1600 | -418 | 74 | []
KS_ME_CO_00001 | N-1 400 kV Pec 3-Ribarevina | [MK-GR] 400 kV Bitola-Meliti | XFL_BI11_GMELIT11_1:line | -1181 |  | 1600 | -419 | 74 | []
BG_MK_CO_00001 | N-1 400kV Chervena Mogila - Stip Â | [MK-GR] 400 kV Bitola-Meliti | XFL_BI11_GMELIT11_1:line | -1175 |  | 1600 | -425 | 73 | []
MK_KS_CO_00001 | N-1 400 kV Skopje 5 âUrosevac | [MK-GR] 400 kV Bitola-Meliti | XFL_BI11_GMELIT11_1:line | -1168 |  | 1600 | -432 | 73 | []
GR_CO_00005 | N-1 400 kV Thessaloniki-Lagadas ck.2 | [MK-GR] 400 kV Bitola-Meliti | XFL_BI11_GMELIT11_1:line | -1153 |  | 1600 | -447 | 72 | []
MK_CO_00003 | N-1 400 kV Skopje 4 âSkopje 5 | [MK-GR] 400 kV Bitola-Meliti | XFL_BI11_GMELIT11_1:line | -1133 |  | 1600 | -467 | 71 | []
MK_CO_00002 | N-1 400 kV Dubrovo âStip | [MK-GR] 400 kV Bitola-Meliti | XFL_BI11_GMELIT11_1:line | -1125 |  | 1600 | -475 | 70 | []

## 0430Preventive
Detailed results
Generated at: | 2024-02-16 19:16
Business day: | 17.02.2024
Timestamp: | 04:30
Border & direction: | North-Greece Exporting
Horizon: | DA
Remedial actions: | true
Evaluation type: | PREVENTIVE
TTC [MW]: | 2713
Fallback applied | false
Loading threshold | 0.7
Applied RAs
CO ID | RA ID | Name of the RA | Usage | Type | Location | Status
Limiting CNECs
CO ID | Name of the CO | Name of the CNE | CNE UCTE branch | Calculated I (A) | I max (PRE) | I max (CUR) | Margin (A) | Loading (%) | Applicable curative RAs
AL_GR_CO_00001 | N-1 400 kV Zemplak-Kardia | [MK-GR] 400 kV Bitola-Meliti | XFL_BI11_GMELIT11_1:line | -1599 | 1600 | 1600 | -1 | 100 | []
AL_CO_00002 | N-1 400 kV Elbasan 2-Zemlak | [MK-GR] 400 kV Bitola-Meliti | XFL_BI11_GMELIT11_1:line | -1497 | 1600 | 1600 | -103 | 94 | []
MK_GR_CO_00002 | N-1 400 kV Dubrovo-Thessaloniki | [MK-GR] 400 kV Bitola-Meliti | XFL_BI11_GMELIT11_1:line | -1433 | 1600 | 1600 | -167 | 90 | []
IT_GR_CO_00001 | N-1 400 kV Galatina-Arachthos | [MK-GR] 400 kV Bitola-Meliti | XFL_BI11_GMELIT11_1:line | -1423 | 1600 | 1600 | -177 | 89 | []
BG_GR_CO_00001 | N-1 400 kV Blagoevgrad-Thessaloniki | [MK-GR] 400 kV Bitola-Meliti | XFL_BI11_GMELIT11_1:line | -1333 | 1600 | 1600 | -267 | 83 | []
BG_CO_00001 | N-1 400kV Chervena Mogila - Blagoevgrad ck. 2 | [MK-GR] 400 kV Bitola-Meliti | XFL_BI11_GMELIT11_1:line | -1327 | 1600 | 1600 | -273 | 83 | []
AL_CO_00001 | N-1 400 kV Elbasan 2-Tirana 2 | [MK-GR] 400 kV Bitola-Meliti | XFL_BI11_GMELIT11_1:line | -1311 | 1600 | 1600 | -289 | 82 | []
GR_CO_00001 | N-1 400 kV Filippoi-Nea Santa ck.2 | [MK-GR] 400 kV Bitola-Meliti | XFL_BI11_GMELIT11_1:line | -1305 | 1600 | 1600 | -295 | 82 | []
GR_CO_00004 | N-1 400 kV Amideo-Lagadas ck.2 | [MK-GR] 400 kV Bitola-Meliti | XFL_BI11_GMELIT11_1:line | -1302 | 1600 | 1600 | -298 | 81 | []
GR_CO_00002 | N-1 400 kV Filippoi-Lagadas ck.2 | [MK-GR] 400 kV Bitola-Meliti | XFL_BI11_GMELIT11_1:line | -1287 | 1600 | 1600 | -313 | 80 | []
BG_GR_CO_00002 | N-1 400 kV Maritsa Iztok-Nea Santa | [MK-GR] 400 kV Bitola-Meliti | XFL_BI11_GMELIT11_1:line | -1254 | 1600 | 1600 | -346 | 78 | []
TR_GR_CO_00001 | N-1 400 kV Babaeski-N Santa | [MK-GR] 400 kV Bitola-Meliti | XFL_BI11_GMELIT11_1:line | -1248 | 1600 | 1600 | -352 | 78 | []
AL_ME_CO_00001 | N-1 400 kV Tirana 2âPodgorica 2 | [MK-GR] 400 kV Bitola-Meliti | XFL_BI11_GMELIT11_1:line | -1241 | 1600 | 1600 | -359 | 78 | []
KS_CO_00001 | N-1 400 kV Kosovo B-Urosevac | [MK-GR] 400 kV Bitola-Meliti | XFL_BI11_GMELIT11_1:line | -1237 | 1600 | 1600 | -363 | 77 | []
RS_CO_00004 | N-1 400 kV Nis 2 âLeskovac 2 | [MK-GR] 400 kV Bitola-Meliti | XFL_BI11_GMELIT11_1:line | -1223 | 1600 | 1600 | -377 | 76 | []
TR_CO_00001 | N-1 400 kV Habitabat NGCC -Babaeski | [MK-GR] 400 kV Bitola-Meliti | XFL_BI11_GMELIT11_1:line | -1220 | 1600 | 1600 | -380 | 76 | []
BG_CO_00016 | N-1 400kV Kozloduy - Sofia Zapad ck.2 | [MK-GR] 400 kV Bitola-Meliti | XFL_BI11_GMELIT11_1:line | -1216 | 1600 | 1600 | -384 | 76 | []
RS_KS_CO_00002 | N-1 400 kV Kosovo B-Nis 2 | [MK-GR] 400 kV Bitola-Meliti | XFL_BI11_GMELIT11_1:line | -1216 | 1600 | 1600 | -384 | 76 | []
BG_CO_00013 | N-1 400kV Burgas â Maritsa Iztok 2 | [MK-GR] 400 kV Bitola-Meliti | XFL_BI11_GMELIT11_1:line | -1216 | 1600 | 1600 | -384 | 76 | []
RS_CO_00003 | N-1 400 kV Vranje 4 âLeskovac 2 | [MK-GR] 400 kV Bitola-Meliti | XFL_BI11_GMELIT11_1:line | -1215 | 1600 | 1600 | -385 | 76 | []
BG_TR_CO_00002 | N-1 400kV Maritsa 3 - Hamitabat 2 | [MK-GR] 400 kV Bitola-Meliti | XFL_BI11_GMELIT11_1:line | -1214 | 1600 | 1600 | -386 | 76 | []
BG_TR_CO_00001 | N-1 400kV Maritsa 3 - Hamitabat 1 | [MK-GR] 400 kV Bitola-Meliti | XFL_BI11_GMELIT11_1:line | -1213 | 1600 | 1600 | -387 | 76 | []
BG_CO_00007 | N-1 400kV Vetren - Chervena Mogila | [MK-GR] 400 kV Bitola-Meliti | XFL_BI11_GMELIT11_1:line | -1213 | 1600 | 1600 | -387 | 76 | []
BG_CO_00011 | N-1 400kV Maritsa Iztok - Plovdiv | [MK-GR] 400 kV Bitola-Meliti | XFL_BI11_GMELIT11_1:line | -1213 | 1600 | 1600 | -387 | 76 | []
BG_CO_00002 | N-1 400kV Sofia Zapad - Chervena Mogila ck. 2 | [MK-GR] 400 kV Bitola-Meliti | XFL_BI11_GMELIT11_1:line | -1213 | 1600 | 1600 | -387 | 76 | []
BC | Base Case | [MK-GR] 400 kV Bitola-Meliti | XFL_BI11_GMELIT11_1:line | -1213 | 1600 | 1600 | -387 | 76 | []
BG_CO_00010 | N-1 400kV Maritsa Iztok â Maritsa Iztok 3 | [MK-GR] 400 kV Bitola-Meliti | XFL_BI11_GMELIT11_1:line | -1213 | 1600 | 1600 | -387 | 76 | []
BG_CO_00009 | N-1 400kV Maritsa Iztok 2Â - Maritsa Iztok 3 | [MK-GR] 400 kV Bitola-Meliti | XFL_BI11_GMELIT11_1:line | -1212 | 1600 | 1600 | -388 | 76 | []
BG_CO_00012 | Â N-1 400kV Varna - Burgas | [MK-GR] 400 kV Bitola-Meliti | XFL_BI11_GMELIT11_1:line | -1210 | 1600 | 1600 | -390 | 76 | []
RS_MK_00001 | N-1 400 kV Vranje 4 -Stip | [MK-GR] 400 kV Bitola-Meliti | XFL_BI11_GMELIT11_1:line | -1208 | 1600 | 1600 | -392 | 75 | []
BG_RS_CO_00001 | N-1 400kV Sofia Zapad - Nis Â | [MK-GR] 400 kV Bitola-Meliti | XFL_BI11_GMELIT11_1:line | -1202 | 1600 | 1600 | -398 | 75 | []
KS_ME_CO_00001 | N-1 400 kV Pec 3-Ribarevina | [MK-GR] 400 kV Bitola-Meliti | XFL_BI11_GMELIT11_1:line | -1192 | 1600 | 1600 | -408 | 74 | []
BG_CO_00006, BG_CO_00008 | N-1 400kV Plovdiv - Vetren , N-1 400kV Plovdiv - Vetren | [MK-GR] 400 kV Bitola-Meliti | XFL_BI11_GMELIT11_1:line | -1190 | 1600 | 1600 | -410 | 74 | []
BG_MK_CO_00001 | N-1 400kV Chervena Mogila - Stip Â | [MK-GR] 400 kV Bitola-Meliti | XFL_BI11_GMELIT11_1:line | -1179 | 1600 | 1600 | -421 | 74 | []
MK_KS_CO_00001 | N-1 400 kV Skopje 5 âUrosevac | [MK-GR] 400 kV Bitola-Meliti | XFL_BI11_GMELIT11_1:line | -1178 | 1600 | 1600 | -422 | 74 | []
GR_CO_00005 | N-1 400 kV Thessaloniki-Lagadas ck.2 | [MK-GR] 400 kV Bitola-Meliti | XFL_BI11_GMELIT11_1:line | -1159 | 1600 | 1600 | -441 | 72 | []
MK_CO_00003 | N-1 400 kV Skopje 4 âSkopje 5 | [MK-GR] 400 kV Bitola-Meliti | XFL_BI11_GMELIT11_1:line | -1142 | 1600 | 1600 | -458 | 71 | []
MK_CO_00002 | N-1 400 kV Dubrovo âStip | [MK-GR] 400 kV Bitola-Meliti | XFL_BI11_GMELIT11_1:line | -1131 | 1600 | 1600 | -469 | 71 | []

## 0430Curative
Detailed results
Generated at: | 2024-02-16 19:16
Business day: | 17.02.2024
Timestamp: | 04:30
Border & direction: | North-Greece Exporting
Horizon: | DA
Remedial actions: | true
Evaluation type: | CURATIVE
TTC [MW]: | 2713
Fallback applied | false
Loading threshold | 0.7
Applied RAs
CO ID | RA ID | Name of the RA | Usage | Type | Location | Status
Limiting CNECs
CO ID | Name of the CO | Name of the CNE | CNE UCTE branch | Calculated I (A) | I max (PRE) | I max (CUR) | Margin (A) | Loading (%) | Applicable curative RAs
AL_GR_CO_00001 | N-1 400 kV Zemplak-Kardia | [MK-GR] 400 kV Bitola-Meliti | XFL_BI11_GMELIT11_1:line | -1599 |  | 1600 | -1 | 100 | []
AL_CO_00002 | N-1 400 kV Elbasan 2-Zemlak | [MK-GR] 400 kV Bitola-Meliti | XFL_BI11_GMELIT11_1:line | -1497 |  | 1600 | -103 | 94 | []
MK_GR_CO_00002 | N-1 400 kV Dubrovo-Thessaloniki | [MK-GR] 400 kV Bitola-Meliti | XFL_BI11_GMELIT11_1:line | -1433 |  | 1600 | -167 | 90 | []
IT_GR_CO_00001 | N-1 400 kV Galatina-Arachthos | [MK-GR] 400 kV Bitola-Meliti | XFL_BI11_GMELIT11_1:line | -1423 |  | 1600 | -177 | 89 | []
BG_GR_CO_00001 | N-1 400 kV Blagoevgrad-Thessaloniki | [MK-GR] 400 kV Bitola-Meliti | XFL_BI11_GMELIT11_1:line | -1333 |  | 1600 | -267 | 83 | []
BG_CO_00001 | N-1 400kV Chervena Mogila - Blagoevgrad ck. 2 | [MK-GR] 400 kV Bitola-Meliti | XFL_BI11_GMELIT11_1:line | -1327 |  | 1600 | -273 | 83 | []
AL_CO_00001 | N-1 400 kV Elbasan 2-Tirana 2 | [MK-GR] 400 kV Bitola-Meliti | XFL_BI11_GMELIT11_1:line | -1311 |  | 1600 | -289 | 82 | []
GR_CO_00001 | N-1 400 kV Filippoi-Nea Santa ck.2 | [MK-GR] 400 kV Bitola-Meliti | XFL_BI11_GMELIT11_1:line | -1305 |  | 1600 | -295 | 82 | []
GR_CO_00004 | N-1 400 kV Amideo-Lagadas ck.2 | [MK-GR] 400 kV Bitola-Meliti | XFL_BI11_GMELIT11_1:line | -1302 |  | 1600 | -298 | 81 | []
GR_CO_00002 | N-1 400 kV Filippoi-Lagadas ck.2 | [MK-GR] 400 kV Bitola-Meliti | XFL_BI11_GMELIT11_1:line | -1287 |  | 1600 | -313 | 80 | []
BG_GR_CO_00002 | N-1 400 kV Maritsa Iztok-Nea Santa | [MK-GR] 400 kV Bitola-Meliti | XFL_BI11_GMELIT11_1:line | -1254 |  | 1600 | -346 | 78 | []
TR_GR_CO_00001 | N-1 400 kV Babaeski-N Santa | [MK-GR] 400 kV Bitola-Meliti | XFL_BI11_GMELIT11_1:line | -1248 |  | 1600 | -352 | 78 | []
AL_ME_CO_00001 | N-1 400 kV Tirana 2âPodgorica 2 | [MK-GR] 400 kV Bitola-Meliti | XFL_BI11_GMELIT11_1:line | -1241 |  | 1600 | -359 | 78 | []
KS_CO_00001 | N-1 400 kV Kosovo B-Urosevac | [MK-GR] 400 kV Bitola-Meliti | XFL_BI11_GMELIT11_1:line | -1237 |  | 1600 | -363 | 77 | []
RS_CO_00004 | N-1 400 kV Nis 2 âLeskovac 2 | [MK-GR] 400 kV Bitola-Meliti | XFL_BI11_GMELIT11_1:line | -1223 |  | 1600 | -377 | 76 | []
TR_CO_00001 | N-1 400 kV Habitabat NGCC -Babaeski | [MK-GR] 400 kV Bitola-Meliti | XFL_BI11_GMELIT11_1:line | -1220 |  | 1600 | -380 | 76 | []
BG_CO_00016 | N-1 400kV Kozloduy - Sofia Zapad ck.2 | [MK-GR] 400 kV Bitola-Meliti | XFL_BI11_GMELIT11_1:line | -1216 |  | 1600 | -384 | 76 | []
RS_KS_CO_00002 | N-1 400 kV Kosovo B-Nis 2 | [MK-GR] 400 kV Bitola-Meliti | XFL_BI11_GMELIT11_1:line | -1216 |  | 1600 | -384 | 76 | []
BG_CO_00013 | N-1 400kV Burgas â Maritsa Iztok 2 | [MK-GR] 400 kV Bitola-Meliti | XFL_BI11_GMELIT11_1:line | -1216 |  | 1600 | -384 | 76 | []
RS_CO_00003 | N-1 400 kV Vranje 4 âLeskovac 2 | [MK-GR] 400 kV Bitola-Meliti | XFL_BI11_GMELIT11_1:line | -1215 |  | 1600 | -385 | 76 | []
BG_TR_CO_00002 | N-1 400kV Maritsa 3 - Hamitabat 2 | [MK-GR] 400 kV Bitola-Meliti | XFL_BI11_GMELIT11_1:line | -1214 |  | 1600 | -386 | 76 | []
BG_TR_CO_00001 | N-1 400kV Maritsa 3 - Hamitabat 1 | [MK-GR] 400 kV Bitola-Meliti | XFL_BI11_GMELIT11_1:line | -1213 |  | 1600 | -387 | 76 | []
BG_CO_00007 | N-1 400kV Vetren - Chervena Mogila | [MK-GR] 400 kV Bitola-Meliti | XFL_BI11_GMELIT11_1:line | -1213 |  | 1600 | -387 | 76 | []
BG_CO_00011 | N-1 400kV Maritsa Iztok - Plovdiv | [MK-GR] 400 kV Bitola-Meliti | XFL_BI11_GMELIT11_1:line | -1213 |  | 1600 | -387 | 76 | []
BG_CO_00002 | N-1 400kV Sofia Zapad - Chervena Mogila ck. 2 | [MK-GR] 400 kV Bitola-Meliti | XFL_BI11_GMELIT11_1:line | -1213 |  | 1600 | -387 | 76 | []
BC | Base Case | [MK-GR] 400 kV Bitola-Meliti | XFL_BI11_GMELIT11_1:line | -1213 |  | 1600 | -387 | 76 | []
BG_CO_00010 | N-1 400kV Maritsa Iztok â Maritsa Iztok 3 | [MK-GR] 400 kV Bitola-Meliti | XFL_BI11_GMELIT11_1:line | -1213 |  | 1600 | -387 | 76 | []
BG_CO_00009 | N-1 400kV Maritsa Iztok 2Â - Maritsa Iztok 3 | [MK-GR] 400 kV Bitola-Meliti | XFL_BI11_GMELIT11_1:line | -1212 |  | 1600 | -388 | 76 | []
BG_CO_00012 | Â N-1 400kV Varna - Burgas | [MK-GR] 400 kV Bitola-Meliti | XFL_BI11_GMELIT11_1:line | -1210 |  | 1600 | -390 | 76 | []
RS_MK_00001 | N-1 400 kV Vranje 4 -Stip | [MK-GR] 400 kV Bitola-Meliti | XFL_BI11_GMELIT11_1:line | -1208 |  | 1600 | -392 | 75 | []
BG_RS_CO_00001 | N-1 400kV Sofia Zapad - Nis Â | [MK-GR] 400 kV Bitola-Meliti | XFL_BI11_GMELIT11_1:line | -1202 |  | 1600 | -398 | 75 | []
KS_ME_CO_00001 | N-1 400 kV Pec 3-Ribarevina | [MK-GR] 400 kV Bitola-Meliti | XFL_BI11_GMELIT11_1:line | -1192 |  | 1600 | -408 | 74 | []
BG_CO_00006, BG_CO_00008 | N-1 400kV Plovdiv - Vetren , N-1 400kV Plovdiv - Vetren | [MK-GR] 400 kV Bitola-Meliti | XFL_BI11_GMELIT11_1:line | -1190 |  | 1600 | -410 | 74 | []
BG_MK_CO_00001 | N-1 400kV Chervena Mogila - Stip Â | [MK-GR] 400 kV Bitola-Meliti | XFL_BI11_GMELIT11_1:line | -1179 |  | 1600 | -421 | 74 | []
MK_KS_CO_00001 | N-1 400 kV Skopje 5 âUrosevac | [MK-GR] 400 kV Bitola-Meliti | XFL_BI11_GMELIT11_1:line | -1178 |  | 1600 | -422 | 74 | []
GR_CO_00005 | N-1 400 kV Thessaloniki-Lagadas ck.2 | [MK-GR] 400 kV Bitola-Meliti | XFL_BI11_GMELIT11_1:line | -1159 |  | 1600 | -441 | 72 | []
MK_CO_00003 | N-1 400 kV Skopje 4 âSkopje 5 | [MK-GR] 400 kV Bitola-Meliti | XFL_BI11_GMELIT11_1:line | -1142 |  | 1600 | -458 | 71 | []
MK_CO_00002 | N-1 400 kV Dubrovo âStip | [MK-GR] 400 kV Bitola-Meliti | XFL_BI11_GMELIT11_1:line | -1131 |  | 1600 | -469 | 71 | []

## 0530Preventive
Detailed results
Generated at: | 2024-02-16 19:16
Business day: | 17.02.2024
Timestamp: | 05:30
Border & direction: | North-Greece Exporting
Horizon: | DA
Remedial actions: | true
Evaluation type: | PREVENTIVE
TTC [MW]: | 2754
Fallback applied | false
Loading threshold | 0.7
Applied RAs
CO ID | RA ID | Name of the RA | Usage | Type | Location | Status
Limiting CNECs
CO ID | Name of the CO | Name of the CNE | CNE UCTE branch | Calculated I (A) | I max (PRE) | I max (CUR) | Margin (A) | Loading (%) | Applicable curative RAs
AL_GR_CO_00001 | N-1 400 kV Zemplak-Kardia | [MK-GR] 400 kV Bitola-Meliti | XFL_BI11_GMELIT11_1:line | -1598 | 1600 | 1600 | -2 | 100 | []
AL_CO_00002 | N-1 400 kV Elbasan 2-Zemlak | [MK-GR] 400 kV Bitola-Meliti | XFL_BI11_GMELIT11_1:line | -1496 | 1600 | 1600 | -104 | 93 | []
MK_GR_CO_00002 | N-1 400 kV Dubrovo-Thessaloniki | [MK-GR] 400 kV Bitola-Meliti | XFL_BI11_GMELIT11_1:line | -1454 | 1600 | 1600 | -146 | 91 | []
IT_GR_CO_00001 | N-1 400 kV Galatina-Arachthos | [MK-GR] 400 kV Bitola-Meliti | XFL_BI11_GMELIT11_1:line | -1440 | 1600 | 1600 | -160 | 90 | []
BG_GR_CO_00001 | N-1 400 kV Blagoevgrad-Thessaloniki | [MK-GR] 400 kV Bitola-Meliti | XFL_BI11_GMELIT11_1:line | -1346 | 1600 | 1600 | -254 | 84 | []
BG_CO_00001 | N-1 400kV Chervena Mogila - Blagoevgrad ck. 2 | [MK-GR] 400 kV Bitola-Meliti | XFL_BI11_GMELIT11_1:line | -1343 | 1600 | 1600 | -257 | 84 | []
GR_CO_00001 | N-1 400 kV Filippoi-Nea Santa ck.2 | [MK-GR] 400 kV Bitola-Meliti | XFL_BI11_GMELIT11_1:line | -1331 | 1600 | 1600 | -269 | 83 | []
GR_CO_00004 | N-1 400 kV Amideo-Lagadas ck.2 | [MK-GR] 400 kV Bitola-Meliti | XFL_BI11_GMELIT11_1:line | -1314 | 1600 | 1600 | -286 | 82 | []
AL_CO_00001 | N-1 400 kV Elbasan 2-Tirana 2 | [MK-GR] 400 kV Bitola-Meliti | XFL_BI11_GMELIT11_1:line | -1314 | 1600 | 1600 | -286 | 82 | []
GR_CO_00002 | N-1 400 kV Filippoi-Lagadas ck.2 | [MK-GR] 400 kV Bitola-Meliti | XFL_BI11_GMELIT11_1:line | -1299 | 1600 | 1600 | -301 | 81 | []
KS_CO_00001 | N-1 400 kV Kosovo B-Urosevac | [MK-GR] 400 kV Bitola-Meliti | XFL_BI11_GMELIT11_1:line | -1278 | 1600 | 1600 | -322 | 80 | []
BG_GR_CO_00002 | N-1 400 kV Maritsa Iztok-Nea Santa | [MK-GR] 400 kV Bitola-Meliti | XFL_BI11_GMELIT11_1:line | -1276 | 1600 | 1600 | -324 | 80 | []
TR_GR_CO_00001 | N-1 400 kV Babaeski-N Santa | [MK-GR] 400 kV Bitola-Meliti | XFL_BI11_GMELIT11_1:line | -1266 | 1600 | 1600 | -334 | 79 | []
AL_ME_CO_00001 | N-1 400 kV Tirana 2âPodgorica 2 | [MK-GR] 400 kV Bitola-Meliti | XFL_BI11_GMELIT11_1:line | -1245 | 1600 | 1600 | -355 | 78 | []
RS_CO_00004 | N-1 400 kV Nis 2 âLeskovac 2 | [MK-GR] 400 kV Bitola-Meliti | XFL_BI11_GMELIT11_1:line | -1244 | 1600 | 1600 | -356 | 78 | []
RS_CO_00003 | N-1 400 kV Vranje 4 âLeskovac 2 | [MK-GR] 400 kV Bitola-Meliti | XFL_BI11_GMELIT11_1:line | -1237 | 1600 | 1600 | -363 | 77 | []
MK_KS_CO_00001 | N-1 400 kV Skopje 5 âUrosevac | [MK-GR] 400 kV Bitola-Meliti | XFL_BI11_GMELIT11_1:line | -1237 | 1600 | 1600 | -363 | 77 | []
TR_CO_00001 | N-1 400 kV Habitabat NGCC -Babaeski | [MK-GR] 400 kV Bitola-Meliti | XFL_BI11_GMELIT11_1:line | -1236 | 1600 | 1600 | -364 | 77 | []
RS_KS_CO_00002 | N-1 400 kV Kosovo B-Nis 2 | [MK-GR] 400 kV Bitola-Meliti | XFL_BI11_GMELIT11_1:line | -1234 | 1600 | 1600 | -366 | 77 | []
BG_CO_00016 | N-1 400kV Kozloduy - Sofia Zapad ck.2 | [MK-GR] 400 kV Bitola-Meliti | XFL_BI11_GMELIT11_1:line | -1233 | 1600 | 1600 | -367 | 77 | []
RS_MK_00001 | N-1 400 kV Vranje 4 -Stip | [MK-GR] 400 kV Bitola-Meliti | XFL_BI11_GMELIT11_1:line | -1232 | 1600 | 1600 | -368 | 77 | []
BG_CO_00013 | N-1 400kV Burgas â Maritsa Iztok 2 | [MK-GR] 400 kV Bitola-Meliti | XFL_BI11_GMELIT11_1:line | -1231 | 1600 | 1600 | -369 | 77 | []
BG_TR_CO_00002 | N-1 400kV Maritsa 3 - Hamitabat 2 | [MK-GR] 400 kV Bitola-Meliti | XFL_BI11_GMELIT11_1:line | -1230 | 1600 | 1600 | -370 | 77 | []
BG_TR_CO_00001 | N-1 400kV Maritsa 3 - Hamitabat 1 | [MK-GR] 400 kV Bitola-Meliti | XFL_BI11_GMELIT11_1:line | -1230 | 1600 | 1600 | -370 | 77 | []
BG_CO_00007 | N-1 400kV Vetren - Chervena Mogila | [MK-GR] 400 kV Bitola-Meliti | XFL_BI11_GMELIT11_1:line | -1228 | 1600 | 1600 | -372 | 77 | []
BG_CO_00011 | N-1 400kV Maritsa Iztok - Plovdiv | [MK-GR] 400 kV Bitola-Meliti | XFL_BI11_GMELIT11_1:line | -1228 | 1600 | 1600 | -372 | 77 | []
BC | Base Case | [MK-GR] 400 kV Bitola-Meliti | XFL_BI11_GMELIT11_1:line | -1228 | 1600 | 1600 | -372 | 77 | []
BG_CO_00010 | N-1 400kV Maritsa Iztok â Maritsa Iztok 3 | [MK-GR] 400 kV Bitola-Meliti | XFL_BI11_GMELIT11_1:line | -1228 | 1600 | 1600 | -372 | 77 | []
BG_CO_00002 | N-1 400kV Sofia Zapad - Chervena Mogila ck. 2 | [MK-GR] 400 kV Bitola-Meliti | XFL_BI11_GMELIT11_1:line | -1228 | 1600 | 1600 | -372 | 77 | []
BG_CO_00009 | N-1 400kV Maritsa Iztok 2Â - Maritsa Iztok 3 | [MK-GR] 400 kV Bitola-Meliti | XFL_BI11_GMELIT11_1:line | -1228 | 1600 | 1600 | -372 | 77 | []
BG_CO_00012 | Â N-1 400kV Varna - Burgas | [MK-GR] 400 kV Bitola-Meliti | XFL_BI11_GMELIT11_1:line | -1225 | 1600 | 1600 | -375 | 77 | []
KS_ME_CO_00001 | N-1 400 kV Pec 3-Ribarevina | [MK-GR] 400 kV Bitola-Meliti | XFL_BI11_GMELIT11_1:line | -1217 | 1600 | 1600 | -383 | 76 | []
BG_RS_CO_00001 | N-1 400kV Sofia Zapad - Nis Â | [MK-GR] 400 kV Bitola-Meliti | XFL_BI11_GMELIT11_1:line | -1210 | 1600 | 1600 | -390 | 76 | []
BG_CO_00006, BG_CO_00008 | N-1 400kV Plovdiv - Vetren , N-1 400kV Plovdiv - Vetren | [MK-GR] 400 kV Bitola-Meliti | XFL_BI11_GMELIT11_1:line | -1202 | 1600 | 1600 | -398 | 75 | []
BG_MK_CO_00001 | N-1 400kV Chervena Mogila - Stip Â | [MK-GR] 400 kV Bitola-Meliti | XFL_BI11_GMELIT11_1:line | -1195 | 1600 | 1600 | -405 | 75 | []
GR_CO_00005 | N-1 400 kV Thessaloniki-Lagadas ck.2 | [MK-GR] 400 kV Bitola-Meliti | XFL_BI11_GMELIT11_1:line | -1176 | 1600 | 1600 | -424 | 73 | []
MK_CO_00003 | N-1 400 kV Skopje 4 âSkopje 5 | [MK-GR] 400 kV Bitola-Meliti | XFL_BI11_GMELIT11_1:line | -1166 | 1600 | 1600 | -434 | 73 | []
MK_CO_00002 | N-1 400 kV Dubrovo âStip | [MK-GR] 400 kV Bitola-Meliti | XFL_BI11_GMELIT11_1:line | -1157 | 1600 | 1600 | -443 | 72 | []

## 0530Curative
Detailed results
Generated at: | 2024-02-16 19:16
Business day: | 17.02.2024
Timestamp: | 05:30
Border & direction: | North-Greece Exporting
Horizon: | DA
Remedial actions: | true
Evaluation type: | CURATIVE
TTC [MW]: | 2754
Fallback applied | false
Loading threshold | 0.7
Applied RAs
CO ID | RA ID | Name of the RA | Usage | Type | Location | Status
Limiting CNECs
CO ID | Name of the CO | Name of the CNE | CNE UCTE branch | Calculated I (A) | I max (PRE) | I max (CUR) | Margin (A) | Loading (%) | Applicable curative RAs
AL_GR_CO_00001 | N-1 400 kV Zemplak-Kardia | [MK-GR] 400 kV Bitola-Meliti | XFL_BI11_GMELIT11_1:line | -1598 |  | 1600 | -2 | 100 | []
AL_CO_00002 | N-1 400 kV Elbasan 2-Zemlak | [MK-GR] 400 kV Bitola-Meliti | XFL_BI11_GMELIT11_1:line | -1496 |  | 1600 | -104 | 93 | []
MK_GR_CO_00002 | N-1 400 kV Dubrovo-Thessaloniki | [MK-GR] 400 kV Bitola-Meliti | XFL_BI11_GMELIT11_1:line | -1454 |  | 1600 | -146 | 91 | []
IT_GR_CO_00001 | N-1 400 kV Galatina-Arachthos | [MK-GR] 400 kV Bitola-Meliti | XFL_BI11_GMELIT11_1:line | -1440 |  | 1600 | -160 | 90 | []
BG_GR_CO_00001 | N-1 400 kV Blagoevgrad-Thessaloniki | [MK-GR] 400 kV Bitola-Meliti | XFL_BI11_GMELIT11_1:line | -1346 |  | 1600 | -254 | 84 | []
BG_CO_00001 | N-1 400kV Chervena Mogila - Blagoevgrad ck. 2 | [MK-GR] 400 kV Bitola-Meliti | XFL_BI11_GMELIT11_1:line | -1343 |  | 1600 | -257 | 84 | []
GR_CO_00001 | N-1 400 kV Filippoi-Nea Santa ck.2 | [MK-GR] 400 kV Bitola-Meliti | XFL_BI11_GMELIT11_1:line | -1331 |  | 1600 | -269 | 83 | []
GR_CO_00004 | N-1 400 kV Amideo-Lagadas ck.2 | [MK-GR] 400 kV Bitola-Meliti | XFL_BI11_GMELIT11_1:line | -1314 |  | 1600 | -286 | 82 | []
AL_CO_00001 | N-1 400 kV Elbasan 2-Tirana 2 | [MK-GR] 400 kV Bitola-Meliti | XFL_BI11_GMELIT11_1:line | -1314 |  | 1600 | -286 | 82 | []
GR_CO_00002 | N-1 400 kV Filippoi-Lagadas ck.2 | [MK-GR] 400 kV Bitola-Meliti | XFL_BI11_GMELIT11_1:line | -1299 |  | 1600 | -301 | 81 | []
KS_CO_00001 | N-1 400 kV Kosovo B-Urosevac | [MK-GR] 400 kV Bitola-Meliti | XFL_BI11_GMELIT11_1:line | -1278 |  | 1600 | -322 | 80 | []
BG_GR_CO_00002 | N-1 400 kV Maritsa Iztok-Nea Santa | [MK-GR] 400 kV Bitola-Meliti | XFL_BI11_GMELIT11_1:line | -1276 |  | 1600 | -324 | 80 | []
TR_GR_CO_00001 | N-1 400 kV Babaeski-N Santa | [MK-GR] 400 kV Bitola-Meliti | XFL_BI11_GMELIT11_1:line | -1266 |  | 1600 | -334 | 79 | []
AL_ME_CO_00001 | N-1 400 kV Tirana 2âPodgorica 2 | [MK-GR] 400 kV Bitola-Meliti | XFL_BI11_GMELIT11_1:line | -1245 |  | 1600 | -355 | 78 | []
RS_CO_00004 | N-1 400 kV Nis 2 âLeskovac 2 | [MK-GR] 400 kV Bitola-Meliti | XFL_BI11_GMELIT11_1:line | -1244 |  | 1600 | -356 | 78 | []
RS_CO_00003 | N-1 400 kV Vranje 4 âLeskovac 2 | [MK-GR] 400 kV Bitola-Meliti | XFL_BI11_GMELIT11_1:line | -1237 |  | 1600 | -363 | 77 | []
MK_KS_CO_00001 | N-1 400 kV Skopje 5 âUrosevac | [MK-GR] 400 kV Bitola-Meliti | XFL_BI11_GMELIT11_1:line | -1237 |  | 1600 | -363 | 77 | []
TR_CO_00001 | N-1 400 kV Habitabat NGCC -Babaeski | [MK-GR] 400 kV Bitola-Meliti | XFL_BI11_GMELIT11_1:line | -1236 |  | 1600 | -364 | 77 | []
RS_KS_CO_00002 | N-1 400 kV Kosovo B-Nis 2 | [MK-GR] 400 kV Bitola-Meliti | XFL_BI11_GMELIT11_1:line | -1234 |  | 1600 | -366 | 77 | []
BG_CO_00016 | N-1 400kV Kozloduy - Sofia Zapad ck.2 | [MK-GR] 400 kV Bitola-Meliti | XFL_BI11_GMELIT11_1:line | -1233 |  | 1600 | -367 | 77 | []
RS_MK_00001 | N-1 400 kV Vranje 4 -Stip | [MK-GR] 400 kV Bitola-Meliti | XFL_BI11_GMELIT11_1:line | -1232 |  | 1600 | -368 | 77 | []
BG_CO_00013 | N-1 400kV Burgas â Maritsa Iztok 2 | [MK-GR] 400 kV Bitola-Meliti | XFL_BI11_GMELIT11_1:line | -1231 |  | 1600 | -369 | 77 | []
BG_TR_CO_00002 | N-1 400kV Maritsa 3 - Hamitabat 2 | [MK-GR] 400 kV Bitola-Meliti | XFL_BI11_GMELIT11_1:line | -1230 |  | 1600 | -370 | 77 | []
BG_TR_CO_00001 | N-1 400kV Maritsa 3 - Hamitabat 1 | [MK-GR] 400 kV Bitola-Meliti | XFL_BI11_GMELIT11_1:line | -1230 |  | 1600 | -370 | 77 | []
BG_CO_00007 | N-1 400kV Vetren - Chervena Mogila | [MK-GR] 400 kV Bitola-Meliti | XFL_BI11_GMELIT11_1:line | -1228 |  | 1600 | -372 | 77 | []
BG_CO_00011 | N-1 400kV Maritsa Iztok - Plovdiv | [MK-GR] 400 kV Bitola-Meliti | XFL_BI11_GMELIT11_1:line | -1228 |  | 1600 | -372 | 77 | []
BC | Base Case | [MK-GR] 400 kV Bitola-Meliti | XFL_BI11_GMELIT11_1:line | -1228 |  | 1600 | -372 | 77 | []
BG_CO_00010 | N-1 400kV Maritsa Iztok â Maritsa Iztok 3 | [MK-GR] 400 kV Bitola-Meliti | XFL_BI11_GMELIT11_1:line | -1228 |  | 1600 | -372 | 77 | []
BG_CO_00002 | N-1 400kV Sofia Zapad - Chervena Mogila ck. 2 | [MK-GR] 400 kV Bitola-Meliti | XFL_BI11_GMELIT11_1:line | -1228 |  | 1600 | -372 | 77 | []
BG_CO_00009 | N-1 400kV Maritsa Iztok 2Â - Maritsa Iztok 3 | [MK-GR] 400 kV Bitola-Meliti | XFL_BI11_GMELIT11_1:line | -1228 |  | 1600 | -372 | 77 | []
BG_CO_00012 | Â N-1 400kV Varna - Burgas | [MK-GR] 400 kV Bitola-Meliti | XFL_BI11_GMELIT11_1:line | -1225 |  | 1600 | -375 | 77 | []
KS_ME_CO_00001 | N-1 400 kV Pec 3-Ribarevina | [MK-GR] 400 kV Bitola-Meliti | XFL_BI11_GMELIT11_1:line | -1217 |  | 1600 | -383 | 76 | []
BG_RS_CO_00001 | N-1 400kV Sofia Zapad - Nis Â | [MK-GR] 400 kV Bitola-Meliti | XFL_BI11_GMELIT11_1:line | -1210 |  | 1600 | -390 | 76 | []
BG_CO_00006, BG_CO_00008 | N-1 400kV Plovdiv - Vetren , N-1 400kV Plovdiv - Vetren | [MK-GR] 400 kV Bitola-Meliti | XFL_BI11_GMELIT11_1:line | -1202 |  | 1600 | -398 | 75 | []
BG_MK_CO_00001 | N-1 400kV Chervena Mogila - Stip Â | [MK-GR] 400 kV Bitola-Meliti | XFL_BI11_GMELIT11_1:line | -1195 |  | 1600 | -405 | 75 | []
GR_CO_00005 | N-1 400 kV Thessaloniki-Lagadas ck.2 | [MK-GR] 400 kV Bitola-Meliti | XFL_BI11_GMELIT11_1:line | -1176 |  | 1600 | -424 | 73 | []
MK_CO_00003 | N-1 400 kV Skopje 4 âSkopje 5 | [MK-GR] 400 kV Bitola-Meliti | XFL_BI11_GMELIT11_1:line | -1166 |  | 1600 | -434 | 73 | []
MK_CO_00002 | N-1 400 kV Dubrovo âStip | [MK-GR] 400 kV Bitola-Meliti | XFL_BI11_GMELIT11_1:line | -1157 |  | 1600 | -443 | 72 | []

## 0630Preventive
Detailed results
Generated at: | 2024-02-16 19:16
Business day: | 17.02.2024
Timestamp: | 06:30
Border & direction: | North-Greece Exporting
Horizon: | DA
Remedial actions: | true
Evaluation type: | PREVENTIVE
TTC [MW]: | 2607
Fallback applied | false
Loading threshold | 0.7
Applied RAs
CO ID | RA ID | Name of the RA | Usage | Type | Location | Status
Limiting CNECs
CO ID | Name of the CO | Name of the CNE | CNE UCTE branch | Calculated I (A) | I max (PRE) | I max (CUR) | Margin (A) | Loading (%) | Applicable curative RAs
AL_GR_CO_00001 | N-1 400 kV Zemplak-Kardia | [MK-GR] 400 kV Bitola-Meliti | XFL_BI11_GMELIT11_1:line | -1595 | 1600 | 1600 | -5 | 100 | []
AL_CO_00002 | N-1 400 kV Elbasan 2-Zemlak | [MK-GR] 400 kV Bitola-Meliti | XFL_BI11_GMELIT11_1:line | -1475 | 1600 | 1600 | -125 | 92 | []
IT_GR_CO_00001 | N-1 400 kV Galatina-Arachthos | [MK-GR] 400 kV Bitola-Meliti | XFL_BI11_GMELIT11_1:line | -1420 | 1600 | 1600 | -180 | 89 | []
MK_GR_CO_00002 | N-1 400 kV Dubrovo-Thessaloniki | [MK-GR] 400 kV Bitola-Meliti | XFL_BI11_GMELIT11_1:line | -1418 | 1600 | 1600 | -182 | 89 | []
BG_GR_CO_00001 | N-1 400 kV Blagoevgrad-Thessaloniki | [MK-GR] 400 kV Bitola-Meliti | XFL_BI11_GMELIT11_1:line | -1318 | 1600 | 1600 | -282 | 82 | []
BG_CO_00001 | N-1 400kV Chervena Mogila - Blagoevgrad ck. 2 | [MK-GR] 400 kV Bitola-Meliti | XFL_BI11_GMELIT11_1:line | -1316 | 1600 | 1600 | -284 | 82 | []
GR_CO_00004 | N-1 400 kV Amideo-Lagadas ck.2 | [MK-GR] 400 kV Bitola-Meliti | XFL_BI11_GMELIT11_1:line | -1305 | 1600 | 1600 | -295 | 82 | []
GR_CO_00001 | N-1 400 kV Filippoi-Nea Santa ck.2 | [MK-GR] 400 kV Bitola-Meliti | XFL_BI11_GMELIT11_1:line | -1300 | 1600 | 1600 | -300 | 81 | []
AL_CO_00001 | N-1 400 kV Elbasan 2-Tirana 2 | [MK-GR] 400 kV Bitola-Meliti | XFL_BI11_GMELIT11_1:line | -1298 | 1600 | 1600 | -302 | 81 | []
GR_CO_00002 | N-1 400 kV Filippoi-Lagadas ck.2 | [MK-GR] 400 kV Bitola-Meliti | XFL_BI11_GMELIT11_1:line | -1283 | 1600 | 1600 | -317 | 80 | []
KS_CO_00001 | N-1 400 kV Kosovo B-Urosevac | [MK-GR] 400 kV Bitola-Meliti | XFL_BI11_GMELIT11_1:line | -1262 | 1600 | 1600 | -338 | 79 | []
BG_GR_CO_00002 | N-1 400 kV Maritsa Iztok-Nea Santa | [MK-GR] 400 kV Bitola-Meliti | XFL_BI11_GMELIT11_1:line | -1252 | 1600 | 1600 | -348 | 78 | []
TR_GR_CO_00001 | N-1 400 kV Babaeski-N Santa | [MK-GR] 400 kV Bitola-Meliti | XFL_BI11_GMELIT11_1:line | -1243 | 1600 | 1600 | -357 | 78 | []
AL_ME_CO_00001 | N-1 400 kV Tirana 2âPodgorica 2 | [MK-GR] 400 kV Bitola-Meliti | XFL_BI11_GMELIT11_1:line | -1231 | 1600 | 1600 | -369 | 77 | []
RS_CO_00004 | N-1 400 kV Nis 2 âLeskovac 2 | [MK-GR] 400 kV Bitola-Meliti | XFL_BI11_GMELIT11_1:line | -1227 | 1600 | 1600 | -373 | 77 | []
RS_CO_00003 | N-1 400 kV Vranje 4 âLeskovac 2 | [MK-GR] 400 kV Bitola-Meliti | XFL_BI11_GMELIT11_1:line | -1219 | 1600 | 1600 | -381 | 76 | []
MK_KS_CO_00001 | N-1 400 kV Skopje 5 âUrosevac | [MK-GR] 400 kV Bitola-Meliti | XFL_BI11_GMELIT11_1:line | -1217 | 1600 | 1600 | -383 | 76 | []
TR_CO_00001 | N-1 400 kV Habitabat NGCC -Babaeski | [MK-GR] 400 kV Bitola-Meliti | XFL_BI11_GMELIT11_1:line | -1217 | 1600 | 1600 | -383 | 76 | []
RS_KS_CO_00002 | N-1 400 kV Kosovo B-Nis 2 | [MK-GR] 400 kV Bitola-Meliti | XFL_BI11_GMELIT11_1:line | -1216 | 1600 | 1600 | -384 | 76 | []
BG_CO_00016 | N-1 400kV Kozloduy - Sofia Zapad ck.2 | [MK-GR] 400 kV Bitola-Meliti | XFL_BI11_GMELIT11_1:line | -1215 | 1600 | 1600 | -385 | 76 | []
RS_MK_00001 | N-1 400 kV Vranje 4 -Stip | [MK-GR] 400 kV Bitola-Meliti | XFL_BI11_GMELIT11_1:line | -1214 | 1600 | 1600 | -386 | 76 | []
BG_CO_00013 | N-1 400kV Burgas â Maritsa Iztok 2 | [MK-GR] 400 kV Bitola-Meliti | XFL_BI11_GMELIT11_1:line | -1212 | 1600 | 1600 | -388 | 76 | []
BG_TR_CO_00002 | N-1 400kV Maritsa 3 - Hamitabat 2 | [MK-GR] 400 kV Bitola-Meliti | XFL_BI11_GMELIT11_1:line | -1211 | 1600 | 1600 | -389 | 76 | []
BG_TR_CO_00001 | N-1 400kV Maritsa 3 - Hamitabat 1 | [MK-GR] 400 kV Bitola-Meliti | XFL_BI11_GMELIT11_1:line | -1211 | 1600 | 1600 | -389 | 76 | []
BG_CO_00011 | N-1 400kV Maritsa Iztok - Plovdiv | [MK-GR] 400 kV Bitola-Meliti | XFL_BI11_GMELIT11_1:line | -1210 | 1600 | 1600 | -390 | 76 | []
BC | Base Case | [MK-GR] 400 kV Bitola-Meliti | XFL_BI11_GMELIT11_1:line | -1210 | 1600 | 1600 | -390 | 76 | []
BG_CO_00010 | N-1 400kV Maritsa Iztok â Maritsa Iztok 3 | [MK-GR] 400 kV Bitola-Meliti | XFL_BI11_GMELIT11_1:line | -1210 | 1600 | 1600 | -390 | 76 | []
BG_CO_00002 | N-1 400kV Sofia Zapad - Chervena Mogila ck. 2 | [MK-GR] 400 kV Bitola-Meliti | XFL_BI11_GMELIT11_1:line | -1209 | 1600 | 1600 | -391 | 76 | []
BG_CO_00009 | N-1 400kV Maritsa Iztok 2Â - Maritsa Iztok 3 | [MK-GR] 400 kV Bitola-Meliti | XFL_BI11_GMELIT11_1:line | -1208 | 1600 | 1600 | -392 | 76 | []
BG_CO_00012 | Â N-1 400kV Varna - Burgas | [MK-GR] 400 kV Bitola-Meliti | XFL_BI11_GMELIT11_1:line | -1207 | 1600 | 1600 | -393 | 75 | []
KS_ME_CO_00001 | N-1 400 kV Pec 3-Ribarevina | [MK-GR] 400 kV Bitola-Meliti | XFL_BI11_GMELIT11_1:line | -1199 | 1600 | 1600 | -401 | 75 | []
BG_RS_CO_00001 | N-1 400kV Sofia Zapad - Nis Â | [MK-GR] 400 kV Bitola-Meliti | XFL_BI11_GMELIT11_1:line | -1193 | 1600 | 1600 | -407 | 75 | []
BG_CO_00006, BG_CO_00008 | N-1 400kV Plovdiv - Vetren , N-1 400kV Plovdiv - Vetren | [MK-GR] 400 kV Bitola-Meliti | XFL_BI11_GMELIT11_1:line | -1185 | 1600 | 1600 | -415 | 74 | []
BG_CO_00005, BG_CO_00007 | N-1 400kV Vetren - Chervena Mogila , N-1 400kV Vetren - Chervena Mogila | [MK-GR] 400 kV Bitola-Meliti | XFL_BI11_GMELIT11_1:line | -1185 | 1600 | 1600 | -415 | 74 | []
BG_MK_CO_00001 | N-1 400kV Chervena Mogila - Stip Â | [MK-GR] 400 kV Bitola-Meliti | XFL_BI11_GMELIT11_1:line | -1180 | 1600 | 1600 | -420 | 74 | []
GR_CO_00005 | N-1 400 kV Thessaloniki-Lagadas ck.2 | [MK-GR] 400 kV Bitola-Meliti | XFL_BI11_GMELIT11_1:line | -1150 | 1600 | 1600 | -450 | 72 | []
MK_CO_00003 | N-1 400 kV Skopje 4 âSkopje 5 | [MK-GR] 400 kV Bitola-Meliti | XFL_BI11_GMELIT11_1:line | -1149 | 1600 | 1600 | -451 | 72 | []
MK_CO_00002 | N-1 400 kV Dubrovo âStip | [MK-GR] 400 kV Bitola-Meliti | XFL_BI11_GMELIT11_1:line | -1143 | 1600 | 1600 | -457 | 71 | []

## 0630Curative
Detailed results
Generated at: | 2024-02-16 19:16
Business day: | 17.02.2024
Timestamp: | 06:30
Border & direction: | North-Greece Exporting
Horizon: | DA
Remedial actions: | true
Evaluation type: | CURATIVE
TTC [MW]: | 2607
Fallback applied | false
Loading threshold | 0.7
Applied RAs
CO ID | RA ID | Name of the RA | Usage | Type | Location | Status
Limiting CNECs
CO ID | Name of the CO | Name of the CNE | CNE UCTE branch | Calculated I (A) | I max (PRE) | I max (CUR) | Margin (A) | Loading (%) | Applicable curative RAs
AL_GR_CO_00001 | N-1 400 kV Zemplak-Kardia | [MK-GR] 400 kV Bitola-Meliti | XFL_BI11_GMELIT11_1:line | -1595 |  | 1600 | -5 | 100 | []
AL_CO_00002 | N-1 400 kV Elbasan 2-Zemlak | [MK-GR] 400 kV Bitola-Meliti | XFL_BI11_GMELIT11_1:line | -1475 |  | 1600 | -125 | 92 | []
IT_GR_CO_00001 | N-1 400 kV Galatina-Arachthos | [MK-GR] 400 kV Bitola-Meliti | XFL_BI11_GMELIT11_1:line | -1420 |  | 1600 | -180 | 89 | []
MK_GR_CO_00002 | N-1 400 kV Dubrovo-Thessaloniki | [MK-GR] 400 kV Bitola-Meliti | XFL_BI11_GMELIT11_1:line | -1418 |  | 1600 | -182 | 89 | []
BG_GR_CO_00001 | N-1 400 kV Blagoevgrad-Thessaloniki | [MK-GR] 400 kV Bitola-Meliti | XFL_BI11_GMELIT11_1:line | -1318 |  | 1600 | -282 | 82 | []
BG_CO_00001 | N-1 400kV Chervena Mogila - Blagoevgrad ck. 2 | [MK-GR] 400 kV Bitola-Meliti | XFL_BI11_GMELIT11_1:line | -1316 |  | 1600 | -284 | 82 | []
GR_CO_00004 | N-1 400 kV Amideo-Lagadas ck.2 | [MK-GR] 400 kV Bitola-Meliti | XFL_BI11_GMELIT11_1:line | -1305 |  | 1600 | -295 | 82 | []
GR_CO_00001 | N-1 400 kV Filippoi-Nea Santa ck.2 | [MK-GR] 400 kV Bitola-Meliti | XFL_BI11_GMELIT11_1:line | -1300 |  | 1600 | -300 | 81 | []
AL_CO_00001 | N-1 400 kV Elbasan 2-Tirana 2 | [MK-GR] 400 kV Bitola-Meliti | XFL_BI11_GMELIT11_1:line | -1298 |  | 1600 | -302 | 81 | []
GR_CO_00002 | N-1 400 kV Filippoi-Lagadas ck.2 | [MK-GR] 400 kV Bitola-Meliti | XFL_BI11_GMELIT11_1:line | -1283 |  | 1600 | -317 | 80 | []
KS_CO_00001 | N-1 400 kV Kosovo B-Urosevac | [MK-GR] 400 kV Bitola-Meliti | XFL_BI11_GMELIT11_1:line | -1262 |  | 1600 | -338 | 79 | []
BG_GR_CO_00002 | N-1 400 kV Maritsa Iztok-Nea Santa | [MK-GR] 400 kV Bitola-Meliti | XFL_BI11_GMELIT11_1:line | -1252 |  | 1600 | -348 | 78 | []
TR_GR_CO_00001 | N-1 400 kV Babaeski-N Santa | [MK-GR] 400 kV Bitola-Meliti | XFL_BI11_GMELIT11_1:line | -1243 |  | 1600 | -357 | 78 | []
AL_ME_CO_00001 | N-1 400 kV Tirana 2âPodgorica 2 | [MK-GR] 400 kV Bitola-Meliti | XFL_BI11_GMELIT11_1:line | -1231 |  | 1600 | -369 | 77 | []
RS_CO_00004 | N-1 400 kV Nis 2 âLeskovac 2 | [MK-GR] 400 kV Bitola-Meliti | XFL_BI11_GMELIT11_1:line | -1227 |  | 1600 | -373 | 77 | []
RS_CO_00003 | N-1 400 kV Vranje 4 âLeskovac 2 | [MK-GR] 400 kV Bitola-Meliti | XFL_BI11_GMELIT11_1:line | -1219 |  | 1600 | -381 | 76 | []
MK_KS_CO_00001 | N-1 400 kV Skopje 5 âUrosevac | [MK-GR] 400 kV Bitola-Meliti | XFL_BI11_GMELIT11_1:line | -1217 |  | 1600 | -383 | 76 | []
TR_CO_00001 | N-1 400 kV Habitabat NGCC -Babaeski | [MK-GR] 400 kV Bitola-Meliti | XFL_BI11_GMELIT11_1:line | -1217 |  | 1600 | -383 | 76 | []
RS_KS_CO_00002 | N-1 400 kV Kosovo B-Nis 2 | [MK-GR] 400 kV Bitola-Meliti | XFL_BI11_GMELIT11_1:line | -1216 |  | 1600 | -384 | 76 | []
BG_CO_00016 | N-1 400kV Kozloduy - Sofia Zapad ck.2 | [MK-GR] 400 kV Bitola-Meliti | XFL_BI11_GMELIT11_1:line | -1215 |  | 1600 | -385 | 76 | []
RS_MK_00001 | N-1 400 kV Vranje 4 -Stip | [MK-GR] 400 kV Bitola-Meliti | XFL_BI11_GMELIT11_1:line | -1214 |  | 1600 | -386 | 76 | []
BG_CO_00013 | N-1 400kV Burgas â Maritsa Iztok 2 | [MK-GR] 400 kV Bitola-Meliti | XFL_BI11_GMELIT11_1:line | -1212 |  | 1600 | -388 | 76 | []
BG_TR_CO_00002 | N-1 400kV Maritsa 3 - Hamitabat 2 | [MK-GR] 400 kV Bitola-Meliti | XFL_BI11_GMELIT11_1:line | -1211 |  | 1600 | -389 | 76 | []
BG_TR_CO_00001 | N-1 400kV Maritsa 3 - Hamitabat 1 | [MK-GR] 400 kV Bitola-Meliti | XFL_BI11_GMELIT11_1:line | -1211 |  | 1600 | -389 | 76 | []
BG_CO_00011 | N-1 400kV Maritsa Iztok - Plovdiv | [MK-GR] 400 kV Bitola-Meliti | XFL_BI11_GMELIT11_1:line | -1210 |  | 1600 | -390 | 76 | []
BC | Base Case | [MK-GR] 400 kV Bitola-Meliti | XFL_BI11_GMELIT11_1:line | -1210 |  | 1600 | -390 | 76 | []
BG_CO_00010 | N-1 400kV Maritsa Iztok â Maritsa Iztok 3 | [MK-GR] 400 kV Bitola-Meliti | XFL_BI11_GMELIT11_1:line | -1210 |  | 1600 | -390 | 76 | []
BG_CO_00002 | N-1 400kV Sofia Zapad - Chervena Mogila ck. 2 | [MK-GR] 400 kV Bitola-Meliti | XFL_BI11_GMELIT11_1:line | -1209 |  | 1600 | -391 | 76 | []
BG_CO_00009 | N-1 400kV Maritsa Iztok 2Â - Maritsa Iztok 3 | [MK-GR] 400 kV Bitola-Meliti | XFL_BI11_GMELIT11_1:line | -1208 |  | 1600 | -392 | 76 | []
BG_CO_00012 | Â N-1 400kV Varna - Burgas | [MK-GR] 400 kV Bitola-Meliti | XFL_BI11_GMELIT11_1:line | -1207 |  | 1600 | -393 | 75 | []
KS_ME_CO_00001 | N-1 400 kV Pec 3-Ribarevina | [MK-GR] 400 kV Bitola-Meliti | XFL_BI11_GMELIT11_1:line | -1199 |  | 1600 | -401 | 75 | []
BG_RS_CO_00001 | N-1 400kV Sofia Zapad - Nis Â | [MK-GR] 400 kV Bitola-Meliti | XFL_BI11_GMELIT11_1:line | -1193 |  | 1600 | -407 | 75 | []
BG_CO_00006, BG_CO_00008 | N-1 400kV Plovdiv - Vetren , N-1 400kV Plovdiv - Vetren | [MK-GR] 400 kV Bitola-Meliti | XFL_BI11_GMELIT11_1:line | -1185 |  | 1600 | -415 | 74 | []
BG_CO_00005, BG_CO_00007 | N-1 400kV Vetren - Chervena Mogila , N-1 400kV Vetren - Chervena Mogila | [MK-GR] 400 kV Bitola-Meliti | XFL_BI11_GMELIT11_1:line | -1185 |  | 1600 | -415 | 74 | []
BG_MK_CO_00001 | N-1 400kV Chervena Mogila - Stip Â | [MK-GR] 400 kV Bitola-Meliti | XFL_BI11_GMELIT11_1:line | -1180 |  | 1600 | -420 | 74 | []
GR_CO_00005 | N-1 400 kV Thessaloniki-Lagadas ck.2 | [MK-GR] 400 kV Bitola-Meliti | XFL_BI11_GMELIT11_1:line | -1150 |  | 1600 | -450 | 72 | []
MK_CO_00003 | N-1 400 kV Skopje 4 âSkopje 5 | [MK-GR] 400 kV Bitola-Meliti | XFL_BI11_GMELIT11_1:line | -1149 |  | 1600 | -451 | 72 | []
MK_CO_00002 | N-1 400 kV Dubrovo âStip | [MK-GR] 400 kV Bitola-Meliti | XFL_BI11_GMELIT11_1:line | -1143 |  | 1600 | -457 | 71 | []

## 0730Preventive
Detailed results
Generated at: | 2024-02-16 19:16
Business day: | 17.02.2024
Timestamp: | 07:30
Border & direction: | North-Greece Exporting
Horizon: | DA
Remedial actions: | true
Evaluation type: | PREVENTIVE
TTC [MW]: | 2592
Fallback applied | false
Loading threshold | 0.7
Applied RAs
CO ID | RA ID | Name of the RA | Usage | Type | Location | Status
Limiting CNECs
CO ID | Name of the CO | Name of the CNE | CNE UCTE branch | Calculated I (A) | I max (PRE) | I max (CUR) | Margin (A) | Loading (%) | Applicable curative RAs
AL_GR_CO_00001 | N-1 400 kV Zemplak-Kardia | [MK-GR] 400 kV Bitola-Meliti | XFL_BI11_GMELIT11_1:line | -1600 | 1600 | 1600 | 0 | 100 | []
AL_CO_00002 | N-1 400 kV Elbasan 2-Zemlak | [MK-GR] 400 kV Bitola-Meliti | XFL_BI11_GMELIT11_1:line | -1471 | 1600 | 1600 | -129 | 92 | []
IT_GR_CO_00001 | N-1 400 kV Galatina-Arachthos | [MK-GR] 400 kV Bitola-Meliti | XFL_BI11_GMELIT11_1:line | -1388 | 1600 | 1600 | -212 | 87 | []
MK_GR_CO_00002 | N-1 400 kV Dubrovo-Thessaloniki | [MK-GR] 400 kV Bitola-Meliti | XFL_BI11_GMELIT11_1:line | -1384 | 1600 | 1600 | -216 | 87 | []
BG_GR_CO_00001 | N-1 400 kV Blagoevgrad-Thessaloniki | [MK-GR] 400 kV Bitola-Meliti | XFL_BI11_GMELIT11_1:line | -1289 | 1600 | 1600 | -311 | 81 | []
AL_CO_00001 | N-1 400 kV Elbasan 2-Tirana 2 | [MK-GR] 400 kV Bitola-Meliti | XFL_BI11_GMELIT11_1:line | -1281 | 1600 | 1600 | -319 | 80 | []
GR_CO_00004 | N-1 400 kV Amideo-Lagadas ck.2 | [MK-GR] 400 kV Bitola-Meliti | XFL_BI11_GMELIT11_1:line | -1271 | 1600 | 1600 | -329 | 79 | []
GR_CO_00001 | N-1 400 kV Filippoi-Nea Santa ck.2 | [MK-GR] 400 kV Bitola-Meliti | XFL_BI11_GMELIT11_1:line | -1261 | 1600 | 1600 | -339 | 79 | []
BG_CO_00001 | N-1 400kV Chervena Mogila - Blagoevgrad ck. 2 | [MK-GR] 400 kV Bitola-Meliti | XFL_BI11_GMELIT11_1:line | -1259 | 1600 | 1600 | -341 | 79 | []
GR_CO_00002 | N-1 400 kV Filippoi-Lagadas ck.2 | [MK-GR] 400 kV Bitola-Meliti | XFL_BI11_GMELIT11_1:line | -1247 | 1600 | 1600 | -353 | 78 | []
BG_GR_CO_00002 | N-1 400 kV Maritsa Iztok-Nea Santa | [MK-GR] 400 kV Bitola-Meliti | XFL_BI11_GMELIT11_1:line | -1216 | 1600 | 1600 | -384 | 76 | []
AL_ME_CO_00001 | N-1 400 kV Tirana 2âPodgorica 2 | [MK-GR] 400 kV Bitola-Meliti | XFL_BI11_GMELIT11_1:line | -1211 | 1600 | 1600 | -389 | 76 | []
TR_GR_CO_00001 | N-1 400 kV Babaeski-N Santa | [MK-GR] 400 kV Bitola-Meliti | XFL_BI11_GMELIT11_1:line | -1206 | 1600 | 1600 | -394 | 75 | []
KS_CO_00001 | N-1 400 kV Kosovo B-Urosevac | [MK-GR] 400 kV Bitola-Meliti | XFL_BI11_GMELIT11_1:line | -1198 | 1600 | 1600 | -402 | 75 | []
RS_CO_00004 | N-1 400 kV Nis 2 âLeskovac 2 | [MK-GR] 400 kV Bitola-Meliti | XFL_BI11_GMELIT11_1:line | -1188 | 1600 | 1600 | -412 | 74 | []
TR_CO_00001 | N-1 400 kV Habitabat NGCC -Babaeski | [MK-GR] 400 kV Bitola-Meliti | XFL_BI11_GMELIT11_1:line | -1184 | 1600 | 1600 | -416 | 74 | []
BG_CO_00016 | N-1 400kV Kozloduy - Sofia Zapad ck.2 | [MK-GR] 400 kV Bitola-Meliti | XFL_BI11_GMELIT11_1:line | -1182 | 1600 | 1600 | -418 | 74 | []
RS_KS_CO_00002 | N-1 400 kV Kosovo B-Nis 2 | [MK-GR] 400 kV Bitola-Meliti | XFL_BI11_GMELIT11_1:line | -1181 | 1600 | 1600 | -419 | 74 | []
BG_CO_00013 | N-1 400kV Burgas â Maritsa Iztok 2 | [MK-GR] 400 kV Bitola-Meliti | XFL_BI11_GMELIT11_1:line | -1181 | 1600 | 1600 | -419 | 74 | []
BG_TR_CO_00002 | N-1 400kV Maritsa 3 - Hamitabat 2 | [MK-GR] 400 kV Bitola-Meliti | XFL_BI11_GMELIT11_1:line | -1180 | 1600 | 1600 | -420 | 74 | []
BG_TR_CO_00001 | N-1 400kV Maritsa 3 - Hamitabat 1 | [MK-GR] 400 kV Bitola-Meliti | XFL_BI11_GMELIT11_1:line | -1179 | 1600 | 1600 | -421 | 74 | []
BC | Base Case | [MK-GR] 400 kV Bitola-Meliti | XFL_BI11_GMELIT11_1:line | -1178 | 1600 | 1600 | -422 | 74 | []
BG_CO_00010 | N-1 400kV Maritsa Iztok â Maritsa Iztok 3 | [MK-GR] 400 kV Bitola-Meliti | XFL_BI11_GMELIT11_1:line | -1178 | 1600 | 1600 | -422 | 74 | []
BG_CO_00011 | N-1 400kV Maritsa Iztok - Plovdiv | [MK-GR] 400 kV Bitola-Meliti | XFL_BI11_GMELIT11_1:line | -1178 | 1600 | 1600 | -422 | 74 | []
BG_CO_00007 | N-1 400kV Vetren - Chervena Mogila | [MK-GR] 400 kV Bitola-Meliti | XFL_BI11_GMELIT11_1:line | -1178 | 1600 | 1600 | -422 | 74 | []
RS_CO_00003 | N-1 400 kV Vranje 4 âLeskovac 2 | [MK-GR] 400 kV Bitola-Meliti | XFL_BI11_GMELIT11_1:line | -1177 | 1600 | 1600 | -423 | 74 | []
BG_CO_00009 | N-1 400kV Maritsa Iztok 2Â - Maritsa Iztok 3 | [MK-GR] 400 kV Bitola-Meliti | XFL_BI11_GMELIT11_1:line | -1177 | 1600 | 1600 | -423 | 74 | []
BG_CO_00002 | N-1 400kV Sofia Zapad - Chervena Mogila ck. 2 | [MK-GR] 400 kV Bitola-Meliti | XFL_BI11_GMELIT11_1:line | -1177 | 1600 | 1600 | -423 | 74 | []
BG_CO_00012 | Â N-1 400kV Varna - Burgas | [MK-GR] 400 kV Bitola-Meliti | XFL_BI11_GMELIT11_1:line | -1176 | 1600 | 1600 | -424 | 74 | []
BG_RS_CO_00001 | N-1 400kV Sofia Zapad - Nis Â | [MK-GR] 400 kV Bitola-Meliti | XFL_BI11_GMELIT11_1:line | -1176 | 1600 | 1600 | -424 | 73 | []
RS_MK_00001 | N-1 400 kV Vranje 4 -Stip | [MK-GR] 400 kV Bitola-Meliti | XFL_BI11_GMELIT11_1:line | -1168 | 1600 | 1600 | -432 | 73 | []
KS_ME_CO_00001 | N-1 400 kV Pec 3-Ribarevina | [MK-GR] 400 kV Bitola-Meliti | XFL_BI11_GMELIT11_1:line | -1159 | 1600 | 1600 | -441 | 72 | []
BG_CO_00006, BG_CO_00008 | N-1 400kV Plovdiv - Vetren , N-1 400kV Plovdiv - Vetren | [MK-GR] 400 kV Bitola-Meliti | XFL_BI11_GMELIT11_1:line | -1157 | 1600 | 1600 | -443 | 72 | []
BG_MK_CO_00001 | N-1 400kV Chervena Mogila - Stip Â | [MK-GR] 400 kV Bitola-Meliti | XFL_BI11_GMELIT11_1:line | -1154 | 1600 | 1600 | -446 | 72 | []
MK_KS_CO_00001 | N-1 400 kV Skopje 5 âUrosevac | [MK-GR] 400 kV Bitola-Meliti | XFL_BI11_GMELIT11_1:line | -1126 | 1600 | 1600 | -474 | 70 | []
GR_CO_00005 | N-1 400 kV Thessaloniki-Lagadas ck.2 | [MK-GR] 400 kV Bitola-Meliti | XFL_BI11_GMELIT11_1:line | -1121 | 1600 | 1600 | -479 | 70 | []

## 0730Curative
Detailed results
Generated at: | 2024-02-16 19:16
Business day: | 17.02.2024
Timestamp: | 07:30
Border & direction: | North-Greece Exporting
Horizon: | DA
Remedial actions: | true
Evaluation type: | CURATIVE
TTC [MW]: | 2592
Fallback applied | false
Loading threshold | 0.7
Applied RAs
CO ID | RA ID | Name of the RA | Usage | Type | Location | Status
Limiting CNECs
CO ID | Name of the CO | Name of the CNE | CNE UCTE branch | Calculated I (A) | I max (PRE) | I max (CUR) | Margin (A) | Loading (%) | Applicable curative RAs
AL_GR_CO_00001 | N-1 400 kV Zemplak-Kardia | [MK-GR] 400 kV Bitola-Meliti | XFL_BI11_GMELIT11_1:line | -1600 |  | 1600 | 0 | 100 | []
AL_CO_00002 | N-1 400 kV Elbasan 2-Zemlak | [MK-GR] 400 kV Bitola-Meliti | XFL_BI11_GMELIT11_1:line | -1471 |  | 1600 | -129 | 92 | []
IT_GR_CO_00001 | N-1 400 kV Galatina-Arachthos | [MK-GR] 400 kV Bitola-Meliti | XFL_BI11_GMELIT11_1:line | -1388 |  | 1600 | -212 | 87 | []
MK_GR_CO_00002 | N-1 400 kV Dubrovo-Thessaloniki | [MK-GR] 400 kV Bitola-Meliti | XFL_BI11_GMELIT11_1:line | -1384 |  | 1600 | -216 | 87 | []
BG_GR_CO_00001 | N-1 400 kV Blagoevgrad-Thessaloniki | [MK-GR] 400 kV Bitola-Meliti | XFL_BI11_GMELIT11_1:line | -1289 |  | 1600 | -311 | 81 | []
AL_CO_00001 | N-1 400 kV Elbasan 2-Tirana 2 | [MK-GR] 400 kV Bitola-Meliti | XFL_BI11_GMELIT11_1:line | -1281 |  | 1600 | -319 | 80 | []
GR_CO_00004 | N-1 400 kV Amideo-Lagadas ck.2 | [MK-GR] 400 kV Bitola-Meliti | XFL_BI11_GMELIT11_1:line | -1271 |  | 1600 | -329 | 79 | []
GR_CO_00001 | N-1 400 kV Filippoi-Nea Santa ck.2 | [MK-GR] 400 kV Bitola-Meliti | XFL_BI11_GMELIT11_1:line | -1261 |  | 1600 | -339 | 79 | []
BG_CO_00001 | N-1 400kV Chervena Mogila - Blagoevgrad ck. 2 | [MK-GR] 400 kV Bitola-Meliti | XFL_BI11_GMELIT11_1:line | -1259 |  | 1600 | -341 | 79 | []
GR_CO_00002 | N-1 400 kV Filippoi-Lagadas ck.2 | [MK-GR] 400 kV Bitola-Meliti | XFL_BI11_GMELIT11_1:line | -1247 |  | 1600 | -353 | 78 | []
BG_GR_CO_00002 | N-1 400 kV Maritsa Iztok-Nea Santa | [MK-GR] 400 kV Bitola-Meliti | XFL_BI11_GMELIT11_1:line | -1216 |  | 1600 | -384 | 76 | []
AL_ME_CO_00001 | N-1 400 kV Tirana 2âPodgorica 2 | [MK-GR] 400 kV Bitola-Meliti | XFL_BI11_GMELIT11_1:line | -1211 |  | 1600 | -389 | 76 | []
TR_GR_CO_00001 | N-1 400 kV Babaeski-N Santa | [MK-GR] 400 kV Bitola-Meliti | XFL_BI11_GMELIT11_1:line | -1206 |  | 1600 | -394 | 75 | []
KS_CO_00001 | N-1 400 kV Kosovo B-Urosevac | [MK-GR] 400 kV Bitola-Meliti | XFL_BI11_GMELIT11_1:line | -1198 |  | 1600 | -402 | 75 | []
RS_CO_00004 | N-1 400 kV Nis 2 âLeskovac 2 | [MK-GR] 400 kV Bitola-Meliti | XFL_BI11_GMELIT11_1:line | -1188 |  | 1600 | -412 | 74 | []
TR_CO_00001 | N-1 400 kV Habitabat NGCC -Babaeski | [MK-GR] 400 kV Bitola-Meliti | XFL_BI11_GMELIT11_1:line | -1184 |  | 1600 | -416 | 74 | []
BG_CO_00016 | N-1 400kV Kozloduy - Sofia Zapad ck.2 | [MK-GR] 400 kV Bitola-Meliti | XFL_BI11_GMELIT11_1:line | -1182 |  | 1600 | -418 | 74 | []
RS_KS_CO_00002 | N-1 400 kV Kosovo B-Nis 2 | [MK-GR] 400 kV Bitola-Meliti | XFL_BI11_GMELIT11_1:line | -1181 |  | 1600 | -419 | 74 | []
BG_CO_00013 | N-1 400kV Burgas â Maritsa Iztok 2 | [MK-GR] 400 kV Bitola-Meliti | XFL_BI11_GMELIT11_1:line | -1181 |  | 1600 | -419 | 74 | []
BG_TR_CO_00002 | N-1 400kV Maritsa 3 - Hamitabat 2 | [MK-GR] 400 kV Bitola-Meliti | XFL_BI11_GMELIT11_1:line | -1180 |  | 1600 | -420 | 74 | []
BG_TR_CO_00001 | N-1 400kV Maritsa 3 - Hamitabat 1 | [MK-GR] 400 kV Bitola-Meliti | XFL_BI11_GMELIT11_1:line | -1179 |  | 1600 | -421 | 74 | []
BC | Base Case | [MK-GR] 400 kV Bitola-Meliti | XFL_BI11_GMELIT11_1:line | -1178 |  | 1600 | -422 | 74 | []
BG_CO_00010 | N-1 400kV Maritsa Iztok â Maritsa Iztok 3 | [MK-GR] 400 kV Bitola-Meliti | XFL_BI11_GMELIT11_1:line | -1178 |  | 1600 | -422 | 74 | []
BG_CO_00011 | N-1 400kV Maritsa Iztok - Plovdiv | [MK-GR] 400 kV Bitola-Meliti | XFL_BI11_GMELIT11_1:line | -1178 |  | 1600 | -422 | 74 | []
BG_CO_00007 | N-1 400kV Vetren - Chervena Mogila | [MK-GR] 400 kV Bitola-Meliti | XFL_BI11_GMELIT11_1:line | -1178 |  | 1600 | -422 | 74 | []
RS_CO_00003 | N-1 400 kV Vranje 4 âLeskovac 2 | [MK-GR] 400 kV Bitola-Meliti | XFL_BI11_GMELIT11_1:line | -1177 |  | 1600 | -423 | 74 | []
BG_CO_00009 | N-1 400kV Maritsa Iztok 2Â - Maritsa Iztok 3 | [MK-GR] 400 kV Bitola-Meliti | XFL_BI11_GMELIT11_1:line | -1177 |  | 1600 | -423 | 74 | []
BG_CO_00002 | N-1 400kV Sofia Zapad - Chervena Mogila ck. 2 | [MK-GR] 400 kV Bitola-Meliti | XFL_BI11_GMELIT11_1:line | -1177 |  | 1600 | -423 | 74 | []
BG_CO_00012 | Â N-1 400kV Varna - Burgas | [MK-GR] 400 kV Bitola-Meliti | XFL_BI11_GMELIT11_1:line | -1176 |  | 1600 | -424 | 74 | []
BG_RS_CO_00001 | N-1 400kV Sofia Zapad - Nis Â | [MK-GR] 400 kV Bitola-Meliti | XFL_BI11_GMELIT11_1:line | -1176 |  | 1600 | -424 | 73 | []
RS_MK_00001 | N-1 400 kV Vranje 4 -Stip | [MK-GR] 400 kV Bitola-Meliti | XFL_BI11_GMELIT11_1:line | -1168 |  | 1600 | -432 | 73 | []
KS_ME_CO_00001 | N-1 400 kV Pec 3-Ribarevina | [MK-GR] 400 kV Bitola-Meliti | XFL_BI11_GMELIT11_1:line | -1159 |  | 1600 | -441 | 72 | []
BG_CO_00006, BG_CO_00008 | N-1 400kV Plovdiv - Vetren , N-1 400kV Plovdiv - Vetren | [MK-GR] 400 kV Bitola-Meliti | XFL_BI11_GMELIT11_1:line | -1157 |  | 1600 | -443 | 72 | []
BG_MK_CO_00001 | N-1 400kV Chervena Mogila - Stip Â | [MK-GR] 400 kV Bitola-Meliti | XFL_BI11_GMELIT11_1:line | -1154 |  | 1600 | -446 | 72 | []
MK_KS_CO_00001 | N-1 400 kV Skopje 5 âUrosevac | [MK-GR] 400 kV Bitola-Meliti | XFL_BI11_GMELIT11_1:line | -1126 |  | 1600 | -474 | 70 | []
GR_CO_00005 | N-1 400 kV Thessaloniki-Lagadas ck.2 | [MK-GR] 400 kV Bitola-Meliti | XFL_BI11_GMELIT11_1:line | -1121 |  | 1600 | -479 | 70 | []

## 0830Preventive
Detailed results
Generated at: | 2024-02-16 19:16
Business day: | 17.02.2024
Timestamp: | 08:30
Border & direction: | North-Greece Exporting
Horizon: | DA
Remedial actions: | true
Evaluation type: | PREVENTIVE
TTC [MW]: | 2569
Fallback applied | false
Loading threshold | 0.7
Applied RAs
CO ID | RA ID | Name of the RA | Usage | Type | Location | Status
Limiting CNECs
CO ID | Name of the CO | Name of the CNE | CNE UCTE branch | Calculated I (A) | I max (PRE) | I max (CUR) | Margin (A) | Loading (%) | Applicable curative RAs
AL_GR_CO_00001 | N-1 400 kV Zemplak-Kardia | [MK-GR] 400 kV Bitola-Meliti | XFL_BI11_GMELIT11_1:line | -1600 | 1600 | 1600 | 0 | 100 | []
AL_CO_00002 | N-1 400 kV Elbasan 2-Zemlak | [MK-GR] 400 kV Bitola-Meliti | XFL_BI11_GMELIT11_1:line | -1459 | 1600 | 1600 | -141 | 91 | []
MK_GR_CO_00002 | N-1 400 kV Dubrovo-Thessaloniki | [MK-GR] 400 kV Bitola-Meliti | XFL_BI11_GMELIT11_1:line | -1341 | 1600 | 1600 | -259 | 84 | []
IT_GR_CO_00001 | N-1 400 kV Galatina-Arachthos | [MK-GR] 400 kV Bitola-Meliti | XFL_BI11_GMELIT11_1:line | -1331 | 1600 | 1600 | -269 | 83 | []
AL_CO_00001 | N-1 400 kV Elbasan 2-Tirana 2 | [MK-GR] 400 kV Bitola-Meliti | XFL_BI11_GMELIT11_1:line | -1250 | 1600 | 1600 | -350 | 78 | []
BG_GR_CO_00001 | N-1 400 kV Blagoevgrad-Thessaloniki | [MK-GR] 400 kV Bitola-Meliti | XFL_BI11_GMELIT11_1:line | -1234 | 1600 | 1600 | -366 | 77 | []
BG_CO_00001 | N-1 400kV Chervena Mogila - Blagoevgrad ck. 2 | [MK-GR] 400 kV Bitola-Meliti | XFL_BI11_GMELIT11_1:line | -1210 | 1600 | 1600 | -390 | 76 | []
GR_CO_00004 | N-1 400 kV Amideo-Lagadas ck.2 | [MK-GR] 400 kV Bitola-Meliti | XFL_BI11_GMELIT11_1:line | -1209 | 1600 | 1600 | -391 | 76 | []
GR_CO_00001 | N-1 400 kV Filippoi-Nea Santa ck.2 | [MK-GR] 400 kV Bitola-Meliti | XFL_BI11_GMELIT11_1:line | -1189 | 1600 | 1600 | -411 | 74 | []
GR_CO_00002 | N-1 400 kV Filippoi-Lagadas ck.2 | [MK-GR] 400 kV Bitola-Meliti | XFL_BI11_GMELIT11_1:line | -1185 | 1600 | 1600 | -415 | 74 | []
AL_ME_CO_00001 | N-1 400 kV Tirana 2âPodgorica 2 | [MK-GR] 400 kV Bitola-Meliti | XFL_BI11_GMELIT11_1:line | -1173 | 1600 | 1600 | -427 | 73 | []
BG_GR_CO_00002 | N-1 400 kV Maritsa Iztok-Nea Santa | [MK-GR] 400 kV Bitola-Meliti | XFL_BI11_GMELIT11_1:line | -1156 | 1600 | 1600 | -444 | 72 | []
TR_GR_CO_00001 | N-1 400 kV Babaeski-N Santa | [MK-GR] 400 kV Bitola-Meliti | XFL_BI11_GMELIT11_1:line | -1143 | 1600 | 1600 | -457 | 71 | []
BG_RS_CO_00001 | N-1 400kV Sofia Zapad - Nis Â | [MK-GR] 400 kV Bitola-Meliti | XFL_BI11_GMELIT11_1:line | -1137 | 1600 | 1600 | -463 | 71 | []
TR_CO_00001 | N-1 400 kV Habitabat NGCC -Babaeski | [MK-GR] 400 kV Bitola-Meliti | XFL_BI11_GMELIT11_1:line | -1128 | 1600 | 1600 | -472 | 71 | []
BG_CO_00016 | N-1 400kV Kozloduy - Sofia Zapad ck.2 | [MK-GR] 400 kV Bitola-Meliti | XFL_BI11_GMELIT11_1:line | -1127 | 1600 | 1600 | -473 | 70 | []
BG_CO_00013 | N-1 400kV Burgas â Maritsa Iztok 2 | [MK-GR] 400 kV Bitola-Meliti | XFL_BI11_GMELIT11_1:line | -1126 | 1600 | 1600 | -474 | 70 | []
BG_TR_CO_00002 | N-1 400kV Maritsa 3 - Hamitabat 2 | [MK-GR] 400 kV Bitola-Meliti | XFL_BI11_GMELIT11_1:line | -1125 | 1600 | 1600 | -475 | 70 | []
BG_TR_CO_00001 | N-1 400kV Maritsa 3 - Hamitabat 1 | [MK-GR] 400 kV Bitola-Meliti | XFL_BI11_GMELIT11_1:line | -1124 | 1600 | 1600 | -476 | 70 | []
RS_KS_CO_00002 | N-1 400 kV Kosovo B-Nis 2 | [MK-GR] 400 kV Bitola-Meliti | XFL_BI11_GMELIT11_1:line | -1123 | 1600 | 1600 | -477 | 70 | []
BG_CO_00011 | N-1 400kV Maritsa Iztok - Plovdiv | [MK-GR] 400 kV Bitola-Meliti | XFL_BI11_GMELIT11_1:line | -1123 | 1600 | 1600 | -477 | 70 | []
BG_CO_00009 | N-1 400kV Maritsa Iztok 2Â - Maritsa Iztok 3 | [MK-GR] 400 kV Bitola-Meliti | XFL_BI11_GMELIT11_1:line | -1122 | 1600 | 1600 | -478 | 70 | []
RS_CO_00004 | N-1 400 kV Nis 2 âLeskovac 2 | [MK-GR] 400 kV Bitola-Meliti | XFL_BI11_GMELIT11_1:line | -1122 | 1600 | 1600 | -478 | 70 | []
BC | Base Case | [MK-GR] 400 kV Bitola-Meliti | XFL_BI11_GMELIT11_1:line | -1122 | 1600 | 1600 | -478 | 70 | []
BG_CO_00010 | N-1 400kV Maritsa Iztok â Maritsa Iztok 3 | [MK-GR] 400 kV Bitola-Meliti | XFL_BI11_GMELIT11_1:line | -1122 | 1600 | 1600 | -478 | 70 | []
BG_CO_00002 | N-1 400kV Sofia Zapad - Chervena Mogila ck. 2 | [MK-GR] 400 kV Bitola-Meliti | XFL_BI11_GMELIT11_1:line | -1122 | 1600 | 1600 | -478 | 70 | []
BG_CO_00012 | Â N-1 400kV Varna - Burgas | [MK-GR] 400 kV Bitola-Meliti | XFL_BI11_GMELIT11_1:line | -1122 | 1600 | 1600 | -478 | 70 | []

## 0830Curative
Detailed results
Generated at: | 2024-02-16 19:16
Business day: | 17.02.2024
Timestamp: | 08:30
Border & direction: | North-Greece Exporting
Horizon: | DA
Remedial actions: | true
Evaluation type: | CURATIVE
TTC [MW]: | 2569
Fallback applied | false
Loading threshold | 0.7
Applied RAs
CO ID | RA ID | Name of the RA | Usage | Type | Location | Status
Limiting CNECs
CO ID | Name of the CO | Name of the CNE | CNE UCTE branch | Calculated I (A) | I max (PRE) | I max (CUR) | Margin (A) | Loading (%) | Applicable curative RAs
AL_GR_CO_00001 | N-1 400 kV Zemplak-Kardia | [MK-GR] 400 kV Bitola-Meliti | XFL_BI11_GMELIT11_1:line | -1600 |  | 1600 | 0 | 100 | []
AL_CO_00002 | N-1 400 kV Elbasan 2-Zemlak | [MK-GR] 400 kV Bitola-Meliti | XFL_BI11_GMELIT11_1:line | -1459 |  | 1600 | -141 | 91 | []
MK_GR_CO_00002 | N-1 400 kV Dubrovo-Thessaloniki | [MK-GR] 400 kV Bitola-Meliti | XFL_BI11_GMELIT11_1:line | -1341 |  | 1600 | -259 | 84 | []
IT_GR_CO_00001 | N-1 400 kV Galatina-Arachthos | [MK-GR] 400 kV Bitola-Meliti | XFL_BI11_GMELIT11_1:line | -1331 |  | 1600 | -269 | 83 | []
AL_CO_00001 | N-1 400 kV Elbasan 2-Tirana 2 | [MK-GR] 400 kV Bitola-Meliti | XFL_BI11_GMELIT11_1:line | -1250 |  | 1600 | -350 | 78 | []
BG_GR_CO_00001 | N-1 400 kV Blagoevgrad-Thessaloniki | [MK-GR] 400 kV Bitola-Meliti | XFL_BI11_GMELIT11_1:line | -1234 |  | 1600 | -366 | 77 | []
BG_CO_00001 | N-1 400kV Chervena Mogila - Blagoevgrad ck. 2 | [MK-GR] 400 kV Bitola-Meliti | XFL_BI11_GMELIT11_1:line | -1210 |  | 1600 | -390 | 76 | []
GR_CO_00004 | N-1 400 kV Amideo-Lagadas ck.2 | [MK-GR] 400 kV Bitola-Meliti | XFL_BI11_GMELIT11_1:line | -1209 |  | 1600 | -391 | 76 | []
GR_CO_00001 | N-1 400 kV Filippoi-Nea Santa ck.2 | [MK-GR] 400 kV Bitola-Meliti | XFL_BI11_GMELIT11_1:line | -1189 |  | 1600 | -411 | 74 | []
GR_CO_00002 | N-1 400 kV Filippoi-Lagadas ck.2 | [MK-GR] 400 kV Bitola-Meliti | XFL_BI11_GMELIT11_1:line | -1185 |  | 1600 | -415 | 74 | []
AL_ME_CO_00001 | N-1 400 kV Tirana 2âPodgorica 2 | [MK-GR] 400 kV Bitola-Meliti | XFL_BI11_GMELIT11_1:line | -1173 |  | 1600 | -427 | 73 | []
BG_GR_CO_00002 | N-1 400 kV Maritsa Iztok-Nea Santa | [MK-GR] 400 kV Bitola-Meliti | XFL_BI11_GMELIT11_1:line | -1156 |  | 1600 | -444 | 72 | []
TR_GR_CO_00001 | N-1 400 kV Babaeski-N Santa | [MK-GR] 400 kV Bitola-Meliti | XFL_BI11_GMELIT11_1:line | -1143 |  | 1600 | -457 | 71 | []
BG_RS_CO_00001 | N-1 400kV Sofia Zapad - Nis Â | [MK-GR] 400 kV Bitola-Meliti | XFL_BI11_GMELIT11_1:line | -1137 |  | 1600 | -463 | 71 | []
TR_CO_00001 | N-1 400 kV Habitabat NGCC -Babaeski | [MK-GR] 400 kV Bitola-Meliti | XFL_BI11_GMELIT11_1:line | -1128 |  | 1600 | -472 | 71 | []
BG_CO_00016 | N-1 400kV Kozloduy - Sofia Zapad ck.2 | [MK-GR] 400 kV Bitola-Meliti | XFL_BI11_GMELIT11_1:line | -1127 |  | 1600 | -473 | 70 | []
BG_CO_00013 | N-1 400kV Burgas â Maritsa Iztok 2 | [MK-GR] 400 kV Bitola-Meliti | XFL_BI11_GMELIT11_1:line | -1126 |  | 1600 | -474 | 70 | []
BG_TR_CO_00002 | N-1 400kV Maritsa 3 - Hamitabat 2 | [MK-GR] 400 kV Bitola-Meliti | XFL_BI11_GMELIT11_1:line | -1125 |  | 1600 | -475 | 70 | []
BG_TR_CO_00001 | N-1 400kV Maritsa 3 - Hamitabat 1 | [MK-GR] 400 kV Bitola-Meliti | XFL_BI11_GMELIT11_1:line | -1124 |  | 1600 | -476 | 70 | []
RS_KS_CO_00002 | N-1 400 kV Kosovo B-Nis 2 | [MK-GR] 400 kV Bitola-Meliti | XFL_BI11_GMELIT11_1:line | -1123 |  | 1600 | -477 | 70 | []
BG_CO_00011 | N-1 400kV Maritsa Iztok - Plovdiv | [MK-GR] 400 kV Bitola-Meliti | XFL_BI11_GMELIT11_1:line | -1123 |  | 1600 | -477 | 70 | []
BG_CO_00009 | N-1 400kV Maritsa Iztok 2Â - Maritsa Iztok 3 | [MK-GR] 400 kV Bitola-Meliti | XFL_BI11_GMELIT11_1:line | -1122 |  | 1600 | -478 | 70 | []
RS_CO_00004 | N-1 400 kV Nis 2 âLeskovac 2 | [MK-GR] 400 kV Bitola-Meliti | XFL_BI11_GMELIT11_1:line | -1122 |  | 1600 | -478 | 70 | []
BC | Base Case | [MK-GR] 400 kV Bitola-Meliti | XFL_BI11_GMELIT11_1:line | -1122 |  | 1600 | -478 | 70 | []
BG_CO_00010 | N-1 400kV Maritsa Iztok â Maritsa Iztok 3 | [MK-GR] 400 kV Bitola-Meliti | XFL_BI11_GMELIT11_1:line | -1122 |  | 1600 | -478 | 70 | []
BG_CO_00002 | N-1 400kV Sofia Zapad - Chervena Mogila ck. 2 | [MK-GR] 400 kV Bitola-Meliti | XFL_BI11_GMELIT11_1:line | -1122 |  | 1600 | -478 | 70 | []
BG_CO_00012 | Â N-1 400kV Varna - Burgas | [MK-GR] 400 kV Bitola-Meliti | XFL_BI11_GMELIT11_1:line | -1122 |  | 1600 | -478 | 70 | []

## 0930Preventive
Detailed results
Generated at: | 2024-02-16 19:16
Business day: | 17.02.2024
Timestamp: | 09:30
Border & direction: | North-Greece Exporting
Horizon: | DA
Remedial actions: | true
Evaluation type: | PREVENTIVE
TTC [MW]: | 2615
Fallback applied | false
Loading threshold | 0.7
Applied RAs
CO ID | RA ID | Name of the RA | Usage | Type | Location | Status
Limiting CNECs
CO ID | Name of the CO | Name of the CNE | CNE UCTE branch | Calculated I (A) | I max (PRE) | I max (CUR) | Margin (A) | Loading (%) | Applicable curative RAs
AL_GR_CO_00001 | N-1 400 kV Zemplak-Kardia | [MK-GR] 400 kV Bitola-Meliti | XFL_BI11_GMELIT11_1:line | -1600 | 1600 | 1600 | 0 | 100 | []
AL_CO_00002 | N-1 400 kV Elbasan 2-Zemlak | [MK-GR] 400 kV Bitola-Meliti | XFL_BI11_GMELIT11_1:line | -1472 | 1600 | 1600 | -128 | 92 | []
MK_GR_CO_00002 | N-1 400 kV Dubrovo-Thessaloniki | [MK-GR] 400 kV Bitola-Meliti | XFL_BI11_GMELIT11_1:line | -1356 | 1600 | 1600 | -244 | 85 | []
IT_GR_CO_00001 | N-1 400 kV Galatina-Arachthos | [MK-GR] 400 kV Bitola-Meliti | XFL_BI11_GMELIT11_1:line | -1334 | 1600 | 1600 | -266 | 83 | []
AL_CO_00001 | N-1 400 kV Elbasan 2-Tirana 2 | [MK-GR] 400 kV Bitola-Meliti | XFL_BI11_GMELIT11_1:line | -1257 | 1600 | 1600 | -343 | 79 | []
BG_GR_CO_00001 | N-1 400 kV Blagoevgrad-Thessaloniki | [MK-GR] 400 kV Bitola-Meliti | XFL_BI11_GMELIT11_1:line | -1239 | 1600 | 1600 | -361 | 77 | []
BG_CO_00001 | N-1 400kV Chervena Mogila - Blagoevgrad ck. 2 | [MK-GR] 400 kV Bitola-Meliti | XFL_BI11_GMELIT11_1:line | -1213 | 1600 | 1600 | -387 | 76 | []
GR_CO_00004 | N-1 400 kV Amideo-Lagadas ck.2 | [MK-GR] 400 kV Bitola-Meliti | XFL_BI11_GMELIT11_1:line | -1199 | 1600 | 1600 | -401 | 75 | []
GR_CO_00001 | N-1 400 kV Filippoi-Nea Santa ck.2 | [MK-GR] 400 kV Bitola-Meliti | XFL_BI11_GMELIT11_1:line | -1189 | 1600 | 1600 | -411 | 74 | []
AL_ME_CO_00001 | N-1 400 kV Tirana 2âPodgorica 2 | [MK-GR] 400 kV Bitola-Meliti | XFL_BI11_GMELIT11_1:line | -1179 | 1600 | 1600 | -421 | 74 | []
GR_CO_00002 | N-1 400 kV Filippoi-Lagadas ck.2 | [MK-GR] 400 kV Bitola-Meliti | XFL_BI11_GMELIT11_1:line | -1176 | 1600 | 1600 | -424 | 74 | []
BG_GR_CO_00002 | N-1 400 kV Maritsa Iztok-Nea Santa | [MK-GR] 400 kV Bitola-Meliti | XFL_BI11_GMELIT11_1:line | -1161 | 1600 | 1600 | -439 | 73 | []
TR_GR_CO_00001 | N-1 400 kV Babaeski-N Santa | [MK-GR] 400 kV Bitola-Meliti | XFL_BI11_GMELIT11_1:line | -1145 | 1600 | 1600 | -455 | 72 | []
BG_RS_CO_00001 | N-1 400kV Sofia Zapad - Nis Â | [MK-GR] 400 kV Bitola-Meliti | XFL_BI11_GMELIT11_1:line | -1144 | 1600 | 1600 | -456 | 71 | []
TR_CO_00001 | N-1 400 kV Habitabat NGCC -Babaeski | [MK-GR] 400 kV Bitola-Meliti | XFL_BI11_GMELIT11_1:line | -1131 | 1600 | 1600 | -469 | 71 | []
BG_CO_00013 | N-1 400kV Burgas â Maritsa Iztok 2 | [MK-GR] 400 kV Bitola-Meliti | XFL_BI11_GMELIT11_1:line | -1129 | 1600 | 1600 | -471 | 71 | []
BG_TR_CO_00002 | N-1 400kV Maritsa 3 - Hamitabat 2 | [MK-GR] 400 kV Bitola-Meliti | XFL_BI11_GMELIT11_1:line | -1128 | 1600 | 1600 | -472 | 71 | []
BG_CO_00016 | N-1 400kV Kozloduy - Sofia Zapad ck.2 | [MK-GR] 400 kV Bitola-Meliti | XFL_BI11_GMELIT11_1:line | -1128 | 1600 | 1600 | -472 | 70 | []
BG_TR_CO_00001 | N-1 400kV Maritsa 3 - Hamitabat 1 | [MK-GR] 400 kV Bitola-Meliti | XFL_BI11_GMELIT11_1:line | -1127 | 1600 | 1600 | -473 | 70 | []
GR_CO_00003 | N-1 400 kV Meliti-Amideo ck.2 | [AL-GR] 400 kV Zemplak-Kardia | XZE_KA11_GKARDI15_1:line | 1126 | 1600 | 1600 | -474 | 70 | []
RS_KS_CO_00002 | N-1 400 kV Kosovo B-Nis 2 | [MK-GR] 400 kV Bitola-Meliti | XFL_BI11_GMELIT11_1:line | -1126 | 1600 | 1600 | -474 | 70 | []
MK_GR_CO_00001 | N-1 400 kV Bitola-Meliti | [AL-GR] 400 kV Zemplak-Kardia | XZE_KA11_GKARDI15_1:line | 1126 | 1600 | 1600 | -474 | 70 | []
BG_CO_00009 | N-1 400kV Maritsa Iztok 2Â - Maritsa Iztok 3 | [MK-GR] 400 kV Bitola-Meliti | XFL_BI11_GMELIT11_1:line | -1126 | 1600 | 1600 | -474 | 70 | []
BG_CO_00011 | N-1 400kV Maritsa Iztok - Plovdiv | [MK-GR] 400 kV Bitola-Meliti | XFL_BI11_GMELIT11_1:line | -1125 | 1600 | 1600 | -475 | 70 | []
BG_CO_00002 | N-1 400kV Sofia Zapad - Chervena Mogila ck. 2 | [MK-GR] 400 kV Bitola-Meliti | XFL_BI11_GMELIT11_1:line | -1125 | 1600 | 1600 | -475 | 70 | []
BC | Base Case | [MK-GR] 400 kV Bitola-Meliti | XFL_BI11_GMELIT11_1:line | -1125 | 1600 | 1600 | -475 | 70 | []
BG_CO_00012 | Â N-1 400kV Varna - Burgas | [MK-GR] 400 kV Bitola-Meliti | XFL_BI11_GMELIT11_1:line | -1125 | 1600 | 1600 | -475 | 70 | []
BG_CO_00010 | N-1 400kV Maritsa Iztok â Maritsa Iztok 3 | [MK-GR] 400 kV Bitola-Meliti | XFL_BI11_GMELIT11_1:line | -1125 | 1600 | 1600 | -475 | 70 | []
RS_CO_00004 | N-1 400 kV Nis 2 âLeskovac 2 | [MK-GR] 400 kV Bitola-Meliti | XFL_BI11_GMELIT11_1:line | -1122 | 1600 | 1600 | -478 | 70 | []

## 0930Curative
Detailed results
Generated at: | 2024-02-16 19:16
Business day: | 17.02.2024
Timestamp: | 09:30
Border & direction: | North-Greece Exporting
Horizon: | DA
Remedial actions: | true
Evaluation type: | CURATIVE
TTC [MW]: | 2615
Fallback applied | false
Loading threshold | 0.7
Applied RAs
CO ID | RA ID | Name of the RA | Usage | Type | Location | Status
Limiting CNECs
CO ID | Name of the CO | Name of the CNE | CNE UCTE branch | Calculated I (A) | I max (PRE) | I max (CUR) | Margin (A) | Loading (%) | Applicable curative RAs
AL_GR_CO_00001 | N-1 400 kV Zemplak-Kardia | [MK-GR] 400 kV Bitola-Meliti | XFL_BI11_GMELIT11_1:line | -1600 |  | 1600 | 0 | 100 | []
AL_CO_00002 | N-1 400 kV Elbasan 2-Zemlak | [MK-GR] 400 kV Bitola-Meliti | XFL_BI11_GMELIT11_1:line | -1472 |  | 1600 | -128 | 92 | []
MK_GR_CO_00002 | N-1 400 kV Dubrovo-Thessaloniki | [MK-GR] 400 kV Bitola-Meliti | XFL_BI11_GMELIT11_1:line | -1356 |  | 1600 | -244 | 85 | []
IT_GR_CO_00001 | N-1 400 kV Galatina-Arachthos | [MK-GR] 400 kV Bitola-Meliti | XFL_BI11_GMELIT11_1:line | -1334 |  | 1600 | -266 | 83 | []
AL_CO_00001 | N-1 400 kV Elbasan 2-Tirana 2 | [MK-GR] 400 kV Bitola-Meliti | XFL_BI11_GMELIT11_1:line | -1257 |  | 1600 | -343 | 79 | []
BG_GR_CO_00001 | N-1 400 kV Blagoevgrad-Thessaloniki | [MK-GR] 400 kV Bitola-Meliti | XFL_BI11_GMELIT11_1:line | -1239 |  | 1600 | -361 | 77 | []
BG_CO_00001 | N-1 400kV Chervena Mogila - Blagoevgrad ck. 2 | [MK-GR] 400 kV Bitola-Meliti | XFL_BI11_GMELIT11_1:line | -1213 |  | 1600 | -387 | 76 | []
GR_CO_00004 | N-1 400 kV Amideo-Lagadas ck.2 | [MK-GR] 400 kV Bitola-Meliti | XFL_BI11_GMELIT11_1:line | -1199 |  | 1600 | -401 | 75 | []
GR_CO_00001 | N-1 400 kV Filippoi-Nea Santa ck.2 | [MK-GR] 400 kV Bitola-Meliti | XFL_BI11_GMELIT11_1:line | -1189 |  | 1600 | -411 | 74 | []
AL_ME_CO_00001 | N-1 400 kV Tirana 2âPodgorica 2 | [MK-GR] 400 kV Bitola-Meliti | XFL_BI11_GMELIT11_1:line | -1179 |  | 1600 | -421 | 74 | []
GR_CO_00002 | N-1 400 kV Filippoi-Lagadas ck.2 | [MK-GR] 400 kV Bitola-Meliti | XFL_BI11_GMELIT11_1:line | -1176 |  | 1600 | -424 | 74 | []
BG_GR_CO_00002 | N-1 400 kV Maritsa Iztok-Nea Santa | [MK-GR] 400 kV Bitola-Meliti | XFL_BI11_GMELIT11_1:line | -1161 |  | 1600 | -439 | 73 | []
TR_GR_CO_00001 | N-1 400 kV Babaeski-N Santa | [MK-GR] 400 kV Bitola-Meliti | XFL_BI11_GMELIT11_1:line | -1145 |  | 1600 | -455 | 72 | []
BG_RS_CO_00001 | N-1 400kV Sofia Zapad - Nis Â | [MK-GR] 400 kV Bitola-Meliti | XFL_BI11_GMELIT11_1:line | -1144 |  | 1600 | -456 | 71 | []
TR_CO_00001 | N-1 400 kV Habitabat NGCC -Babaeski | [MK-GR] 400 kV Bitola-Meliti | XFL_BI11_GMELIT11_1:line | -1131 |  | 1600 | -469 | 71 | []
BG_CO_00013 | N-1 400kV Burgas â Maritsa Iztok 2 | [MK-GR] 400 kV Bitola-Meliti | XFL_BI11_GMELIT11_1:line | -1129 |  | 1600 | -471 | 71 | []
BG_TR_CO_00002 | N-1 400kV Maritsa 3 - Hamitabat 2 | [MK-GR] 400 kV Bitola-Meliti | XFL_BI11_GMELIT11_1:line | -1128 |  | 1600 | -472 | 71 | []
BG_CO_00016 | N-1 400kV Kozloduy - Sofia Zapad ck.2 | [MK-GR] 400 kV Bitola-Meliti | XFL_BI11_GMELIT11_1:line | -1128 |  | 1600 | -472 | 70 | []
BG_TR_CO_00001 | N-1 400kV Maritsa 3 - Hamitabat 1 | [MK-GR] 400 kV Bitola-Meliti | XFL_BI11_GMELIT11_1:line | -1127 |  | 1600 | -473 | 70 | []
GR_CO_00003 | N-1 400 kV Meliti-Amideo ck.2 | [AL-GR] 400 kV Zemplak-Kardia | XZE_KA11_GKARDI15_1:line | 1126 |  | 1600 | -474 | 70 | []
RS_KS_CO_00002 | N-1 400 kV Kosovo B-Nis 2 | [MK-GR] 400 kV Bitola-Meliti | XFL_BI11_GMELIT11_1:line | -1126 |  | 1600 | -474 | 70 | []
MK_GR_CO_00001 | N-1 400 kV Bitola-Meliti | [AL-GR] 400 kV Zemplak-Kardia | XZE_KA11_GKARDI15_1:line | 1126 |  | 1600 | -474 | 70 | []
BG_CO_00009 | N-1 400kV Maritsa Iztok 2Â - Maritsa Iztok 3 | [MK-GR] 400 kV Bitola-Meliti | XFL_BI11_GMELIT11_1:line | -1126 |  | 1600 | -474 | 70 | []
BG_CO_00011 | N-1 400kV Maritsa Iztok - Plovdiv | [MK-GR] 400 kV Bitola-Meliti | XFL_BI11_GMELIT11_1:line | -1125 |  | 1600 | -475 | 70 | []
BG_CO_00002 | N-1 400kV Sofia Zapad - Chervena Mogila ck. 2 | [MK-GR] 400 kV Bitola-Meliti | XFL_BI11_GMELIT11_1:line | -1125 |  | 1600 | -475 | 70 | []
BC | Base Case | [MK-GR] 400 kV Bitola-Meliti | XFL_BI11_GMELIT11_1:line | -1125 |  | 1600 | -475 | 70 | []
BG_CO_00012 | Â N-1 400kV Varna - Burgas | [MK-GR] 400 kV Bitola-Meliti | XFL_BI11_GMELIT11_1:line | -1125 |  | 1600 | -475 | 70 | []
BG_CO_00010 | N-1 400kV Maritsa Iztok â Maritsa Iztok 3 | [MK-GR] 400 kV Bitola-Meliti | XFL_BI11_GMELIT11_1:line | -1125 |  | 1600 | -475 | 70 | []
RS_CO_00004 | N-1 400 kV Nis 2 âLeskovac 2 | [MK-GR] 400 kV Bitola-Meliti | XFL_BI11_GMELIT11_1:line | -1122 |  | 1600 | -478 | 70 | []

## 1030Preventive
Detailed results
Generated at: | 2024-02-16 19:16
Business day: | 17.02.2024
Timestamp: | 10:30
Border & direction: | North-Greece Exporting
Horizon: | DA
Remedial actions: | true
Evaluation type: | PREVENTIVE
TTC [MW]: | 2661
Fallback applied | false
Loading threshold | 0.7
Applied RAs
CO ID | RA ID | Name of the RA | Usage | Type | Location | Status
Limiting CNECs
CO ID | Name of the CO | Name of the CNE | CNE UCTE branch | Calculated I (A) | I max (PRE) | I max (CUR) | Margin (A) | Loading (%) | Applicable curative RAs
AL_GR_CO_00001 | N-1 400 kV Zemplak-Kardia | [MK-GR] 400 kV Bitola-Meliti | XFL_BI11_GMELIT11_1:line | -1593 | 1600 | 1600 | -7 | 100 | []
AL_CO_00002 | N-1 400 kV Elbasan 2-Zemlak | [MK-GR] 400 kV Bitola-Meliti | XFL_BI11_GMELIT11_1:line | -1464 | 1600 | 1600 | -136 | 92 | []
MK_GR_CO_00002 | N-1 400 kV Dubrovo-Thessaloniki | [MK-GR] 400 kV Bitola-Meliti | XFL_BI11_GMELIT11_1:line | -1324 | 1600 | 1600 | -276 | 83 | []
IT_GR_CO_00001 | N-1 400 kV Galatina-Arachthos | [MK-GR] 400 kV Bitola-Meliti | XFL_BI11_GMELIT11_1:line | -1303 | 1600 | 1600 | -297 | 81 | []
AL_CO_00001 | N-1 400 kV Elbasan 2-Tirana 2 | [MK-GR] 400 kV Bitola-Meliti | XFL_BI11_GMELIT11_1:line | -1239 | 1600 | 1600 | -361 | 77 | []
BG_GR_CO_00001 | N-1 400 kV Blagoevgrad-Thessaloniki | [MK-GR] 400 kV Bitola-Meliti | XFL_BI11_GMELIT11_1:line | -1209 | 1600 | 1600 | -391 | 76 | []
BG_CO_00001 | N-1 400kV Chervena Mogila - Blagoevgrad ck. 2 | [MK-GR] 400 kV Bitola-Meliti | XFL_BI11_GMELIT11_1:line | -1184 | 1600 | 1600 | -416 | 74 | []
GR_CO_00003 | N-1 400 kV Meliti-Amideo ck.2 | [AL-GR] 400 kV Zemplak-Kardia | XZE_KA11_GKARDI15_1:line | 1170 | 1600 | 1600 | -430 | 73 | []
MK_GR_CO_00001 | N-1 400 kV Bitola-Meliti | [AL-GR] 400 kV Zemplak-Kardia | XZE_KA11_GKARDI15_1:line | 1170 | 1600 | 1600 | -430 | 73 | []
GR_CO_00004 | N-1 400 kV Amideo-Lagadas ck.2 | [MK-GR] 400 kV Bitola-Meliti | XFL_BI11_GMELIT11_1:line | -1169 | 1600 | 1600 | -431 | 73 | []
GR_CO_00001 | N-1 400 kV Filippoi-Nea Santa ck.2 | [MK-GR] 400 kV Bitola-Meliti | XFL_BI11_GMELIT11_1:line | -1167 | 1600 | 1600 | -433 | 73 | []
AL_ME_CO_00001 | N-1 400 kV Tirana 2âPodgorica 2 | [MK-GR] 400 kV Bitola-Meliti | XFL_BI11_GMELIT11_1:line | -1158 | 1600 | 1600 | -442 | 72 | []
GR_CO_00002 | N-1 400 kV Filippoi-Lagadas ck.2 | [MK-GR] 400 kV Bitola-Meliti | XFL_BI11_GMELIT11_1:line | -1150 | 1600 | 1600 | -450 | 72 | []
MK_KS_CO_00001 | N-1 400 kV Skopje 5 âUrosevac | [AL-GR] 400 kV Zemplak-Kardia | XZE_KA11_GKARDI15_1:line | 1139 | 1600 | 1600 | -461 | 71 | []
BG_GR_CO_00002 | N-1 400 kV Maritsa Iztok-Nea Santa | [MK-GR] 400 kV Bitola-Meliti | XFL_BI11_GMELIT11_1:line | -1126 | 1600 | 1600 | -474 | 70 | []

## 1030Curative
Detailed results
Generated at: | 2024-02-16 19:16
Business day: | 17.02.2024
Timestamp: | 10:30
Border & direction: | North-Greece Exporting
Horizon: | DA
Remedial actions: | true
Evaluation type: | CURATIVE
TTC [MW]: | 2661
Fallback applied | false
Loading threshold | 0.7
Applied RAs
CO ID | RA ID | Name of the RA | Usage | Type | Location | Status
Limiting CNECs
CO ID | Name of the CO | Name of the CNE | CNE UCTE branch | Calculated I (A) | I max (PRE) | I max (CUR) | Margin (A) | Loading (%) | Applicable curative RAs
AL_GR_CO_00001 | N-1 400 kV Zemplak-Kardia | [MK-GR] 400 kV Bitola-Meliti | XFL_BI11_GMELIT11_1:line | -1593 |  | 1600 | -7 | 100 | []
AL_CO_00002 | N-1 400 kV Elbasan 2-Zemlak | [MK-GR] 400 kV Bitola-Meliti | XFL_BI11_GMELIT11_1:line | -1464 |  | 1600 | -136 | 92 | []
MK_GR_CO_00002 | N-1 400 kV Dubrovo-Thessaloniki | [MK-GR] 400 kV Bitola-Meliti | XFL_BI11_GMELIT11_1:line | -1324 |  | 1600 | -276 | 83 | []
IT_GR_CO_00001 | N-1 400 kV Galatina-Arachthos | [MK-GR] 400 kV Bitola-Meliti | XFL_BI11_GMELIT11_1:line | -1303 |  | 1600 | -297 | 81 | []
AL_CO_00001 | N-1 400 kV Elbasan 2-Tirana 2 | [MK-GR] 400 kV Bitola-Meliti | XFL_BI11_GMELIT11_1:line | -1239 |  | 1600 | -361 | 77 | []
BG_GR_CO_00001 | N-1 400 kV Blagoevgrad-Thessaloniki | [MK-GR] 400 kV Bitola-Meliti | XFL_BI11_GMELIT11_1:line | -1209 |  | 1600 | -391 | 76 | []
BG_CO_00001 | N-1 400kV Chervena Mogila - Blagoevgrad ck. 2 | [MK-GR] 400 kV Bitola-Meliti | XFL_BI11_GMELIT11_1:line | -1184 |  | 1600 | -416 | 74 | []
GR_CO_00003 | N-1 400 kV Meliti-Amideo ck.2 | [AL-GR] 400 kV Zemplak-Kardia | XZE_KA11_GKARDI15_1:line | 1170 |  | 1600 | -430 | 73 | []
MK_GR_CO_00001 | N-1 400 kV Bitola-Meliti | [AL-GR] 400 kV Zemplak-Kardia | XZE_KA11_GKARDI15_1:line | 1170 |  | 1600 | -430 | 73 | []
GR_CO_00004 | N-1 400 kV Amideo-Lagadas ck.2 | [MK-GR] 400 kV Bitola-Meliti | XFL_BI11_GMELIT11_1:line | -1169 |  | 1600 | -431 | 73 | []
GR_CO_00001 | N-1 400 kV Filippoi-Nea Santa ck.2 | [MK-GR] 400 kV Bitola-Meliti | XFL_BI11_GMELIT11_1:line | -1167 |  | 1600 | -433 | 73 | []
AL_ME_CO_00001 | N-1 400 kV Tirana 2âPodgorica 2 | [MK-GR] 400 kV Bitola-Meliti | XFL_BI11_GMELIT11_1:line | -1158 |  | 1600 | -442 | 72 | []
GR_CO_00002 | N-1 400 kV Filippoi-Lagadas ck.2 | [MK-GR] 400 kV Bitola-Meliti | XFL_BI11_GMELIT11_1:line | -1150 |  | 1600 | -450 | 72 | []
MK_KS_CO_00001 | N-1 400 kV Skopje 5 âUrosevac | [AL-GR] 400 kV Zemplak-Kardia | XZE_KA11_GKARDI15_1:line | 1139 |  | 1600 | -461 | 71 | []
BG_GR_CO_00002 | N-1 400 kV Maritsa Iztok-Nea Santa | [MK-GR] 400 kV Bitola-Meliti | XFL_BI11_GMELIT11_1:line | -1126 |  | 1600 | -474 | 70 | []

## 1130Preventive
Detailed results
Generated at: | 2024-02-16 19:16
Business day: | 17.02.2024
Timestamp: | 11:30
Border & direction: | North-Greece Exporting
Horizon: | DA
Remedial actions: | true
Evaluation type: | PREVENTIVE
TTC [MW]: | 2650
Fallback applied | false
Loading threshold | 0.7
Applied RAs
CO ID | RA ID | Name of the RA | Usage | Type | Location | Status
Limiting CNECs
CO ID | Name of the CO | Name of the CNE | CNE UCTE branch | Calculated I (A) | I max (PRE) | I max (CUR) | Margin (A) | Loading (%) | Applicable curative RAs
AL_GR_CO_00001 | N-1 400 kV Zemplak-Kardia | [MK-GR] 400 kV Bitola-Meliti | XFL_BI11_GMELIT11_1:line | -1593 | 1600 | 1600 | -7 | 100 | []
AL_CO_00002 | N-1 400 kV Elbasan 2-Zemlak | [MK-GR] 400 kV Bitola-Meliti | XFL_BI11_GMELIT11_1:line | -1466 | 1600 | 1600 | -134 | 92 | []
MK_GR_CO_00002 | N-1 400 kV Dubrovo-Thessaloniki | [MK-GR] 400 kV Bitola-Meliti | XFL_BI11_GMELIT11_1:line | -1311 | 1600 | 1600 | -289 | 82 | []
IT_GR_CO_00001 | N-1 400 kV Galatina-Arachthos | [MK-GR] 400 kV Bitola-Meliti | XFL_BI11_GMELIT11_1:line | -1288 | 1600 | 1600 | -312 | 81 | []
AL_CO_00001 | N-1 400 kV Elbasan 2-Tirana 2 | [MK-GR] 400 kV Bitola-Meliti | XFL_BI11_GMELIT11_1:line | -1234 | 1600 | 1600 | -366 | 77 | []
GR_CO_00003 | N-1 400 kV Meliti-Amideo ck.2 | [AL-GR] 400 kV Zemplak-Kardia | XZE_KA11_GKARDI15_1:line | 1205 | 1600 | 1600 | -395 | 75 | []
MK_GR_CO_00001 | N-1 400 kV Bitola-Meliti | [AL-GR] 400 kV Zemplak-Kardia | XZE_KA11_GKARDI15_1:line | 1204 | 1600 | 1600 | -396 | 75 | []
MK_KS_CO_00001 | N-1 400 kV Skopje 5 âUrosevac | [AL-GR] 400 kV Zemplak-Kardia | XZE_KA11_GKARDI15_1:line | 1201 | 1600 | 1600 | -399 | 75 | []
BG_GR_CO_00001 | N-1 400 kV Blagoevgrad-Thessaloniki | [MK-GR] 400 kV Bitola-Meliti | XFL_BI11_GMELIT11_1:line | -1193 | 1600 | 1600 | -407 | 75 | []
BG_CO_00001 | N-1 400kV Chervena Mogila - Blagoevgrad ck. 2 | [MK-GR] 400 kV Bitola-Meliti | XFL_BI11_GMELIT11_1:line | -1169 | 1600 | 1600 | -431 | 73 | []
GR_CO_00004 | N-1 400 kV Amideo-Lagadas ck.2 | [MK-GR] 400 kV Bitola-Meliti | XFL_BI11_GMELIT11_1:line | -1153 | 1600 | 1600 | -447 | 72 | []
AL_ME_CO_00001 | N-1 400 kV Tirana 2âPodgorica 2 | [MK-GR] 400 kV Bitola-Meliti | XFL_BI11_GMELIT11_1:line | -1152 | 1600 | 1600 | -448 | 72 | []
GR_CO_00001 | N-1 400 kV Filippoi-Nea Santa ck.2 | [MK-GR] 400 kV Bitola-Meliti | XFL_BI11_GMELIT11_1:line | -1150 | 1600 | 1600 | -450 | 72 | []
GR_CO_00002 | N-1 400 kV Filippoi-Lagadas ck.2 | [MK-GR] 400 kV Bitola-Meliti | XFL_BI11_GMELIT11_1:line | -1134 | 1600 | 1600 | -466 | 71 | []
IT_GR_CO_00001 | N-1 400 kV Galatina-Arachthos | [AL-GR] 400 kV Zemplak-Kardia | XZE_KA11_GKARDI15_1:line | 1130 | 1600 | 1600 | -470 | 71 | []

## 1130Curative
Detailed results
Generated at: | 2024-02-16 19:16
Business day: | 17.02.2024
Timestamp: | 11:30
Border & direction: | North-Greece Exporting
Horizon: | DA
Remedial actions: | true
Evaluation type: | CURATIVE
TTC [MW]: | 2650
Fallback applied | false
Loading threshold | 0.7
Applied RAs
CO ID | RA ID | Name of the RA | Usage | Type | Location | Status
Limiting CNECs
CO ID | Name of the CO | Name of the CNE | CNE UCTE branch | Calculated I (A) | I max (PRE) | I max (CUR) | Margin (A) | Loading (%) | Applicable curative RAs
AL_GR_CO_00001 | N-1 400 kV Zemplak-Kardia | [MK-GR] 400 kV Bitola-Meliti | XFL_BI11_GMELIT11_1:line | -1593 |  | 1600 | -7 | 100 | []
AL_CO_00002 | N-1 400 kV Elbasan 2-Zemlak | [MK-GR] 400 kV Bitola-Meliti | XFL_BI11_GMELIT11_1:line | -1466 |  | 1600 | -134 | 92 | []
MK_GR_CO_00002 | N-1 400 kV Dubrovo-Thessaloniki | [MK-GR] 400 kV Bitola-Meliti | XFL_BI11_GMELIT11_1:line | -1311 |  | 1600 | -289 | 82 | []
IT_GR_CO_00001 | N-1 400 kV Galatina-Arachthos | [MK-GR] 400 kV Bitola-Meliti | XFL_BI11_GMELIT11_1:line | -1288 |  | 1600 | -312 | 81 | []
AL_CO_00001 | N-1 400 kV Elbasan 2-Tirana 2 | [MK-GR] 400 kV Bitola-Meliti | XFL_BI11_GMELIT11_1:line | -1234 |  | 1600 | -366 | 77 | []
GR_CO_00003 | N-1 400 kV Meliti-Amideo ck.2 | [AL-GR] 400 kV Zemplak-Kardia | XZE_KA11_GKARDI15_1:line | 1205 |  | 1600 | -395 | 75 | []
MK_GR_CO_00001 | N-1 400 kV Bitola-Meliti | [AL-GR] 400 kV Zemplak-Kardia | XZE_KA11_GKARDI15_1:line | 1204 |  | 1600 | -396 | 75 | []
MK_KS_CO_00001 | N-1 400 kV Skopje 5 âUrosevac | [AL-GR] 400 kV Zemplak-Kardia | XZE_KA11_GKARDI15_1:line | 1201 |  | 1600 | -399 | 75 | []
BG_GR_CO_00001 | N-1 400 kV Blagoevgrad-Thessaloniki | [MK-GR] 400 kV Bitola-Meliti | XFL_BI11_GMELIT11_1:line | -1193 |  | 1600 | -407 | 75 | []
BG_CO_00001 | N-1 400kV Chervena Mogila - Blagoevgrad ck. 2 | [MK-GR] 400 kV Bitola-Meliti | XFL_BI11_GMELIT11_1:line | -1169 |  | 1600 | -431 | 73 | []
GR_CO_00004 | N-1 400 kV Amideo-Lagadas ck.2 | [MK-GR] 400 kV Bitola-Meliti | XFL_BI11_GMELIT11_1:line | -1153 |  | 1600 | -447 | 72 | []
AL_ME_CO_00001 | N-1 400 kV Tirana 2âPodgorica 2 | [MK-GR] 400 kV Bitola-Meliti | XFL_BI11_GMELIT11_1:line | -1152 |  | 1600 | -448 | 72 | []
GR_CO_00001 | N-1 400 kV Filippoi-Nea Santa ck.2 | [MK-GR] 400 kV Bitola-Meliti | XFL_BI11_GMELIT11_1:line | -1150 |  | 1600 | -450 | 72 | []
GR_CO_00002 | N-1 400 kV Filippoi-Lagadas ck.2 | [MK-GR] 400 kV Bitola-Meliti | XFL_BI11_GMELIT11_1:line | -1134 |  | 1600 | -466 | 71 | []
IT_GR_CO_00001 | N-1 400 kV Galatina-Arachthos | [AL-GR] 400 kV Zemplak-Kardia | XZE_KA11_GKARDI15_1:line | 1130 |  | 1600 | -470 | 71 | []

## 1230Preventive
Detailed results
Generated at: | 2024-02-16 19:16
Business day: | 17.02.2024
Timestamp: | 12:30
Border & direction: | North-Greece Exporting
Horizon: | DA
Remedial actions: | true
Evaluation type: | PREVENTIVE
TTC [MW]: | 2602
Fallback applied | false
Loading threshold | 0.7
Applied RAs
CO ID | RA ID | Name of the RA | Usage | Type | Location | Status
Limiting CNECs
CO ID | Name of the CO | Name of the CNE | CNE UCTE branch | Calculated I (A) | I max (PRE) | I max (CUR) | Margin (A) | Loading (%) | Applicable curative RAs
AL_GR_CO_00001 | N-1 400 kV Zemplak-Kardia | [MK-GR] 400 kV Bitola-Meliti | XFL_BI11_GMELIT11_1:line | -1594 | 1600 | 1600 | -6 | 100 | []
AL_CO_00002 | N-1 400 kV Elbasan 2-Zemlak | [MK-GR] 400 kV Bitola-Meliti | XFL_BI11_GMELIT11_1:line | -1469 | 1600 | 1600 | -131 | 92 | []
MK_GR_CO_00002 | N-1 400 kV Dubrovo-Thessaloniki | [MK-GR] 400 kV Bitola-Meliti | XFL_BI11_GMELIT11_1:line | -1324 | 1600 | 1600 | -276 | 83 | []
IT_GR_CO_00001 | N-1 400 kV Galatina-Arachthos | [MK-GR] 400 kV Bitola-Meliti | XFL_BI11_GMELIT11_1:line | -1295 | 1600 | 1600 | -305 | 81 | []
AL_CO_00001 | N-1 400 kV Elbasan 2-Tirana 2 | [MK-GR] 400 kV Bitola-Meliti | XFL_BI11_GMELIT11_1:line | -1238 | 1600 | 1600 | -362 | 77 | []
BG_GR_CO_00001 | N-1 400 kV Blagoevgrad-Thessaloniki | [MK-GR] 400 kV Bitola-Meliti | XFL_BI11_GMELIT11_1:line | -1196 | 1600 | 1600 | -404 | 75 | []
GR_CO_00003 | N-1 400 kV Meliti-Amideo ck.2 | [AL-GR] 400 kV Zemplak-Kardia | XZE_KA11_GKARDI15_1:line | 1191 | 1600 | 1600 | -409 | 74 | []
MK_GR_CO_00001 | N-1 400 kV Bitola-Meliti | [AL-GR] 400 kV Zemplak-Kardia | XZE_KA11_GKARDI15_1:line | 1191 | 1600 | 1600 | -409 | 74 | []
BG_CO_00001 | N-1 400kV Chervena Mogila - Blagoevgrad ck. 2 | [MK-GR] 400 kV Bitola-Meliti | XFL_BI11_GMELIT11_1:line | -1174 | 1600 | 1600 | -426 | 73 | []
MK_KS_CO_00001 | N-1 400 kV Skopje 5 âUrosevac | [AL-GR] 400 kV Zemplak-Kardia | XZE_KA11_GKARDI15_1:line | 1173 | 1600 | 1600 | -427 | 73 | []
AL_ME_CO_00001 | N-1 400 kV Tirana 2âPodgorica 2 | [MK-GR] 400 kV Bitola-Meliti | XFL_BI11_GMELIT11_1:line | -1157 | 1600 | 1600 | -443 | 72 | []
GR_CO_00004 | N-1 400 kV Amideo-Lagadas ck.2 | [MK-GR] 400 kV Bitola-Meliti | XFL_BI11_GMELIT11_1:line | -1153 | 1600 | 1600 | -447 | 72 | []
GR_CO_00001 | N-1 400 kV Filippoi-Nea Santa ck.2 | [MK-GR] 400 kV Bitola-Meliti | XFL_BI11_GMELIT11_1:line | -1147 | 1600 | 1600 | -453 | 72 | []
GR_CO_00002 | N-1 400 kV Filippoi-Lagadas ck.2 | [MK-GR] 400 kV Bitola-Meliti | XFL_BI11_GMELIT11_1:line | -1134 | 1600 | 1600 | -466 | 71 | []

## 1230Curative
Detailed results
Generated at: | 2024-02-16 19:16
Business day: | 17.02.2024
Timestamp: | 12:30
Border & direction: | North-Greece Exporting
Horizon: | DA
Remedial actions: | true
Evaluation type: | CURATIVE
TTC [MW]: | 2602
Fallback applied | false
Loading threshold | 0.7
Applied RAs
CO ID | RA ID | Name of the RA | Usage | Type | Location | Status
Limiting CNECs
CO ID | Name of the CO | Name of the CNE | CNE UCTE branch | Calculated I (A) | I max (PRE) | I max (CUR) | Margin (A) | Loading (%) | Applicable curative RAs
AL_GR_CO_00001 | N-1 400 kV Zemplak-Kardia | [MK-GR] 400 kV Bitola-Meliti | XFL_BI11_GMELIT11_1:line | -1594 |  | 1600 | -6 | 100 | []
AL_CO_00002 | N-1 400 kV Elbasan 2-Zemlak | [MK-GR] 400 kV Bitola-Meliti | XFL_BI11_GMELIT11_1:line | -1469 |  | 1600 | -131 | 92 | []
MK_GR_CO_00002 | N-1 400 kV Dubrovo-Thessaloniki | [MK-GR] 400 kV Bitola-Meliti | XFL_BI11_GMELIT11_1:line | -1324 |  | 1600 | -276 | 83 | []
IT_GR_CO_00001 | N-1 400 kV Galatina-Arachthos | [MK-GR] 400 kV Bitola-Meliti | XFL_BI11_GMELIT11_1:line | -1295 |  | 1600 | -305 | 81 | []
AL_CO_00001 | N-1 400 kV Elbasan 2-Tirana 2 | [MK-GR] 400 kV Bitola-Meliti | XFL_BI11_GMELIT11_1:line | -1238 |  | 1600 | -362 | 77 | []
BG_GR_CO_00001 | N-1 400 kV Blagoevgrad-Thessaloniki | [MK-GR] 400 kV Bitola-Meliti | XFL_BI11_GMELIT11_1:line | -1196 |  | 1600 | -404 | 75 | []
GR_CO_00003 | N-1 400 kV Meliti-Amideo ck.2 | [AL-GR] 400 kV Zemplak-Kardia | XZE_KA11_GKARDI15_1:line | 1191 |  | 1600 | -409 | 74 | []
MK_GR_CO_00001 | N-1 400 kV Bitola-Meliti | [AL-GR] 400 kV Zemplak-Kardia | XZE_KA11_GKARDI15_1:line | 1191 |  | 1600 | -409 | 74 | []
BG_CO_00001 | N-1 400kV Chervena Mogila - Blagoevgrad ck. 2 | [MK-GR] 400 kV Bitola-Meliti | XFL_BI11_GMELIT11_1:line | -1174 |  | 1600 | -426 | 73 | []
MK_KS_CO_00001 | N-1 400 kV Skopje 5 âUrosevac | [AL-GR] 400 kV Zemplak-Kardia | XZE_KA11_GKARDI15_1:line | 1173 |  | 1600 | -427 | 73 | []
AL_ME_CO_00001 | N-1 400 kV Tirana 2âPodgorica 2 | [MK-GR] 400 kV Bitola-Meliti | XFL_BI11_GMELIT11_1:line | -1157 |  | 1600 | -443 | 72 | []
GR_CO_00004 | N-1 400 kV Amideo-Lagadas ck.2 | [MK-GR] 400 kV Bitola-Meliti | XFL_BI11_GMELIT11_1:line | -1153 |  | 1600 | -447 | 72 | []
GR_CO_00001 | N-1 400 kV Filippoi-Nea Santa ck.2 | [MK-GR] 400 kV Bitola-Meliti | XFL_BI11_GMELIT11_1:line | -1147 |  | 1600 | -453 | 72 | []
GR_CO_00002 | N-1 400 kV Filippoi-Lagadas ck.2 | [MK-GR] 400 kV Bitola-Meliti | XFL_BI11_GMELIT11_1:line | -1134 |  | 1600 | -466 | 71 | []

## 1330Preventive
Detailed results
Generated at: | 2024-02-16 19:16
Business day: | 17.02.2024
Timestamp: | 13:30
Border & direction: | North-Greece Exporting
Horizon: | DA
Remedial actions: | true
Evaluation type: | PREVENTIVE
TTC [MW]: | 2591
Fallback applied | false
Loading threshold | 0.7
Applied RAs
CO ID | RA ID | Name of the RA | Usage | Type | Location | Status
Limiting CNECs
CO ID | Name of the CO | Name of the CNE | CNE UCTE branch | Calculated I (A) | I max (PRE) | I max (CUR) | Margin (A) | Loading (%) | Applicable curative RAs
AL_GR_CO_00001 | N-1 400 kV Zemplak-Kardia | [MK-GR] 400 kV Bitola-Meliti | XFL_BI11_GMELIT11_1:line | -1594 | 1600 | 1600 | -6 | 100 | []
AL_CO_00002 | N-1 400 kV Elbasan 2-Zemlak | [MK-GR] 400 kV Bitola-Meliti | XFL_BI11_GMELIT11_1:line | -1469 | 1600 | 1600 | -131 | 92 | []
MK_GR_CO_00002 | N-1 400 kV Dubrovo-Thessaloniki | [MK-GR] 400 kV Bitola-Meliti | XFL_BI11_GMELIT11_1:line | -1337 | 1600 | 1600 | -263 | 84 | []
IT_GR_CO_00001 | N-1 400 kV Galatina-Arachthos | [MK-GR] 400 kV Bitola-Meliti | XFL_BI11_GMELIT11_1:line | -1315 | 1600 | 1600 | -285 | 82 | []
AL_CO_00001 | N-1 400 kV Elbasan 2-Tirana 2 | [MK-GR] 400 kV Bitola-Meliti | XFL_BI11_GMELIT11_1:line | -1246 | 1600 | 1600 | -354 | 78 | []
BG_GR_CO_00001 | N-1 400 kV Blagoevgrad-Thessaloniki | [MK-GR] 400 kV Bitola-Meliti | XFL_BI11_GMELIT11_1:line | -1217 | 1600 | 1600 | -383 | 76 | []
BG_CO_00001 | N-1 400kV Chervena Mogila - Blagoevgrad ck. 2 | [MK-GR] 400 kV Bitola-Meliti | XFL_BI11_GMELIT11_1:line | -1188 | 1600 | 1600 | -412 | 74 | []
GR_CO_00004 | N-1 400 kV Amideo-Lagadas ck.2 | [MK-GR] 400 kV Bitola-Meliti | XFL_BI11_GMELIT11_1:line | -1178 | 1600 | 1600 | -422 | 74 | []
GR_CO_00001 | N-1 400 kV Filippoi-Nea Santa ck.2 | [MK-GR] 400 kV Bitola-Meliti | XFL_BI11_GMELIT11_1:line | -1171 | 1600 | 1600 | -429 | 73 | []
AL_ME_CO_00001 | N-1 400 kV Tirana 2âPodgorica 2 | [MK-GR] 400 kV Bitola-Meliti | XFL_BI11_GMELIT11_1:line | -1166 | 1600 | 1600 | -434 | 73 | []
GR_CO_00002 | N-1 400 kV Filippoi-Lagadas ck.2 | [MK-GR] 400 kV Bitola-Meliti | XFL_BI11_GMELIT11_1:line | -1159 | 1600 | 1600 | -441 | 72 | []
GR_CO_00003 | N-1 400 kV Meliti-Amideo ck.2 | [AL-GR] 400 kV Zemplak-Kardia | XZE_KA11_GKARDI15_1:line | 1152 | 1600 | 1600 | -448 | 72 | []
MK_GR_CO_00001 | N-1 400 kV Bitola-Meliti | [AL-GR] 400 kV Zemplak-Kardia | XZE_KA11_GKARDI15_1:line | 1152 | 1600 | 1600 | -448 | 72 | []
BG_GR_CO_00002 | N-1 400 kV Maritsa Iztok-Nea Santa | [MK-GR] 400 kV Bitola-Meliti | XFL_BI11_GMELIT11_1:line | -1138 | 1600 | 1600 | -462 | 71 | []
TR_GR_CO_00001 | N-1 400 kV Babaeski-N Santa | [MK-GR] 400 kV Bitola-Meliti | XFL_BI11_GMELIT11_1:line | -1130 | 1600 | 1600 | -470 | 71 | []
BG_RS_CO_00001 | N-1 400kV Sofia Zapad - Nis Â | [MK-GR] 400 kV Bitola-Meliti | XFL_BI11_GMELIT11_1:line | -1129 | 1600 | 1600 | -471 | 71 | []

## 1330Curative
Detailed results
Generated at: | 2024-02-16 19:16
Business day: | 17.02.2024
Timestamp: | 13:30
Border & direction: | North-Greece Exporting
Horizon: | DA
Remedial actions: | true
Evaluation type: | CURATIVE
TTC [MW]: | 2591
Fallback applied | false
Loading threshold | 0.7
Applied RAs
CO ID | RA ID | Name of the RA | Usage | Type | Location | Status
Limiting CNECs
CO ID | Name of the CO | Name of the CNE | CNE UCTE branch | Calculated I (A) | I max (PRE) | I max (CUR) | Margin (A) | Loading (%) | Applicable curative RAs
AL_GR_CO_00001 | N-1 400 kV Zemplak-Kardia | [MK-GR] 400 kV Bitola-Meliti | XFL_BI11_GMELIT11_1:line | -1594 |  | 1600 | -6 | 100 | []
AL_CO_00002 | N-1 400 kV Elbasan 2-Zemlak | [MK-GR] 400 kV Bitola-Meliti | XFL_BI11_GMELIT11_1:line | -1469 |  | 1600 | -131 | 92 | []
MK_GR_CO_00002 | N-1 400 kV Dubrovo-Thessaloniki | [MK-GR] 400 kV Bitola-Meliti | XFL_BI11_GMELIT11_1:line | -1337 |  | 1600 | -263 | 84 | []
IT_GR_CO_00001 | N-1 400 kV Galatina-Arachthos | [MK-GR] 400 kV Bitola-Meliti | XFL_BI11_GMELIT11_1:line | -1315 |  | 1600 | -285 | 82 | []
AL_CO_00001 | N-1 400 kV Elbasan 2-Tirana 2 | [MK-GR] 400 kV Bitola-Meliti | XFL_BI11_GMELIT11_1:line | -1246 |  | 1600 | -354 | 78 | []
BG_GR_CO_00001 | N-1 400 kV Blagoevgrad-Thessaloniki | [MK-GR] 400 kV Bitola-Meliti | XFL_BI11_GMELIT11_1:line | -1217 |  | 1600 | -383 | 76 | []
BG_CO_00001 | N-1 400kV Chervena Mogila - Blagoevgrad ck. 2 | [MK-GR] 400 kV Bitola-Meliti | XFL_BI11_GMELIT11_1:line | -1188 |  | 1600 | -412 | 74 | []
GR_CO_00004 | N-1 400 kV Amideo-Lagadas ck.2 | [MK-GR] 400 kV Bitola-Meliti | XFL_BI11_GMELIT11_1:line | -1178 |  | 1600 | -422 | 74 | []
GR_CO_00001 | N-1 400 kV Filippoi-Nea Santa ck.2 | [MK-GR] 400 kV Bitola-Meliti | XFL_BI11_GMELIT11_1:line | -1171 |  | 1600 | -429 | 73 | []
AL_ME_CO_00001 | N-1 400 kV Tirana 2âPodgorica 2 | [MK-GR] 400 kV Bitola-Meliti | XFL_BI11_GMELIT11_1:line | -1166 |  | 1600 | -434 | 73 | []
GR_CO_00002 | N-1 400 kV Filippoi-Lagadas ck.2 | [MK-GR] 400 kV Bitola-Meliti | XFL_BI11_GMELIT11_1:line | -1159 |  | 1600 | -441 | 72 | []
GR_CO_00003 | N-1 400 kV Meliti-Amideo ck.2 | [AL-GR] 400 kV Zemplak-Kardia | XZE_KA11_GKARDI15_1:line | 1152 |  | 1600 | -448 | 72 | []
MK_GR_CO_00001 | N-1 400 kV Bitola-Meliti | [AL-GR] 400 kV Zemplak-Kardia | XZE_KA11_GKARDI15_1:line | 1152 |  | 1600 | -448 | 72 | []
BG_GR_CO_00002 | N-1 400 kV Maritsa Iztok-Nea Santa | [MK-GR] 400 kV Bitola-Meliti | XFL_BI11_GMELIT11_1:line | -1138 |  | 1600 | -462 | 71 | []
TR_GR_CO_00001 | N-1 400 kV Babaeski-N Santa | [MK-GR] 400 kV Bitola-Meliti | XFL_BI11_GMELIT11_1:line | -1130 |  | 1600 | -470 | 71 | []
BG_RS_CO_00001 | N-1 400kV Sofia Zapad - Nis Â | [MK-GR] 400 kV Bitola-Meliti | XFL_BI11_GMELIT11_1:line | -1129 |  | 1600 | -471 | 71 | []

## 1430Preventive
Detailed results
Generated at: | 2024-02-16 19:16
Business day: | 17.02.2024
Timestamp: | 14:30
Border & direction: | North-Greece Exporting
Horizon: | DA
Remedial actions: | true
Evaluation type: | PREVENTIVE
TTC [MW]: | 2582
Fallback applied | false
Loading threshold | 0.7
Applied RAs
CO ID | RA ID | Name of the RA | Usage | Type | Location | Status
Limiting CNECs
CO ID | Name of the CO | Name of the CNE | CNE UCTE branch | Calculated I (A) | I max (PRE) | I max (CUR) | Margin (A) | Loading (%) | Applicable curative RAs
AL_GR_CO_00001 | N-1 400 kV Zemplak-Kardia | [MK-GR] 400 kV Bitola-Meliti | XFL_BI11_GMELIT11_1:line | -1595 | 1600 | 1600 | -5 | 100 | []
AL_CO_00002 | N-1 400 kV Elbasan 2-Zemlak | [MK-GR] 400 kV Bitola-Meliti | XFL_BI11_GMELIT11_1:line | -1475 | 1600 | 1600 | -125 | 92 | []
MK_GR_CO_00002 | N-1 400 kV Dubrovo-Thessaloniki | [MK-GR] 400 kV Bitola-Meliti | XFL_BI11_GMELIT11_1:line | -1359 | 1600 | 1600 | -241 | 85 | []
IT_GR_CO_00001 | N-1 400 kV Galatina-Arachthos | [MK-GR] 400 kV Bitola-Meliti | XFL_BI11_GMELIT11_1:line | -1352 | 1600 | 1600 | -248 | 84 | []
AL_CO_00001 | N-1 400 kV Elbasan 2-Tirana 2 | [MK-GR] 400 kV Bitola-Meliti | XFL_BI11_GMELIT11_1:line | -1265 | 1600 | 1600 | -335 | 79 | []
BG_GR_CO_00001 | N-1 400 kV Blagoevgrad-Thessaloniki | [MK-GR] 400 kV Bitola-Meliti | XFL_BI11_GMELIT11_1:line | -1262 | 1600 | 1600 | -338 | 79 | []
BG_CO_00001 | N-1 400kV Chervena Mogila - Blagoevgrad ck. 2 | [MK-GR] 400 kV Bitola-Meliti | XFL_BI11_GMELIT11_1:line | -1229 | 1600 | 1600 | -371 | 77 | []
GR_CO_00004 | N-1 400 kV Amideo-Lagadas ck.2 | [MK-GR] 400 kV Bitola-Meliti | XFL_BI11_GMELIT11_1:line | -1225 | 1600 | 1600 | -375 | 77 | []
GR_CO_00001 | N-1 400 kV Filippoi-Nea Santa ck.2 | [MK-GR] 400 kV Bitola-Meliti | XFL_BI11_GMELIT11_1:line | -1213 | 1600 | 1600 | -387 | 76 | []
GR_CO_00002 | N-1 400 kV Filippoi-Lagadas ck.2 | [MK-GR] 400 kV Bitola-Meliti | XFL_BI11_GMELIT11_1:line | -1204 | 1600 | 1600 | -396 | 75 | []
AL_ME_CO_00001 | N-1 400 kV Tirana 2âPodgorica 2 | [MK-GR] 400 kV Bitola-Meliti | XFL_BI11_GMELIT11_1:line | -1189 | 1600 | 1600 | -411 | 74 | []
BG_GR_CO_00002 | N-1 400 kV Maritsa Iztok-Nea Santa | [MK-GR] 400 kV Bitola-Meliti | XFL_BI11_GMELIT11_1:line | -1176 | 1600 | 1600 | -424 | 74 | []
TR_GR_CO_00001 | N-1 400 kV Babaeski-N Santa | [MK-GR] 400 kV Bitola-Meliti | XFL_BI11_GMELIT11_1:line | -1165 | 1600 | 1600 | -435 | 73 | []
BG_RS_CO_00001 | N-1 400kV Sofia Zapad - Nis Â | [MK-GR] 400 kV Bitola-Meliti | XFL_BI11_GMELIT11_1:line | -1148 | 1600 | 1600 | -452 | 72 | []
TR_CO_00001 | N-1 400 kV Habitabat NGCC -Babaeski | [MK-GR] 400 kV Bitola-Meliti | XFL_BI11_GMELIT11_1:line | -1148 | 1600 | 1600 | -452 | 72 | []
BG_CO_00013 | N-1 400kV Burgas â Maritsa Iztok 2 | [MK-GR] 400 kV Bitola-Meliti | XFL_BI11_GMELIT11_1:line | -1145 | 1600 | 1600 | -455 | 72 | []
RS_CO_00004 | N-1 400 kV Nis 2 âLeskovac 2 | [MK-GR] 400 kV Bitola-Meliti | XFL_BI11_GMELIT11_1:line | -1145 | 1600 | 1600 | -455 | 72 | []
BG_CO_00016 | N-1 400kV Kozloduy - Sofia Zapad ck.2 | [MK-GR] 400 kV Bitola-Meliti | XFL_BI11_GMELIT11_1:line | -1145 | 1600 | 1600 | -455 | 72 | []
BG_TR_CO_00002 | N-1 400kV Maritsa 3 - Hamitabat 2 | [MK-GR] 400 kV Bitola-Meliti | XFL_BI11_GMELIT11_1:line | -1144 | 1600 | 1600 | -456 | 72 | []
RS_KS_CO_00002 | N-1 400 kV Kosovo B-Nis 2 | [MK-GR] 400 kV Bitola-Meliti | XFL_BI11_GMELIT11_1:line | -1144 | 1600 | 1600 | -456 | 72 | []
BG_TR_CO_00001 | N-1 400kV Maritsa 3 - Hamitabat 1 | [MK-GR] 400 kV Bitola-Meliti | XFL_BI11_GMELIT11_1:line | -1144 | 1600 | 1600 | -456 | 71 | []
BG_CO_00002 | N-1 400kV Sofia Zapad - Chervena Mogila ck. 2 | [MK-GR] 400 kV Bitola-Meliti | XFL_BI11_GMELIT11_1:line | -1143 | 1600 | 1600 | -457 | 71 | []
BG_CO_00011 | N-1 400kV Maritsa Iztok - Plovdiv | [MK-GR] 400 kV Bitola-Meliti | XFL_BI11_GMELIT11_1:line | -1143 | 1600 | 1600 | -457 | 71 | []
BC | Base Case | [MK-GR] 400 kV Bitola-Meliti | XFL_BI11_GMELIT11_1:line | -1142 | 1600 | 1600 | -458 | 71 | []
BG_CO_00010 | N-1 400kV Maritsa Iztok â Maritsa Iztok 3 | [MK-GR] 400 kV Bitola-Meliti | XFL_BI11_GMELIT11_1:line | -1142 | 1600 | 1600 | -458 | 71 | []
BG_CO_00009 | N-1 400kV Maritsa Iztok 2Â - Maritsa Iztok 3 | [MK-GR] 400 kV Bitola-Meliti | XFL_BI11_GMELIT11_1:line | -1142 | 1600 | 1600 | -458 | 71 | []
BG_CO_00012 | Â N-1 400kV Varna - Burgas | [MK-GR] 400 kV Bitola-Meliti | XFL_BI11_GMELIT11_1:line | -1142 | 1600 | 1600 | -458 | 71 | []
RS_CO_00003 | N-1 400 kV Vranje 4 âLeskovac 2 | [MK-GR] 400 kV Bitola-Meliti | XFL_BI11_GMELIT11_1:line | -1133 | 1600 | 1600 | -467 | 71 | []
BG_CO_00006, BG_CO_00008 | N-1 400kV Plovdiv - Vetren , N-1 400kV Plovdiv - Vetren | [MK-GR] 400 kV Bitola-Meliti | XFL_BI11_GMELIT11_1:line | -1127 | 1600 | 1600 | -473 | 70 | []
BG_CO_00005, BG_CO_00007 | N-1 400kV Vetren - Chervena Mogila , N-1 400kV Vetren - Chervena Mogila | [MK-GR] 400 kV Bitola-Meliti | XFL_BI11_GMELIT11_1:line | -1126 | 1600 | 1600 | -474 | 70 | []
KS_CO_00001 | N-1 400 kV Kosovo B-Urosevac | [MK-GR] 400 kV Bitola-Meliti | XFL_BI11_GMELIT11_1:line | -1124 | 1600 | 1600 | -476 | 70 | []
RS_MK_00001 | N-1 400 kV Vranje 4 -Stip | [MK-GR] 400 kV Bitola-Meliti | XFL_BI11_GMELIT11_1:line | -1120 | 1600 | 1600 | -480 | 70 | []

## 1430Curative
Detailed results
Generated at: | 2024-02-16 19:16
Business day: | 17.02.2024
Timestamp: | 14:30
Border & direction: | North-Greece Exporting
Horizon: | DA
Remedial actions: | true
Evaluation type: | CURATIVE
TTC [MW]: | 2582
Fallback applied | false
Loading threshold | 0.7
Applied RAs
CO ID | RA ID | Name of the RA | Usage | Type | Location | Status
Limiting CNECs
CO ID | Name of the CO | Name of the CNE | CNE UCTE branch | Calculated I (A) | I max (PRE) | I max (CUR) | Margin (A) | Loading (%) | Applicable curative RAs
AL_GR_CO_00001 | N-1 400 kV Zemplak-Kardia | [MK-GR] 400 kV Bitola-Meliti | XFL_BI11_GMELIT11_1:line | -1595 |  | 1600 | -5 | 100 | []
AL_CO_00002 | N-1 400 kV Elbasan 2-Zemlak | [MK-GR] 400 kV Bitola-Meliti | XFL_BI11_GMELIT11_1:line | -1475 |  | 1600 | -125 | 92 | []
MK_GR_CO_00002 | N-1 400 kV Dubrovo-Thessaloniki | [MK-GR] 400 kV Bitola-Meliti | XFL_BI11_GMELIT11_1:line | -1359 |  | 1600 | -241 | 85 | []
IT_GR_CO_00001 | N-1 400 kV Galatina-Arachthos | [MK-GR] 400 kV Bitola-Meliti | XFL_BI11_GMELIT11_1:line | -1352 |  | 1600 | -248 | 84 | []
AL_CO_00001 | N-1 400 kV Elbasan 2-Tirana 2 | [MK-GR] 400 kV Bitola-Meliti | XFL_BI11_GMELIT11_1:line | -1265 |  | 1600 | -335 | 79 | []
BG_GR_CO_00001 | N-1 400 kV Blagoevgrad-Thessaloniki | [MK-GR] 400 kV Bitola-Meliti | XFL_BI11_GMELIT11_1:line | -1262 |  | 1600 | -338 | 79 | []
BG_CO_00001 | N-1 400kV Chervena Mogila - Blagoevgrad ck. 2 | [MK-GR] 400 kV Bitola-Meliti | XFL_BI11_GMELIT11_1:line | -1229 |  | 1600 | -371 | 77 | []
GR_CO_00004 | N-1 400 kV Amideo-Lagadas ck.2 | [MK-GR] 400 kV Bitola-Meliti | XFL_BI11_GMELIT11_1:line | -1225 |  | 1600 | -375 | 77 | []
GR_CO_00001 | N-1 400 kV Filippoi-Nea Santa ck.2 | [MK-GR] 400 kV Bitola-Meliti | XFL_BI11_GMELIT11_1:line | -1213 |  | 1600 | -387 | 76 | []
GR_CO_00002 | N-1 400 kV Filippoi-Lagadas ck.2 | [MK-GR] 400 kV Bitola-Meliti | XFL_BI11_GMELIT11_1:line | -1204 |  | 1600 | -396 | 75 | []
AL_ME_CO_00001 | N-1 400 kV Tirana 2âPodgorica 2 | [MK-GR] 400 kV Bitola-Meliti | XFL_BI11_GMELIT11_1:line | -1189 |  | 1600 | -411 | 74 | []
BG_GR_CO_00002 | N-1 400 kV Maritsa Iztok-Nea Santa | [MK-GR] 400 kV Bitola-Meliti | XFL_BI11_GMELIT11_1:line | -1176 |  | 1600 | -424 | 74 | []
TR_GR_CO_00001 | N-1 400 kV Babaeski-N Santa | [MK-GR] 400 kV Bitola-Meliti | XFL_BI11_GMELIT11_1:line | -1165 |  | 1600 | -435 | 73 | []
BG_RS_CO_00001 | N-1 400kV Sofia Zapad - Nis Â | [MK-GR] 400 kV Bitola-Meliti | XFL_BI11_GMELIT11_1:line | -1148 |  | 1600 | -452 | 72 | []
TR_CO_00001 | N-1 400 kV Habitabat NGCC -Babaeski | [MK-GR] 400 kV Bitola-Meliti | XFL_BI11_GMELIT11_1:line | -1148 |  | 1600 | -452 | 72 | []
BG_CO_00013 | N-1 400kV Burgas â Maritsa Iztok 2 | [MK-GR] 400 kV Bitola-Meliti | XFL_BI11_GMELIT11_1:line | -1145 |  | 1600 | -455 | 72 | []
RS_CO_00004 | N-1 400 kV Nis 2 âLeskovac 2 | [MK-GR] 400 kV Bitola-Meliti | XFL_BI11_GMELIT11_1:line | -1145 |  | 1600 | -455 | 72 | []
BG_CO_00016 | N-1 400kV Kozloduy - Sofia Zapad ck.2 | [MK-GR] 400 kV Bitola-Meliti | XFL_BI11_GMELIT11_1:line | -1145 |  | 1600 | -455 | 72 | []
BG_TR_CO_00002 | N-1 400kV Maritsa 3 - Hamitabat 2 | [MK-GR] 400 kV Bitola-Meliti | XFL_BI11_GMELIT11_1:line | -1144 |  | 1600 | -456 | 72 | []
RS_KS_CO_00002 | N-1 400 kV Kosovo B-Nis 2 | [MK-GR] 400 kV Bitola-Meliti | XFL_BI11_GMELIT11_1:line | -1144 |  | 1600 | -456 | 72 | []
BG_TR_CO_00001 | N-1 400kV Maritsa 3 - Hamitabat 1 | [MK-GR] 400 kV Bitola-Meliti | XFL_BI11_GMELIT11_1:line | -1144 |  | 1600 | -456 | 71 | []
BG_CO_00002 | N-1 400kV Sofia Zapad - Chervena Mogila ck. 2 | [MK-GR] 400 kV Bitola-Meliti | XFL_BI11_GMELIT11_1:line | -1143 |  | 1600 | -457 | 71 | []
BG_CO_00011 | N-1 400kV Maritsa Iztok - Plovdiv | [MK-GR] 400 kV Bitola-Meliti | XFL_BI11_GMELIT11_1:line | -1143 |  | 1600 | -457 | 71 | []
BC | Base Case | [MK-GR] 400 kV Bitola-Meliti | XFL_BI11_GMELIT11_1:line | -1142 |  | 1600 | -458 | 71 | []
BG_CO_00010 | N-1 400kV Maritsa Iztok â Maritsa Iztok 3 | [MK-GR] 400 kV Bitola-Meliti | XFL_BI11_GMELIT11_1:line | -1142 |  | 1600 | -458 | 71 | []
BG_CO_00009 | N-1 400kV Maritsa Iztok 2Â - Maritsa Iztok 3 | [MK-GR] 400 kV Bitola-Meliti | XFL_BI11_GMELIT11_1:line | -1142 |  | 1600 | -458 | 71 | []
BG_CO_00012 | Â N-1 400kV Varna - Burgas | [MK-GR] 400 kV Bitola-Meliti | XFL_BI11_GMELIT11_1:line | -1142 |  | 1600 | -458 | 71 | []
RS_CO_00003 | N-1 400 kV Vranje 4 âLeskovac 2 | [MK-GR] 400 kV Bitola-Meliti | XFL_BI11_GMELIT11_1:line | -1133 |  | 1600 | -467 | 71 | []
BG_CO_00006, BG_CO_00008 | N-1 400kV Plovdiv - Vetren , N-1 400kV Plovdiv - Vetren | [MK-GR] 400 kV Bitola-Meliti | XFL_BI11_GMELIT11_1:line | -1127 |  | 1600 | -473 | 70 | []
BG_CO_00005, BG_CO_00007 | N-1 400kV Vetren - Chervena Mogila , N-1 400kV Vetren - Chervena Mogila | [MK-GR] 400 kV Bitola-Meliti | XFL_BI11_GMELIT11_1:line | -1126 |  | 1600 | -474 | 70 | []
KS_CO_00001 | N-1 400 kV Kosovo B-Urosevac | [MK-GR] 400 kV Bitola-Meliti | XFL_BI11_GMELIT11_1:line | -1124 |  | 1600 | -476 | 70 | []
RS_MK_00001 | N-1 400 kV Vranje 4 -Stip | [MK-GR] 400 kV Bitola-Meliti | XFL_BI11_GMELIT11_1:line | -1120 |  | 1600 | -480 | 70 | []

## 1530Preventive
Detailed results
Generated at: | 2024-02-16 19:16
Business day: | 17.02.2024
Timestamp: | 15:30
Border & direction: | North-Greece Exporting
Horizon: | DA
Remedial actions: | true
Evaluation type: | PREVENTIVE
TTC [MW]: | 2690
Fallback applied | false
Loading threshold | 0.7
Applied RAs
CO ID | RA ID | Name of the RA | Usage | Type | Location | Status
Limiting CNECs
CO ID | Name of the CO | Name of the CNE | CNE UCTE branch | Calculated I (A) | I max (PRE) | I max (CUR) | Margin (A) | Loading (%) | Applicable curative RAs
AL_GR_CO_00001 | N-1 400 kV Zemplak-Kardia | [MK-GR] 400 kV Bitola-Meliti | XFL_BI11_GMELIT11_1:line | -1596 | 1600 | 1600 | -4 | 100 | []
AL_CO_00002 | N-1 400 kV Elbasan 2-Zemlak | [MK-GR] 400 kV Bitola-Meliti | XFL_BI11_GMELIT11_1:line | -1482 | 1600 | 1600 | -118 | 93 | []
IT_GR_CO_00001 | N-1 400 kV Galatina-Arachthos | [MK-GR] 400 kV Bitola-Meliti | XFL_BI11_GMELIT11_1:line | -1409 | 1600 | 1600 | -191 | 88 | []
MK_GR_CO_00002 | N-1 400 kV Dubrovo-Thessaloniki | [MK-GR] 400 kV Bitola-Meliti | XFL_BI11_GMELIT11_1:line | -1399 | 1600 | 1600 | -201 | 87 | []
BG_GR_CO_00001 | N-1 400 kV Blagoevgrad-Thessaloniki | [MK-GR] 400 kV Bitola-Meliti | XFL_BI11_GMELIT11_1:line | -1333 | 1600 | 1600 | -267 | 83 | []
GR_CO_00004 | N-1 400 kV Amideo-Lagadas ck.2 | [MK-GR] 400 kV Bitola-Meliti | XFL_BI11_GMELIT11_1:line | -1299 | 1600 | 1600 | -301 | 81 | []
GR_CO_00001 | N-1 400 kV Filippoi-Nea Santa ck.2 | [MK-GR] 400 kV Bitola-Meliti | XFL_BI11_GMELIT11_1:line | -1298 | 1600 | 1600 | -302 | 81 | []
AL_CO_00001 | N-1 400 kV Elbasan 2-Tirana 2 | [MK-GR] 400 kV Bitola-Meliti | XFL_BI11_GMELIT11_1:line | -1293 | 1600 | 1600 | -307 | 81 | []
BG_CO_00001 | N-1 400kV Chervena Mogila - Blagoevgrad ck. 2 | [MK-GR] 400 kV Bitola-Meliti | XFL_BI11_GMELIT11_1:line | -1292 | 1600 | 1600 | -308 | 81 | []
GR_CO_00002 | N-1 400 kV Filippoi-Lagadas ck.2 | [MK-GR] 400 kV Bitola-Meliti | XFL_BI11_GMELIT11_1:line | -1278 | 1600 | 1600 | -322 | 80 | []
BG_GR_CO_00002 | N-1 400 kV Maritsa Iztok-Nea Santa | [MK-GR] 400 kV Bitola-Meliti | XFL_BI11_GMELIT11_1:line | -1239 | 1600 | 1600 | -361 | 77 | []
TR_GR_CO_00001 | N-1 400 kV Babaeski-N Santa | [MK-GR] 400 kV Bitola-Meliti | XFL_BI11_GMELIT11_1:line | -1227 | 1600 | 1600 | -373 | 77 | []
AL_ME_CO_00001 | N-1 400 kV Tirana 2âPodgorica 2 | [MK-GR] 400 kV Bitola-Meliti | XFL_BI11_GMELIT11_1:line | -1220 | 1600 | 1600 | -380 | 76 | []
KS_CO_00001 | N-1 400 kV Kosovo B-Urosevac | [MK-GR] 400 kV Bitola-Meliti | XFL_BI11_GMELIT11_1:line | -1220 | 1600 | 1600 | -380 | 76 | []
RS_CO_00004 | N-1 400 kV Nis 2 âLeskovac 2 | [MK-GR] 400 kV Bitola-Meliti | XFL_BI11_GMELIT11_1:line | -1208 | 1600 | 1600 | -392 | 75 | []
TR_CO_00001 | N-1 400 kV Habitabat NGCC -Babaeski | [MK-GR] 400 kV Bitola-Meliti | XFL_BI11_GMELIT11_1:line | -1203 | 1600 | 1600 | -397 | 75 | []
BG_CO_00016 | N-1 400kV Kozloduy - Sofia Zapad ck.2 | [MK-GR] 400 kV Bitola-Meliti | XFL_BI11_GMELIT11_1:line | -1201 | 1600 | 1600 | -399 | 75 | []
BG_TR_CO_00002 | N-1 400kV Maritsa 3 - Hamitabat 2 | [MK-GR] 400 kV Bitola-Meliti | XFL_BI11_GMELIT11_1:line | -1199 | 1600 | 1600 | -401 | 75 | []
BG_CO_00013 | N-1 400kV Burgas â Maritsa Iztok 2 | [MK-GR] 400 kV Bitola-Meliti | XFL_BI11_GMELIT11_1:line | -1199 | 1600 | 1600 | -401 | 75 | []
BG_TR_CO_00001 | N-1 400kV Maritsa 3 - Hamitabat 1 | [MK-GR] 400 kV Bitola-Meliti | XFL_BI11_GMELIT11_1:line | -1198 | 1600 | 1600 | -402 | 75 | []
RS_KS_CO_00002 | N-1 400 kV Kosovo B-Nis 2 | [MK-GR] 400 kV Bitola-Meliti | XFL_BI11_GMELIT11_1:line | -1198 | 1600 | 1600 | -402 | 75 | []
RS_CO_00003 | N-1 400 kV Vranje 4 âLeskovac 2 | [MK-GR] 400 kV Bitola-Meliti | XFL_BI11_GMELIT11_1:line | -1198 | 1600 | 1600 | -402 | 75 | []
BG_CO_00002 | N-1 400kV Sofia Zapad - Chervena Mogila ck. 2 | [MK-GR] 400 kV Bitola-Meliti | XFL_BI11_GMELIT11_1:line | -1197 | 1600 | 1600 | -403 | 75 | []
BC | Base Case | [MK-GR] 400 kV Bitola-Meliti | XFL_BI11_GMELIT11_1:line | -1196 | 1600 | 1600 | -404 | 75 | []
BG_CO_00010 | N-1 400kV Maritsa Iztok â Maritsa Iztok 3 | [MK-GR] 400 kV Bitola-Meliti | XFL_BI11_GMELIT11_1:line | -1196 | 1600 | 1600 | -404 | 75 | []
BG_CO_00011 | N-1 400kV Maritsa Iztok - Plovdiv | [MK-GR] 400 kV Bitola-Meliti | XFL_BI11_GMELIT11_1:line | -1196 | 1600 | 1600 | -404 | 75 | []
BG_CO_00007 | N-1 400kV Vetren - Chervena Mogila | [MK-GR] 400 kV Bitola-Meliti | XFL_BI11_GMELIT11_1:line | -1196 | 1600 | 1600 | -404 | 75 | []
BG_CO_00009 | N-1 400kV Maritsa Iztok 2Â - Maritsa Iztok 3 | [MK-GR] 400 kV Bitola-Meliti | XFL_BI11_GMELIT11_1:line | -1195 | 1600 | 1600 | -405 | 75 | []
BG_CO_00012 | Â N-1 400kV Varna - Burgas | [MK-GR] 400 kV Bitola-Meliti | XFL_BI11_GMELIT11_1:line | -1195 | 1600 | 1600 | -405 | 75 | []
RS_MK_00001 | N-1 400 kV Vranje 4 -Stip | [MK-GR] 400 kV Bitola-Meliti | XFL_BI11_GMELIT11_1:line | -1189 | 1600 | 1600 | -411 | 74 | []
BG_RS_CO_00001 | N-1 400kV Sofia Zapad - Nis Â | [MK-GR] 400 kV Bitola-Meliti | XFL_BI11_GMELIT11_1:line | -1183 | 1600 | 1600 | -417 | 74 | []
KS_ME_CO_00001 | N-1 400 kV Pec 3-Ribarevina | [MK-GR] 400 kV Bitola-Meliti | XFL_BI11_GMELIT11_1:line | -1182 | 1600 | 1600 | -418 | 74 | []
BG_CO_00006, BG_CO_00008 | N-1 400kV Plovdiv - Vetren , N-1 400kV Plovdiv - Vetren | [MK-GR] 400 kV Bitola-Meliti | XFL_BI11_GMELIT11_1:line | -1173 | 1600 | 1600 | -427 | 73 | []
MK_KS_CO_00001 | N-1 400 kV Skopje 5 âUrosevac | [MK-GR] 400 kV Bitola-Meliti | XFL_BI11_GMELIT11_1:line | -1145 | 1600 | 1600 | -455 | 72 | []
BG_MK_CO_00001 | N-1 400kV Chervena Mogila - Stip Â | [MK-GR] 400 kV Bitola-Meliti | XFL_BI11_GMELIT11_1:line | -1143 | 1600 | 1600 | -457 | 71 | []
GR_CO_00005 | N-1 400 kV Thessaloniki-Lagadas ck.2 | [MK-GR] 400 kV Bitola-Meliti | XFL_BI11_GMELIT11_1:line | -1137 | 1600 | 1600 | -463 | 71 | []
MK_CO_00003 | N-1 400 kV Skopje 4 âSkopje 5 | [MK-GR] 400 kV Bitola-Meliti | XFL_BI11_GMELIT11_1:line | -1128 | 1600 | 1600 | -472 | 70 | []

## 1530Curative
Detailed results
Generated at: | 2024-02-16 19:16
Business day: | 17.02.2024
Timestamp: | 15:30
Border & direction: | North-Greece Exporting
Horizon: | DA
Remedial actions: | true
Evaluation type: | CURATIVE
TTC [MW]: | 2690
Fallback applied | false
Loading threshold | 0.7
Applied RAs
CO ID | RA ID | Name of the RA | Usage | Type | Location | Status
Limiting CNECs
CO ID | Name of the CO | Name of the CNE | CNE UCTE branch | Calculated I (A) | I max (PRE) | I max (CUR) | Margin (A) | Loading (%) | Applicable curative RAs
AL_GR_CO_00001 | N-1 400 kV Zemplak-Kardia | [MK-GR] 400 kV Bitola-Meliti | XFL_BI11_GMELIT11_1:line | -1596 |  | 1600 | -4 | 100 | []
AL_CO_00002 | N-1 400 kV Elbasan 2-Zemlak | [MK-GR] 400 kV Bitola-Meliti | XFL_BI11_GMELIT11_1:line | -1482 |  | 1600 | -118 | 93 | []
IT_GR_CO_00001 | N-1 400 kV Galatina-Arachthos | [MK-GR] 400 kV Bitola-Meliti | XFL_BI11_GMELIT11_1:line | -1409 |  | 1600 | -191 | 88 | []
MK_GR_CO_00002 | N-1 400 kV Dubrovo-Thessaloniki | [MK-GR] 400 kV Bitola-Meliti | XFL_BI11_GMELIT11_1:line | -1399 |  | 1600 | -201 | 87 | []
BG_GR_CO_00001 | N-1 400 kV Blagoevgrad-Thessaloniki | [MK-GR] 400 kV Bitola-Meliti | XFL_BI11_GMELIT11_1:line | -1333 |  | 1600 | -267 | 83 | []
GR_CO_00004 | N-1 400 kV Amideo-Lagadas ck.2 | [MK-GR] 400 kV Bitola-Meliti | XFL_BI11_GMELIT11_1:line | -1299 |  | 1600 | -301 | 81 | []
GR_CO_00001 | N-1 400 kV Filippoi-Nea Santa ck.2 | [MK-GR] 400 kV Bitola-Meliti | XFL_BI11_GMELIT11_1:line | -1298 |  | 1600 | -302 | 81 | []
AL_CO_00001 | N-1 400 kV Elbasan 2-Tirana 2 | [MK-GR] 400 kV Bitola-Meliti | XFL_BI11_GMELIT11_1:line | -1293 |  | 1600 | -307 | 81 | []
BG_CO_00001 | N-1 400kV Chervena Mogila - Blagoevgrad ck. 2 | [MK-GR] 400 kV Bitola-Meliti | XFL_BI11_GMELIT11_1:line | -1292 |  | 1600 | -308 | 81 | []
GR_CO_00002 | N-1 400 kV Filippoi-Lagadas ck.2 | [MK-GR] 400 kV Bitola-Meliti | XFL_BI11_GMELIT11_1:line | -1278 |  | 1600 | -322 | 80 | []
BG_GR_CO_00002 | N-1 400 kV Maritsa Iztok-Nea Santa | [MK-GR] 400 kV Bitola-Meliti | XFL_BI11_GMELIT11_1:line | -1239 |  | 1600 | -361 | 77 | []
TR_GR_CO_00001 | N-1 400 kV Babaeski-N Santa | [MK-GR] 400 kV Bitola-Meliti | XFL_BI11_GMELIT11_1:line | -1227 |  | 1600 | -373 | 77 | []
AL_ME_CO_00001 | N-1 400 kV Tirana 2âPodgorica 2 | [MK-GR] 400 kV Bitola-Meliti | XFL_BI11_GMELIT11_1:line | -1220 |  | 1600 | -380 | 76 | []
KS_CO_00001 | N-1 400 kV Kosovo B-Urosevac | [MK-GR] 400 kV Bitola-Meliti | XFL_BI11_GMELIT11_1:line | -1220 |  | 1600 | -380 | 76 | []
RS_CO_00004 | N-1 400 kV Nis 2 âLeskovac 2 | [MK-GR] 400 kV Bitola-Meliti | XFL_BI11_GMELIT11_1:line | -1208 |  | 1600 | -392 | 75 | []
TR_CO_00001 | N-1 400 kV Habitabat NGCC -Babaeski | [MK-GR] 400 kV Bitola-Meliti | XFL_BI11_GMELIT11_1:line | -1203 |  | 1600 | -397 | 75 | []
BG_CO_00016 | N-1 400kV Kozloduy - Sofia Zapad ck.2 | [MK-GR] 400 kV Bitola-Meliti | XFL_BI11_GMELIT11_1:line | -1201 |  | 1600 | -399 | 75 | []
BG_TR_CO_00002 | N-1 400kV Maritsa 3 - Hamitabat 2 | [MK-GR] 400 kV Bitola-Meliti | XFL_BI11_GMELIT11_1:line | -1199 |  | 1600 | -401 | 75 | []
BG_CO_00013 | N-1 400kV Burgas â Maritsa Iztok 2 | [MK-GR] 400 kV Bitola-Meliti | XFL_BI11_GMELIT11_1:line | -1199 |  | 1600 | -401 | 75 | []
BG_TR_CO_00001 | N-1 400kV Maritsa 3 - Hamitabat 1 | [MK-GR] 400 kV Bitola-Meliti | XFL_BI11_GMELIT11_1:line | -1198 |  | 1600 | -402 | 75 | []
RS_KS_CO_00002 | N-1 400 kV Kosovo B-Nis 2 | [MK-GR] 400 kV Bitola-Meliti | XFL_BI11_GMELIT11_1:line | -1198 |  | 1600 | -402 | 75 | []
RS_CO_00003 | N-1 400 kV Vranje 4 âLeskovac 2 | [MK-GR] 400 kV Bitola-Meliti | XFL_BI11_GMELIT11_1:line | -1198 |  | 1600 | -402 | 75 | []
BG_CO_00002 | N-1 400kV Sofia Zapad - Chervena Mogila ck. 2 | [MK-GR] 400 kV Bitola-Meliti | XFL_BI11_GMELIT11_1:line | -1197 |  | 1600 | -403 | 75 | []
BC | Base Case | [MK-GR] 400 kV Bitola-Meliti | XFL_BI11_GMELIT11_1:line | -1196 |  | 1600 | -404 | 75 | []
BG_CO_00010 | N-1 400kV Maritsa Iztok â Maritsa Iztok 3 | [MK-GR] 400 kV Bitola-Meliti | XFL_BI11_GMELIT11_1:line | -1196 |  | 1600 | -404 | 75 | []
BG_CO_00011 | N-1 400kV Maritsa Iztok - Plovdiv | [MK-GR] 400 kV Bitola-Meliti | XFL_BI11_GMELIT11_1:line | -1196 |  | 1600 | -404 | 75 | []
BG_CO_00007 | N-1 400kV Vetren - Chervena Mogila | [MK-GR] 400 kV Bitola-Meliti | XFL_BI11_GMELIT11_1:line | -1196 |  | 1600 | -404 | 75 | []
BG_CO_00009 | N-1 400kV Maritsa Iztok 2Â - Maritsa Iztok 3 | [MK-GR] 400 kV Bitola-Meliti | XFL_BI11_GMELIT11_1:line | -1195 |  | 1600 | -405 | 75 | []
BG_CO_00012 | Â N-1 400kV Varna - Burgas | [MK-GR] 400 kV Bitola-Meliti | XFL_BI11_GMELIT11_1:line | -1195 |  | 1600 | -405 | 75 | []
RS_MK_00001 | N-1 400 kV Vranje 4 -Stip | [MK-GR] 400 kV Bitola-Meliti | XFL_BI11_GMELIT11_1:line | -1189 |  | 1600 | -411 | 74 | []
BG_RS_CO_00001 | N-1 400kV Sofia Zapad - Nis Â | [MK-GR] 400 kV Bitola-Meliti | XFL_BI11_GMELIT11_1:line | -1183 |  | 1600 | -417 | 74 | []
KS_ME_CO_00001 | N-1 400 kV Pec 3-Ribarevina | [MK-GR] 400 kV Bitola-Meliti | XFL_BI11_GMELIT11_1:line | -1182 |  | 1600 | -418 | 74 | []
BG_CO_00006, BG_CO_00008 | N-1 400kV Plovdiv - Vetren , N-1 400kV Plovdiv - Vetren | [MK-GR] 400 kV Bitola-Meliti | XFL_BI11_GMELIT11_1:line | -1173 |  | 1600 | -427 | 73 | []
MK_KS_CO_00001 | N-1 400 kV Skopje 5 âUrosevac | [MK-GR] 400 kV Bitola-Meliti | XFL_BI11_GMELIT11_1:line | -1145 |  | 1600 | -455 | 72 | []
BG_MK_CO_00001 | N-1 400kV Chervena Mogila - Stip Â | [MK-GR] 400 kV Bitola-Meliti | XFL_BI11_GMELIT11_1:line | -1143 |  | 1600 | -457 | 71 | []
GR_CO_00005 | N-1 400 kV Thessaloniki-Lagadas ck.2 | [MK-GR] 400 kV Bitola-Meliti | XFL_BI11_GMELIT11_1:line | -1137 |  | 1600 | -463 | 71 | []
MK_CO_00003 | N-1 400 kV Skopje 4 âSkopje 5 | [MK-GR] 400 kV Bitola-Meliti | XFL_BI11_GMELIT11_1:line | -1128 |  | 1600 | -472 | 70 | []

## 1630Preventive
Detailed results
Generated at: | 2024-02-16 19:16
Business day: | 17.02.2024
Timestamp: | 16:30
Border & direction: | North-Greece Exporting
Horizon: | DA
Remedial actions: | true
Evaluation type: | PREVENTIVE
TTC [MW]: | 2707
Fallback applied | false
Loading threshold | 0.7
Applied RAs
CO ID | RA ID | Name of the RA | Usage | Type | Location | Status
Limiting CNECs
CO ID | Name of the CO | Name of the CNE | CNE UCTE branch | Calculated I (A) | I max (PRE) | I max (CUR) | Margin (A) | Loading (%) | Applicable curative RAs
AL_GR_CO_00001 | N-1 400 kV Zemplak-Kardia | [MK-GR] 400 kV Bitola-Meliti | XFL_BI11_GMELIT11_1:line | -1594 | 1600 | 1600 | -6 | 100 | []
IT_GR_CO_00001 | N-1 400 kV Galatina-Arachthos | [MK-GR] 400 kV Bitola-Meliti | XFL_BI11_GMELIT11_1:line | -1494 | 1600 | 1600 | -106 | 93 | []
AL_CO_00002 | N-1 400 kV Elbasan 2-Zemlak | [MK-GR] 400 kV Bitola-Meliti | XFL_BI11_GMELIT11_1:line | -1492 | 1600 | 1600 | -108 | 93 | []
MK_GR_CO_00002 | N-1 400 kV Dubrovo-Thessaloniki | [MK-GR] 400 kV Bitola-Meliti | XFL_BI11_GMELIT11_1:line | -1470 | 1600 | 1600 | -130 | 92 | []
BG_GR_CO_00001 | N-1 400 kV Blagoevgrad-Thessaloniki | [MK-GR] 400 kV Bitola-Meliti | XFL_BI11_GMELIT11_1:line | -1439 | 1600 | 1600 | -161 | 90 | []
GR_CO_00004 | N-1 400 kV Amideo-Lagadas ck.2 | [MK-GR] 400 kV Bitola-Meliti | XFL_BI11_GMELIT11_1:line | -1419 | 1600 | 1600 | -181 | 89 | []
GR_CO_00001 | N-1 400 kV Filippoi-Nea Santa ck.2 | [MK-GR] 400 kV Bitola-Meliti | XFL_BI11_GMELIT11_1:line | -1407 | 1600 | 1600 | -193 | 88 | []
BG_CO_00001 | N-1 400kV Chervena Mogila - Blagoevgrad ck. 2 | [MK-GR] 400 kV Bitola-Meliti | XFL_BI11_GMELIT11_1:line | -1395 | 1600 | 1600 | -205 | 87 | []
GR_CO_00002 | N-1 400 kV Filippoi-Lagadas ck.2 | [MK-GR] 400 kV Bitola-Meliti | XFL_BI11_GMELIT11_1:line | -1394 | 1600 | 1600 | -206 | 87 | []
KS_CO_00001 | N-1 400 kV Kosovo B-Urosevac | [MK-GR] 400 kV Bitola-Meliti | XFL_BI11_GMELIT11_1:line | -1355 | 1600 | 1600 | -245 | 85 | []
AL_CO_00001 | N-1 400 kV Elbasan 2-Tirana 2 | [MK-GR] 400 kV Bitola-Meliti | XFL_BI11_GMELIT11_1:line | -1351 | 1600 | 1600 | -249 | 84 | []
BG_GR_CO_00002 | N-1 400 kV Maritsa Iztok-Nea Santa | [MK-GR] 400 kV Bitola-Meliti | XFL_BI11_GMELIT11_1:line | -1330 | 1600 | 1600 | -270 | 83 | []
TR_GR_CO_00001 | N-1 400 kV Babaeski-N Santa | [MK-GR] 400 kV Bitola-Meliti | XFL_BI11_GMELIT11_1:line | -1317 | 1600 | 1600 | -283 | 82 | []
MK_KS_CO_00001 | N-1 400 kV Skopje 5 âUrosevac | [MK-GR] 400 kV Bitola-Meliti | XFL_BI11_GMELIT11_1:line | -1315 | 1600 | 1600 | -285 | 82 | []
RS_CO_00004 | N-1 400 kV Nis 2 âLeskovac 2 | [MK-GR] 400 kV Bitola-Meliti | XFL_BI11_GMELIT11_1:line | -1299 | 1600 | 1600 | -301 | 81 | []
KS_ME_CO_00001 | N-1 400 kV Pec 3-Ribarevina | [MK-GR] 400 kV Bitola-Meliti | XFL_BI11_GMELIT11_1:line | -1298 | 1600 | 1600 | -302 | 81 | []
RS_CO_00003 | N-1 400 kV Vranje 4 âLeskovac 2 | [MK-GR] 400 kV Bitola-Meliti | XFL_BI11_GMELIT11_1:line | -1290 | 1600 | 1600 | -310 | 81 | []
TR_CO_00001 | N-1 400 kV Habitabat NGCC -Babaeski | [MK-GR] 400 kV Bitola-Meliti | XFL_BI11_GMELIT11_1:line | -1287 | 1600 | 1600 | -313 | 80 | []
AL_ME_CO_00001 | N-1 400 kV Tirana 2âPodgorica 2 | [MK-GR] 400 kV Bitola-Meliti | XFL_BI11_GMELIT11_1:line | -1287 | 1600 | 1600 | -313 | 80 | []
BG_CO_00016 | N-1 400kV Kozloduy - Sofia Zapad ck.2 | [MK-GR] 400 kV Bitola-Meliti | XFL_BI11_GMELIT11_1:line | -1286 | 1600 | 1600 | -314 | 80 | []
BG_TR_CO_00002 | N-1 400kV Maritsa 3 - Hamitabat 2 | [MK-GR] 400 kV Bitola-Meliti | XFL_BI11_GMELIT11_1:line | -1284 | 1600 | 1600 | -316 | 80 | []
BG_CO_00013 | N-1 400kV Burgas â Maritsa Iztok 2 | [MK-GR] 400 kV Bitola-Meliti | XFL_BI11_GMELIT11_1:line | -1284 | 1600 | 1600 | -316 | 80 | []
RS_MK_00001 | N-1 400 kV Vranje 4 -Stip | [MK-GR] 400 kV Bitola-Meliti | XFL_BI11_GMELIT11_1:line | -1284 | 1600 | 1600 | -316 | 80 | []
BG_TR_CO_00001 | N-1 400kV Maritsa 3 - Hamitabat 1 | [MK-GR] 400 kV Bitola-Meliti | XFL_BI11_GMELIT11_1:line | -1283 | 1600 | 1600 | -317 | 80 | []
BC | Base Case | [MK-GR] 400 kV Bitola-Meliti | XFL_BI11_GMELIT11_1:line | -1281 | 1600 | 1600 | -319 | 80 | []
BG_CO_00002 | N-1 400kV Sofia Zapad - Chervena Mogila ck. 2 | [MK-GR] 400 kV Bitola-Meliti | XFL_BI11_GMELIT11_1:line | -1281 | 1600 | 1600 | -319 | 80 | []
BG_CO_00010 | N-1 400kV Maritsa Iztok â Maritsa Iztok 3 | [MK-GR] 400 kV Bitola-Meliti | XFL_BI11_GMELIT11_1:line | -1281 | 1600 | 1600 | -319 | 80 | []
BG_CO_00009 | N-1 400kV Maritsa Iztok 2Â - Maritsa Iztok 3 | [MK-GR] 400 kV Bitola-Meliti | XFL_BI11_GMELIT11_1:line | -1281 | 1600 | 1600 | -319 | 80 | []
BG_CO_00012 | Â N-1 400kV Varna - Burgas | [MK-GR] 400 kV Bitola-Meliti | XFL_BI11_GMELIT11_1:line | -1280 | 1600 | 1600 | -320 | 80 | []
BG_CO_00011 | N-1 400kV Maritsa Iztok - Plovdiv | [MK-GR] 400 kV Bitola-Meliti | XFL_BI11_GMELIT11_1:line | -1280 | 1600 | 1600 | -320 | 80 | []
BG_CO_00007 | N-1 400kV Vetren - Chervena Mogila | [MK-GR] 400 kV Bitola-Meliti | XFL_BI11_GMELIT11_1:line | -1279 | 1600 | 1600 | -321 | 80 | []
RS_KS_CO_00002 | N-1 400 kV Kosovo B-Nis 2 | [MK-GR] 400 kV Bitola-Meliti | XFL_BI11_GMELIT11_1:line | -1279 | 1600 | 1600 | -321 | 80 | []
BG_CO_00006, BG_CO_00008 | N-1 400kV Plovdiv - Vetren , N-1 400kV Plovdiv - Vetren | [MK-GR] 400 kV Bitola-Meliti | XFL_BI11_GMELIT11_1:line | -1253 | 1600 | 1600 | -347 | 78 | []
BG_RS_CO_00001 | N-1 400kV Sofia Zapad - Nis Â | [MK-GR] 400 kV Bitola-Meliti | XFL_BI11_GMELIT11_1:line | -1251 | 1600 | 1600 | -349 | 78 | []
MK_CO_00003 | N-1 400 kV Skopje 4 âSkopje 5 | [MK-GR] 400 kV Bitola-Meliti | XFL_BI11_GMELIT11_1:line | -1240 | 1600 | 1600 | -360 | 78 | []
GR_CO_00005 | N-1 400 kV Thessaloniki-Lagadas ck.2 | [MK-GR] 400 kV Bitola-Meliti | XFL_BI11_GMELIT11_1:line | -1193 | 1600 | 1600 | -407 | 75 | []
BG_MK_CO_00001 | N-1 400kV Chervena Mogila - Stip Â | [MK-GR] 400 kV Bitola-Meliti | XFL_BI11_GMELIT11_1:line | -1192 | 1600 | 1600 | -408 | 74 | []
MK_CO_00002 | N-1 400 kV Dubrovo âStip | [MK-GR] 400 kV Bitola-Meliti | XFL_BI11_GMELIT11_1:line | -1164 | 1600 | 1600 | -436 | 73 | []

## 1630Curative
Detailed results
Generated at: | 2024-02-16 19:16
Business day: | 17.02.2024
Timestamp: | 16:30
Border & direction: | North-Greece Exporting
Horizon: | DA
Remedial actions: | true
Evaluation type: | CURATIVE
TTC [MW]: | 2707
Fallback applied | false
Loading threshold | 0.7
Applied RAs
CO ID | RA ID | Name of the RA | Usage | Type | Location | Status
Limiting CNECs
CO ID | Name of the CO | Name of the CNE | CNE UCTE branch | Calculated I (A) | I max (PRE) | I max (CUR) | Margin (A) | Loading (%) | Applicable curative RAs
AL_GR_CO_00001 | N-1 400 kV Zemplak-Kardia | [MK-GR] 400 kV Bitola-Meliti | XFL_BI11_GMELIT11_1:line | -1594 |  | 1600 | -6 | 100 | []
IT_GR_CO_00001 | N-1 400 kV Galatina-Arachthos | [MK-GR] 400 kV Bitola-Meliti | XFL_BI11_GMELIT11_1:line | -1494 |  | 1600 | -106 | 93 | []
AL_CO_00002 | N-1 400 kV Elbasan 2-Zemlak | [MK-GR] 400 kV Bitola-Meliti | XFL_BI11_GMELIT11_1:line | -1492 |  | 1600 | -108 | 93 | []
MK_GR_CO_00002 | N-1 400 kV Dubrovo-Thessaloniki | [MK-GR] 400 kV Bitola-Meliti | XFL_BI11_GMELIT11_1:line | -1470 |  | 1600 | -130 | 92 | []
BG_GR_CO_00001 | N-1 400 kV Blagoevgrad-Thessaloniki | [MK-GR] 400 kV Bitola-Meliti | XFL_BI11_GMELIT11_1:line | -1439 |  | 1600 | -161 | 90 | []
GR_CO_00004 | N-1 400 kV Amideo-Lagadas ck.2 | [MK-GR] 400 kV Bitola-Meliti | XFL_BI11_GMELIT11_1:line | -1419 |  | 1600 | -181 | 89 | []
GR_CO_00001 | N-1 400 kV Filippoi-Nea Santa ck.2 | [MK-GR] 400 kV Bitola-Meliti | XFL_BI11_GMELIT11_1:line | -1407 |  | 1600 | -193 | 88 | []
BG_CO_00001 | N-1 400kV Chervena Mogila - Blagoevgrad ck. 2 | [MK-GR] 400 kV Bitola-Meliti | XFL_BI11_GMELIT11_1:line | -1395 |  | 1600 | -205 | 87 | []
GR_CO_00002 | N-1 400 kV Filippoi-Lagadas ck.2 | [MK-GR] 400 kV Bitola-Meliti | XFL_BI11_GMELIT11_1:line | -1394 |  | 1600 | -206 | 87 | []
KS_CO_00001 | N-1 400 kV Kosovo B-Urosevac | [MK-GR] 400 kV Bitola-Meliti | XFL_BI11_GMELIT11_1:line | -1355 |  | 1600 | -245 | 85 | []
AL_CO_00001 | N-1 400 kV Elbasan 2-Tirana 2 | [MK-GR] 400 kV Bitola-Meliti | XFL_BI11_GMELIT11_1:line | -1351 |  | 1600 | -249 | 84 | []
BG_GR_CO_00002 | N-1 400 kV Maritsa Iztok-Nea Santa | [MK-GR] 400 kV Bitola-Meliti | XFL_BI11_GMELIT11_1:line | -1330 |  | 1600 | -270 | 83 | []
TR_GR_CO_00001 | N-1 400 kV Babaeski-N Santa | [MK-GR] 400 kV Bitola-Meliti | XFL_BI11_GMELIT11_1:line | -1317 |  | 1600 | -283 | 82 | []
MK_KS_CO_00001 | N-1 400 kV Skopje 5 âUrosevac | [MK-GR] 400 kV Bitola-Meliti | XFL_BI11_GMELIT11_1:line | -1315 |  | 1600 | -285 | 82 | []
RS_CO_00004 | N-1 400 kV Nis 2 âLeskovac 2 | [MK-GR] 400 kV Bitola-Meliti | XFL_BI11_GMELIT11_1:line | -1299 |  | 1600 | -301 | 81 | []
KS_ME_CO_00001 | N-1 400 kV Pec 3-Ribarevina | [MK-GR] 400 kV Bitola-Meliti | XFL_BI11_GMELIT11_1:line | -1298 |  | 1600 | -302 | 81 | []
RS_CO_00003 | N-1 400 kV Vranje 4 âLeskovac 2 | [MK-GR] 400 kV Bitola-Meliti | XFL_BI11_GMELIT11_1:line | -1290 |  | 1600 | -310 | 81 | []
TR_CO_00001 | N-1 400 kV Habitabat NGCC -Babaeski | [MK-GR] 400 kV Bitola-Meliti | XFL_BI11_GMELIT11_1:line | -1287 |  | 1600 | -313 | 80 | []
AL_ME_CO_00001 | N-1 400 kV Tirana 2âPodgorica 2 | [MK-GR] 400 kV Bitola-Meliti | XFL_BI11_GMELIT11_1:line | -1287 |  | 1600 | -313 | 80 | []
BG_CO_00016 | N-1 400kV Kozloduy - Sofia Zapad ck.2 | [MK-GR] 400 kV Bitola-Meliti | XFL_BI11_GMELIT11_1:line | -1286 |  | 1600 | -314 | 80 | []
BG_TR_CO_00002 | N-1 400kV Maritsa 3 - Hamitabat 2 | [MK-GR] 400 kV Bitola-Meliti | XFL_BI11_GMELIT11_1:line | -1284 |  | 1600 | -316 | 80 | []
BG_CO_00013 | N-1 400kV Burgas â Maritsa Iztok 2 | [MK-GR] 400 kV Bitola-Meliti | XFL_BI11_GMELIT11_1:line | -1284 |  | 1600 | -316 | 80 | []
RS_MK_00001 | N-1 400 kV Vranje 4 -Stip | [MK-GR] 400 kV Bitola-Meliti | XFL_BI11_GMELIT11_1:line | -1284 |  | 1600 | -316 | 80 | []
BG_TR_CO_00001 | N-1 400kV Maritsa 3 - Hamitabat 1 | [MK-GR] 400 kV Bitola-Meliti | XFL_BI11_GMELIT11_1:line | -1283 |  | 1600 | -317 | 80 | []
BC | Base Case | [MK-GR] 400 kV Bitola-Meliti | XFL_BI11_GMELIT11_1:line | -1281 |  | 1600 | -319 | 80 | []
BG_CO_00002 | N-1 400kV Sofia Zapad - Chervena Mogila ck. 2 | [MK-GR] 400 kV Bitola-Meliti | XFL_BI11_GMELIT11_1:line | -1281 |  | 1600 | -319 | 80 | []
BG_CO_00010 | N-1 400kV Maritsa Iztok â Maritsa Iztok 3 | [MK-GR] 400 kV Bitola-Meliti | XFL_BI11_GMELIT11_1:line | -1281 |  | 1600 | -319 | 80 | []
BG_CO_00009 | N-1 400kV Maritsa Iztok 2Â - Maritsa Iztok 3 | [MK-GR] 400 kV Bitola-Meliti | XFL_BI11_GMELIT11_1:line | -1281 |  | 1600 | -319 | 80 | []
BG_CO_00012 | Â N-1 400kV Varna - Burgas | [MK-GR] 400 kV Bitola-Meliti | XFL_BI11_GMELIT11_1:line | -1280 |  | 1600 | -320 | 80 | []
BG_CO_00011 | N-1 400kV Maritsa Iztok - Plovdiv | [MK-GR] 400 kV Bitola-Meliti | XFL_BI11_GMELIT11_1:line | -1280 |  | 1600 | -320 | 80 | []
BG_CO_00007 | N-1 400kV Vetren - Chervena Mogila | [MK-GR] 400 kV Bitola-Meliti | XFL_BI11_GMELIT11_1:line | -1279 |  | 1600 | -321 | 80 | []
RS_KS_CO_00002 | N-1 400 kV Kosovo B-Nis 2 | [MK-GR] 400 kV Bitola-Meliti | XFL_BI11_GMELIT11_1:line | -1279 |  | 1600 | -321 | 80 | []
BG_CO_00006, BG_CO_00008 | N-1 400kV Plovdiv - Vetren , N-1 400kV Plovdiv - Vetren | [MK-GR] 400 kV Bitola-Meliti | XFL_BI11_GMELIT11_1:line | -1253 |  | 1600 | -347 | 78 | []
BG_RS_CO_00001 | N-1 400kV Sofia Zapad - Nis Â | [MK-GR] 400 kV Bitola-Meliti | XFL_BI11_GMELIT11_1:line | -1251 |  | 1600 | -349 | 78 | []
MK_CO_00003 | N-1 400 kV Skopje 4 âSkopje 5 | [MK-GR] 400 kV Bitola-Meliti | XFL_BI11_GMELIT11_1:line | -1240 |  | 1600 | -360 | 78 | []
GR_CO_00005 | N-1 400 kV Thessaloniki-Lagadas ck.2 | [MK-GR] 400 kV Bitola-Meliti | XFL_BI11_GMELIT11_1:line | -1193 |  | 1600 | -407 | 75 | []
BG_MK_CO_00001 | N-1 400kV Chervena Mogila - Stip Â | [MK-GR] 400 kV Bitola-Meliti | XFL_BI11_GMELIT11_1:line | -1192 |  | 1600 | -408 | 74 | []
MK_CO_00002 | N-1 400 kV Dubrovo âStip | [MK-GR] 400 kV Bitola-Meliti | XFL_BI11_GMELIT11_1:line | -1164 |  | 1600 | -436 | 73 | []

## 1730Preventive
Detailed results
Generated at: | 2024-02-16 19:16
Business day: | 17.02.2024
Timestamp: | 17:30
Border & direction: | North-Greece Exporting
Horizon: | DA
Remedial actions: | true
Evaluation type: | PREVENTIVE
TTC [MW]: | 2727
Fallback applied | false
Loading threshold | 0.7
Applied RAs
CO ID | RA ID | Name of the RA | Usage | Type | Location | Status
Limiting CNECs
CO ID | Name of the CO | Name of the CNE | CNE UCTE branch | Calculated I (A) | I max (PRE) | I max (CUR) | Margin (A) | Loading (%) | Applicable curative RAs
AL_GR_CO_00001 | N-1 400 kV Zemplak-Kardia | [MK-GR] 400 kV Bitola-Meliti | XFL_BI11_GMELIT11_1:line | -1600 | 1600 | 1600 | 0 | 100 | []
IT_GR_CO_00001 | N-1 400 kV Galatina-Arachthos | [MK-GR] 400 kV Bitola-Meliti | XFL_BI11_GMELIT11_1:line | -1534 | 1600 | 1600 | -66 | 96 | []
MK_GR_CO_00002 | N-1 400 kV Dubrovo-Thessaloniki | [MK-GR] 400 kV Bitola-Meliti | XFL_BI11_GMELIT11_1:line | -1497 | 1600 | 1600 | -103 | 94 | []
BG_GR_CO_00001 | N-1 400 kV Blagoevgrad-Thessaloniki | [MK-GR] 400 kV Bitola-Meliti | XFL_BI11_GMELIT11_1:line | -1495 | 1600 | 1600 | -105 | 93 | []
AL_CO_00002 | N-1 400 kV Elbasan 2-Zemlak | [MK-GR] 400 kV Bitola-Meliti | XFL_BI11_GMELIT11_1:line | -1495 | 1600 | 1600 | -105 | 93 | []
GR_CO_00004 | N-1 400 kV Amideo-Lagadas ck.2 | [MK-GR] 400 kV Bitola-Meliti | XFL_BI11_GMELIT11_1:line | -1485 | 1600 | 1600 | -115 | 93 | []
GR_CO_00001 | N-1 400 kV Filippoi-Nea Santa ck.2 | [MK-GR] 400 kV Bitola-Meliti | XFL_BI11_GMELIT11_1:line | -1466 | 1600 | 1600 | -134 | 92 | []
GR_CO_00002 | N-1 400 kV Filippoi-Lagadas ck.2 | [MK-GR] 400 kV Bitola-Meliti | XFL_BI11_GMELIT11_1:line | -1460 | 1600 | 1600 | -140 | 91 | []
BG_CO_00001 | N-1 400kV Chervena Mogila - Blagoevgrad ck. 2 | [MK-GR] 400 kV Bitola-Meliti | XFL_BI11_GMELIT11_1:line | -1454 | 1600 | 1600 | -146 | 91 | []
KS_CO_00001 | N-1 400 kV Kosovo B-Urosevac | [MK-GR] 400 kV Bitola-Meliti | XFL_BI11_GMELIT11_1:line | -1404 | 1600 | 1600 | -196 | 88 | []
AL_CO_00001 | N-1 400 kV Elbasan 2-Tirana 2 | [MK-GR] 400 kV Bitola-Meliti | XFL_BI11_GMELIT11_1:line | -1382 | 1600 | 1600 | -218 | 86 | []
MK_KS_CO_00001 | N-1 400 kV Skopje 5 âUrosevac | [MK-GR] 400 kV Bitola-Meliti | XFL_BI11_GMELIT11_1:line | -1373 | 1600 | 1600 | -227 | 86 | []
BG_GR_CO_00002 | N-1 400 kV Maritsa Iztok-Nea Santa | [MK-GR] 400 kV Bitola-Meliti | XFL_BI11_GMELIT11_1:line | -1371 | 1600 | 1600 | -229 | 86 | []
TR_GR_CO_00001 | N-1 400 kV Babaeski-N Santa | [MK-GR] 400 kV Bitola-Meliti | XFL_BI11_GMELIT11_1:line | -1359 | 1600 | 1600 | -241 | 85 | []
KS_ME_CO_00001 | N-1 400 kV Pec 3-Ribarevina | [MK-GR] 400 kV Bitola-Meliti | XFL_BI11_GMELIT11_1:line | -1347 | 1600 | 1600 | -253 | 84 | []
RS_CO_00004 | N-1 400 kV Nis 2 âLeskovac 2 | [MK-GR] 400 kV Bitola-Meliti | XFL_BI11_GMELIT11_1:line | -1338 | 1600 | 1600 | -262 | 84 | []
RS_CO_00003 | N-1 400 kV Vranje 4 âLeskovac 2 | [MK-GR] 400 kV Bitola-Meliti | XFL_BI11_GMELIT11_1:line | -1328 | 1600 | 1600 | -272 | 83 | []
TR_CO_00001 | N-1 400 kV Habitabat NGCC -Babaeski | [MK-GR] 400 kV Bitola-Meliti | XFL_BI11_GMELIT11_1:line | -1326 | 1600 | 1600 | -274 | 83 | []
BG_CO_00016 | N-1 400kV Kozloduy - Sofia Zapad ck.2 | [MK-GR] 400 kV Bitola-Meliti | XFL_BI11_GMELIT11_1:line | -1324 | 1600 | 1600 | -276 | 83 | []
BG_CO_00013 | N-1 400kV Burgas â Maritsa Iztok 2 | [MK-GR] 400 kV Bitola-Meliti | XFL_BI11_GMELIT11_1:line | -1323 | 1600 | 1600 | -277 | 83 | []
BG_TR_CO_00002 | N-1 400kV Maritsa 3 - Hamitabat 2 | [MK-GR] 400 kV Bitola-Meliti | XFL_BI11_GMELIT11_1:line | -1323 | 1600 | 1600 | -277 | 83 | []
BG_TR_CO_00001 | N-1 400kV Maritsa 3 - Hamitabat 1 | [MK-GR] 400 kV Bitola-Meliti | XFL_BI11_GMELIT11_1:line | -1322 | 1600 | 1600 | -278 | 83 | []
AL_ME_CO_00001 | N-1 400 kV Tirana 2âPodgorica 2 | [MK-GR] 400 kV Bitola-Meliti | XFL_BI11_GMELIT11_1:line | -1322 | 1600 | 1600 | -278 | 83 | []
BG_CO_00002 | N-1 400kV Sofia Zapad - Chervena Mogila ck. 2 | [MK-GR] 400 kV Bitola-Meliti | XFL_BI11_GMELIT11_1:line | -1320 | 1600 | 1600 | -280 | 83 | []
RS_MK_00001 | N-1 400 kV Vranje 4 -Stip | [MK-GR] 400 kV Bitola-Meliti | XFL_BI11_GMELIT11_1:line | -1320 | 1600 | 1600 | -280 | 83 | []
BC | Base Case | [MK-GR] 400 kV Bitola-Meliti | XFL_BI11_GMELIT11_1:line | -1320 | 1600 | 1600 | -280 | 82 | []
BG_CO_00009 | N-1 400kV Maritsa Iztok 2Â - Maritsa Iztok 3 | [MK-GR] 400 kV Bitola-Meliti | XFL_BI11_GMELIT11_1:line | -1320 | 1600 | 1600 | -280 | 82 | []
BG_CO_00010 | N-1 400kV Maritsa Iztok â Maritsa Iztok 3 | [MK-GR] 400 kV Bitola-Meliti | XFL_BI11_GMELIT11_1:line | -1320 | 1600 | 1600 | -280 | 82 | []
BG_CO_00012 | Â N-1 400kV Varna - Burgas | [MK-GR] 400 kV Bitola-Meliti | XFL_BI11_GMELIT11_1:line | -1319 | 1600 | 1600 | -281 | 82 | []
BG_CO_00011 | N-1 400kV Maritsa Iztok - Plovdiv | [MK-GR] 400 kV Bitola-Meliti | XFL_BI11_GMELIT11_1:line | -1317 | 1600 | 1600 | -283 | 82 | []
RS_KS_CO_00002 | N-1 400 kV Kosovo B-Nis 2 | [MK-GR] 400 kV Bitola-Meliti | XFL_BI11_GMELIT11_1:line | -1313 | 1600 | 1600 | -287 | 82 | []
MK_CO_00003 | N-1 400 kV Skopje 4 âSkopje 5 | [MK-GR] 400 kV Bitola-Meliti | XFL_BI11_GMELIT11_1:line | -1288 | 1600 | 1600 | -312 | 81 | []
BG_CO_00005, BG_CO_00007 | N-1 400kV Vetren - Chervena Mogila , N-1 400kV Vetren - Chervena Mogila | [MK-GR] 400 kV Bitola-Meliti | XFL_BI11_GMELIT11_1:line | -1287 | 1600 | 1600 | -313 | 80 | []
BG_CO_00006, BG_CO_00008 | N-1 400kV Plovdiv - Vetren , N-1 400kV Plovdiv - Vetren | [MK-GR] 400 kV Bitola-Meliti | XFL_BI11_GMELIT11_1:line | -1287 | 1600 | 1600 | -313 | 80 | []
BG_RS_CO_00001 | N-1 400kV Sofia Zapad - Nis Â | [MK-GR] 400 kV Bitola-Meliti | XFL_BI11_GMELIT11_1:line | -1284 | 1600 | 1600 | -316 | 80 | []
GR_CO_00005 | N-1 400 kV Thessaloniki-Lagadas ck.2 | [MK-GR] 400 kV Bitola-Meliti | XFL_BI11_GMELIT11_1:line | -1206 | 1600 | 1600 | -394 | 75 | []
BG_MK_CO_00001 | N-1 400kV Chervena Mogila - Stip Â | [MK-GR] 400 kV Bitola-Meliti | XFL_BI11_GMELIT11_1:line | -1205 | 1600 | 1600 | -395 | 75 | []
MK_CO_00002 | N-1 400 kV Dubrovo âStip | [MK-GR] 400 kV Bitola-Meliti | XFL_BI11_GMELIT11_1:line | -1178 | 1600 | 1600 | -422 | 74 | []

## 1730Curative
Detailed results
Generated at: | 2024-02-16 19:16
Business day: | 17.02.2024
Timestamp: | 17:30
Border & direction: | North-Greece Exporting
Horizon: | DA
Remedial actions: | true
Evaluation type: | CURATIVE
TTC [MW]: | 2727
Fallback applied | false
Loading threshold | 0.7
Applied RAs
CO ID | RA ID | Name of the RA | Usage | Type | Location | Status
Limiting CNECs
CO ID | Name of the CO | Name of the CNE | CNE UCTE branch | Calculated I (A) | I max (PRE) | I max (CUR) | Margin (A) | Loading (%) | Applicable curative RAs
AL_GR_CO_00001 | N-1 400 kV Zemplak-Kardia | [MK-GR] 400 kV Bitola-Meliti | XFL_BI11_GMELIT11_1:line | -1600 |  | 1600 | 0 | 100 | []
IT_GR_CO_00001 | N-1 400 kV Galatina-Arachthos | [MK-GR] 400 kV Bitola-Meliti | XFL_BI11_GMELIT11_1:line | -1534 |  | 1600 | -66 | 96 | []
MK_GR_CO_00002 | N-1 400 kV Dubrovo-Thessaloniki | [MK-GR] 400 kV Bitola-Meliti | XFL_BI11_GMELIT11_1:line | -1497 |  | 1600 | -103 | 94 | []
BG_GR_CO_00001 | N-1 400 kV Blagoevgrad-Thessaloniki | [MK-GR] 400 kV Bitola-Meliti | XFL_BI11_GMELIT11_1:line | -1495 |  | 1600 | -105 | 93 | []
AL_CO_00002 | N-1 400 kV Elbasan 2-Zemlak | [MK-GR] 400 kV Bitola-Meliti | XFL_BI11_GMELIT11_1:line | -1495 |  | 1600 | -105 | 93 | []
GR_CO_00004 | N-1 400 kV Amideo-Lagadas ck.2 | [MK-GR] 400 kV Bitola-Meliti | XFL_BI11_GMELIT11_1:line | -1485 |  | 1600 | -115 | 93 | []
GR_CO_00001 | N-1 400 kV Filippoi-Nea Santa ck.2 | [MK-GR] 400 kV Bitola-Meliti | XFL_BI11_GMELIT11_1:line | -1466 |  | 1600 | -134 | 92 | []
GR_CO_00002 | N-1 400 kV Filippoi-Lagadas ck.2 | [MK-GR] 400 kV Bitola-Meliti | XFL_BI11_GMELIT11_1:line | -1460 |  | 1600 | -140 | 91 | []
BG_CO_00001 | N-1 400kV Chervena Mogila - Blagoevgrad ck. 2 | [MK-GR] 400 kV Bitola-Meliti | XFL_BI11_GMELIT11_1:line | -1454 |  | 1600 | -146 | 91 | []
KS_CO_00001 | N-1 400 kV Kosovo B-Urosevac | [MK-GR] 400 kV Bitola-Meliti | XFL_BI11_GMELIT11_1:line | -1404 |  | 1600 | -196 | 88 | []
AL_CO_00001 | N-1 400 kV Elbasan 2-Tirana 2 | [MK-GR] 400 kV Bitola-Meliti | XFL_BI11_GMELIT11_1:line | -1382 |  | 1600 | -218 | 86 | []
MK_KS_CO_00001 | N-1 400 kV Skopje 5 âUrosevac | [MK-GR] 400 kV Bitola-Meliti | XFL_BI11_GMELIT11_1:line | -1373 |  | 1600 | -227 | 86 | []
BG_GR_CO_00002 | N-1 400 kV Maritsa Iztok-Nea Santa | [MK-GR] 400 kV Bitola-Meliti | XFL_BI11_GMELIT11_1:line | -1371 |  | 1600 | -229 | 86 | []
TR_GR_CO_00001 | N-1 400 kV Babaeski-N Santa | [MK-GR] 400 kV Bitola-Meliti | XFL_BI11_GMELIT11_1:line | -1359 |  | 1600 | -241 | 85 | []
KS_ME_CO_00001 | N-1 400 kV Pec 3-Ribarevina | [MK-GR] 400 kV Bitola-Meliti | XFL_BI11_GMELIT11_1:line | -1347 |  | 1600 | -253 | 84 | []
RS_CO_00004 | N-1 400 kV Nis 2 âLeskovac 2 | [MK-GR] 400 kV Bitola-Meliti | XFL_BI11_GMELIT11_1:line | -1338 |  | 1600 | -262 | 84 | []
RS_CO_00003 | N-1 400 kV Vranje 4 âLeskovac 2 | [MK-GR] 400 kV Bitola-Meliti | XFL_BI11_GMELIT11_1:line | -1328 |  | 1600 | -272 | 83 | []
TR_CO_00001 | N-1 400 kV Habitabat NGCC -Babaeski | [MK-GR] 400 kV Bitola-Meliti | XFL_BI11_GMELIT11_1:line | -1326 |  | 1600 | -274 | 83 | []
BG_CO_00016 | N-1 400kV Kozloduy - Sofia Zapad ck.2 | [MK-GR] 400 kV Bitola-Meliti | XFL_BI11_GMELIT11_1:line | -1324 |  | 1600 | -276 | 83 | []
BG_CO_00013 | N-1 400kV Burgas â Maritsa Iztok 2 | [MK-GR] 400 kV Bitola-Meliti | XFL_BI11_GMELIT11_1:line | -1323 |  | 1600 | -277 | 83 | []
BG_TR_CO_00002 | N-1 400kV Maritsa 3 - Hamitabat 2 | [MK-GR] 400 kV Bitola-Meliti | XFL_BI11_GMELIT11_1:line | -1323 |  | 1600 | -277 | 83 | []
BG_TR_CO_00001 | N-1 400kV Maritsa 3 - Hamitabat 1 | [MK-GR] 400 kV Bitola-Meliti | XFL_BI11_GMELIT11_1:line | -1322 |  | 1600 | -278 | 83 | []
AL_ME_CO_00001 | N-1 400 kV Tirana 2âPodgorica 2 | [MK-GR] 400 kV Bitola-Meliti | XFL_BI11_GMELIT11_1:line | -1322 |  | 1600 | -278 | 83 | []
BG_CO_00002 | N-1 400kV Sofia Zapad - Chervena Mogila ck. 2 | [MK-GR] 400 kV Bitola-Meliti | XFL_BI11_GMELIT11_1:line | -1320 |  | 1600 | -280 | 83 | []
RS_MK_00001 | N-1 400 kV Vranje 4 -Stip | [MK-GR] 400 kV Bitola-Meliti | XFL_BI11_GMELIT11_1:line | -1320 |  | 1600 | -280 | 83 | []
BC | Base Case | [MK-GR] 400 kV Bitola-Meliti | XFL_BI11_GMELIT11_1:line | -1320 |  | 1600 | -280 | 82 | []
BG_CO_00009 | N-1 400kV Maritsa Iztok 2Â - Maritsa Iztok 3 | [MK-GR] 400 kV Bitola-Meliti | XFL_BI11_GMELIT11_1:line | -1320 |  | 1600 | -280 | 82 | []
BG_CO_00010 | N-1 400kV Maritsa Iztok â Maritsa Iztok 3 | [MK-GR] 400 kV Bitola-Meliti | XFL_BI11_GMELIT11_1:line | -1320 |  | 1600 | -280 | 82 | []
BG_CO_00012 | Â N-1 400kV Varna - Burgas | [MK-GR] 400 kV Bitola-Meliti | XFL_BI11_GMELIT11_1:line | -1319 |  | 1600 | -281 | 82 | []
BG_CO_00011 | N-1 400kV Maritsa Iztok - Plovdiv | [MK-GR] 400 kV Bitola-Meliti | XFL_BI11_GMELIT11_1:line | -1317 |  | 1600 | -283 | 82 | []
RS_KS_CO_00002 | N-1 400 kV Kosovo B-Nis 2 | [MK-GR] 400 kV Bitola-Meliti | XFL_BI11_GMELIT11_1:line | -1313 |  | 1600 | -287 | 82 | []
MK_CO_00003 | N-1 400 kV Skopje 4 âSkopje 5 | [MK-GR] 400 kV Bitola-Meliti | XFL_BI11_GMELIT11_1:line | -1288 |  | 1600 | -312 | 81 | []
BG_CO_00005, BG_CO_00007 | N-1 400kV Vetren - Chervena Mogila , N-1 400kV Vetren - Chervena Mogila | [MK-GR] 400 kV Bitola-Meliti | XFL_BI11_GMELIT11_1:line | -1287 |  | 1600 | -313 | 80 | []
BG_CO_00006, BG_CO_00008 | N-1 400kV Plovdiv - Vetren , N-1 400kV Plovdiv - Vetren | [MK-GR] 400 kV Bitola-Meliti | XFL_BI11_GMELIT11_1:line | -1287 |  | 1600 | -313 | 80 | []
BG_RS_CO_00001 | N-1 400kV Sofia Zapad - Nis Â | [MK-GR] 400 kV Bitola-Meliti | XFL_BI11_GMELIT11_1:line | -1284 |  | 1600 | -316 | 80 | []
GR_CO_00005 | N-1 400 kV Thessaloniki-Lagadas ck.2 | [MK-GR] 400 kV Bitola-Meliti | XFL_BI11_GMELIT11_1:line | -1206 |  | 1600 | -394 | 75 | []
BG_MK_CO_00001 | N-1 400kV Chervena Mogila - Stip Â | [MK-GR] 400 kV Bitola-Meliti | XFL_BI11_GMELIT11_1:line | -1205 |  | 1600 | -395 | 75 | []
MK_CO_00002 | N-1 400 kV Dubrovo âStip | [MK-GR] 400 kV Bitola-Meliti | XFL_BI11_GMELIT11_1:line | -1178 |  | 1600 | -422 | 74 | []

## 1830Preventive
Detailed results
Generated at: | 2024-02-16 19:16
Business day: | 17.02.2024
Timestamp: | 18:30
Border & direction: | North-Greece Exporting
Horizon: | DA
Remedial actions: | true
Evaluation type: | PREVENTIVE
TTC [MW]: | 2682
Fallback applied | false
Loading threshold | 0.7
Applied RAs
CO ID | RA ID | Name of the RA | Usage | Type | Location | Status
Limiting CNECs
CO ID | Name of the CO | Name of the CNE | CNE UCTE branch | Calculated I (A) | I max (PRE) | I max (CUR) | Margin (A) | Loading (%) | Applicable curative RAs
AL_GR_CO_00001 | N-1 400 kV Zemplak-Kardia | [MK-GR] 400 kV Bitola-Meliti | XFL_BI11_GMELIT11_1:line | -1595 | 1600 | 1600 | -5 | 100 | []
IT_GR_CO_00001 | N-1 400 kV Galatina-Arachthos | [MK-GR] 400 kV Bitola-Meliti | XFL_BI11_GMELIT11_1:line | -1525 | 1600 | 1600 | -75 | 95 | []
MK_GR_CO_00002 | N-1 400 kV Dubrovo-Thessaloniki | [MK-GR] 400 kV Bitola-Meliti | XFL_BI11_GMELIT11_1:line | -1492 | 1600 | 1600 | -108 | 93 | []
AL_CO_00002 | N-1 400 kV Elbasan 2-Zemlak | [MK-GR] 400 kV Bitola-Meliti | XFL_BI11_GMELIT11_1:line | -1491 | 1600 | 1600 | -109 | 93 | []
BG_GR_CO_00001 | N-1 400 kV Blagoevgrad-Thessaloniki | [MK-GR] 400 kV Bitola-Meliti | XFL_BI11_GMELIT11_1:line | -1479 | 1600 | 1600 | -121 | 92 | []
GR_CO_00004 | N-1 400 kV Amideo-Lagadas ck.2 | [MK-GR] 400 kV Bitola-Meliti | XFL_BI11_GMELIT11_1:line | -1468 | 1600 | 1600 | -132 | 92 | []
GR_CO_00001 | N-1 400 kV Filippoi-Nea Santa ck.2 | [MK-GR] 400 kV Bitola-Meliti | XFL_BI11_GMELIT11_1:line | -1445 | 1600 | 1600 | -155 | 90 | []
GR_CO_00002 | N-1 400 kV Filippoi-Lagadas ck.2 | [MK-GR] 400 kV Bitola-Meliti | XFL_BI11_GMELIT11_1:line | -1442 | 1600 | 1600 | -158 | 90 | []
BG_CO_00001 | N-1 400kV Chervena Mogila - Blagoevgrad ck. 2 | [MK-GR] 400 kV Bitola-Meliti | XFL_BI11_GMELIT11_1:line | -1434 | 1600 | 1600 | -166 | 90 | []
KS_CO_00001 | N-1 400 kV Kosovo B-Urosevac | [MK-GR] 400 kV Bitola-Meliti | XFL_BI11_GMELIT11_1:line | -1391 | 1600 | 1600 | -209 | 87 | []
AL_CO_00001 | N-1 400 kV Elbasan 2-Tirana 2 | [MK-GR] 400 kV Bitola-Meliti | XFL_BI11_GMELIT11_1:line | -1375 | 1600 | 1600 | -225 | 86 | []
BG_GR_CO_00002 | N-1 400 kV Maritsa Iztok-Nea Santa | [MK-GR] 400 kV Bitola-Meliti | XFL_BI11_GMELIT11_1:line | -1358 | 1600 | 1600 | -242 | 85 | []
MK_KS_CO_00001 | N-1 400 kV Skopje 5 âUrosevac | [MK-GR] 400 kV Bitola-Meliti | XFL_BI11_GMELIT11_1:line | -1354 | 1600 | 1600 | -246 | 85 | []
TR_GR_CO_00001 | N-1 400 kV Babaeski-N Santa | [MK-GR] 400 kV Bitola-Meliti | XFL_BI11_GMELIT11_1:line | -1346 | 1600 | 1600 | -254 | 84 | []
KS_ME_CO_00001 | N-1 400 kV Pec 3-Ribarevina | [MK-GR] 400 kV Bitola-Meliti | XFL_BI11_GMELIT11_1:line | -1336 | 1600 | 1600 | -264 | 83 | []
RS_CO_00004 | N-1 400 kV Nis 2 âLeskovac 2 | [MK-GR] 400 kV Bitola-Meliti | XFL_BI11_GMELIT11_1:line | -1329 | 1600 | 1600 | -271 | 83 | []
RS_CO_00003 | N-1 400 kV Vranje 4 âLeskovac 2 | [MK-GR] 400 kV Bitola-Meliti | XFL_BI11_GMELIT11_1:line | -1318 | 1600 | 1600 | -282 | 82 | []
TR_CO_00001 | N-1 400 kV Habitabat NGCC -Babaeski | [MK-GR] 400 kV Bitola-Meliti | XFL_BI11_GMELIT11_1:line | -1317 | 1600 | 1600 | -283 | 82 | []
BG_CO_00016 | N-1 400kV Kozloduy - Sofia Zapad ck.2 | [MK-GR] 400 kV Bitola-Meliti | XFL_BI11_GMELIT11_1:line | -1314 | 1600 | 1600 | -286 | 82 | []
BG_TR_CO_00002 | N-1 400kV Maritsa 3 - Hamitabat 2 | [MK-GR] 400 kV Bitola-Meliti | XFL_BI11_GMELIT11_1:line | -1313 | 1600 | 1600 | -287 | 82 | []
BG_CO_00013 | N-1 400kV Burgas â Maritsa Iztok 2 | [MK-GR] 400 kV Bitola-Meliti | XFL_BI11_GMELIT11_1:line | -1313 | 1600 | 1600 | -287 | 82 | []
AL_ME_CO_00001 | N-1 400 kV Tirana 2âPodgorica 2 | [MK-GR] 400 kV Bitola-Meliti | XFL_BI11_GMELIT11_1:line | -1313 | 1600 | 1600 | -287 | 82 | []
BG_TR_CO_00001 | N-1 400kV Maritsa 3 - Hamitabat 1 | [MK-GR] 400 kV Bitola-Meliti | XFL_BI11_GMELIT11_1:line | -1312 | 1600 | 1600 | -288 | 82 | []
BG_CO_00002 | N-1 400kV Sofia Zapad - Chervena Mogila ck. 2 | [MK-GR] 400 kV Bitola-Meliti | XFL_BI11_GMELIT11_1:line | -1310 | 1600 | 1600 | -290 | 82 | []
BC | Base Case | [MK-GR] 400 kV Bitola-Meliti | XFL_BI11_GMELIT11_1:line | -1310 | 1600 | 1600 | -290 | 82 | []
BG_CO_00010 | N-1 400kV Maritsa Iztok â Maritsa Iztok 3 | [MK-GR] 400 kV Bitola-Meliti | XFL_BI11_GMELIT11_1:line | -1310 | 1600 | 1600 | -290 | 82 | []
BG_CO_00009 | N-1 400kV Maritsa Iztok 2Â - Maritsa Iztok 3 | [MK-GR] 400 kV Bitola-Meliti | XFL_BI11_GMELIT11_1:line | -1309 | 1600 | 1600 | -291 | 82 | []
RS_MK_00001 | N-1 400 kV Vranje 4 -Stip | [MK-GR] 400 kV Bitola-Meliti | XFL_BI11_GMELIT11_1:line | -1309 | 1600 | 1600 | -291 | 82 | []
BG_CO_00012 | Â N-1 400kV Varna - Burgas | [MK-GR] 400 kV Bitola-Meliti | XFL_BI11_GMELIT11_1:line | -1309 | 1600 | 1600 | -291 | 82 | []
BG_CO_00011 | N-1 400kV Maritsa Iztok - Plovdiv | [MK-GR] 400 kV Bitola-Meliti | XFL_BI11_GMELIT11_1:line | -1307 | 1600 | 1600 | -293 | 82 | []
BG_CO_00007 | N-1 400kV Vetren - Chervena Mogila | [MK-GR] 400 kV Bitola-Meliti | XFL_BI11_GMELIT11_1:line | -1307 | 1600 | 1600 | -293 | 82 | []
RS_KS_CO_00002 | N-1 400 kV Kosovo B-Nis 2 | [MK-GR] 400 kV Bitola-Meliti | XFL_BI11_GMELIT11_1:line | -1304 | 1600 | 1600 | -296 | 82 | []
BG_CO_00006, BG_CO_00008 | N-1 400kV Plovdiv - Vetren , N-1 400kV Plovdiv - Vetren | [MK-GR] 400 kV Bitola-Meliti | XFL_BI11_GMELIT11_1:line | -1278 | 1600 | 1600 | -322 | 80 | []
BG_RS_CO_00001 | N-1 400kV Sofia Zapad - Nis Â | [MK-GR] 400 kV Bitola-Meliti | XFL_BI11_GMELIT11_1:line | -1278 | 1600 | 1600 | -322 | 80 | []
MK_CO_00003 | N-1 400 kV Skopje 4 âSkopje 5 | [MK-GR] 400 kV Bitola-Meliti | XFL_BI11_GMELIT11_1:line | -1274 | 1600 | 1600 | -326 | 80 | []
BG_MK_CO_00001 | N-1 400kV Chervena Mogila - Stip Â | [MK-GR] 400 kV Bitola-Meliti | XFL_BI11_GMELIT11_1:line | -1208 | 1600 | 1600 | -392 | 75 | []
GR_CO_00005 | N-1 400 kV Thessaloniki-Lagadas ck.2 | [MK-GR] 400 kV Bitola-Meliti | XFL_BI11_GMELIT11_1:line | -1201 | 1600 | 1600 | -399 | 75 | []
MK_CO_00002 | N-1 400 kV Dubrovo âStip | [MK-GR] 400 kV Bitola-Meliti | XFL_BI11_GMELIT11_1:line | -1176 | 1600 | 1600 | -424 | 73 | []

## 1830Curative
Detailed results
Generated at: | 2024-02-16 19:16
Business day: | 17.02.2024
Timestamp: | 18:30
Border & direction: | North-Greece Exporting
Horizon: | DA
Remedial actions: | true
Evaluation type: | CURATIVE
TTC [MW]: | 2682
Fallback applied | false
Loading threshold | 0.7
Applied RAs
CO ID | RA ID | Name of the RA | Usage | Type | Location | Status
Limiting CNECs
CO ID | Name of the CO | Name of the CNE | CNE UCTE branch | Calculated I (A) | I max (PRE) | I max (CUR) | Margin (A) | Loading (%) | Applicable curative RAs
AL_GR_CO_00001 | N-1 400 kV Zemplak-Kardia | [MK-GR] 400 kV Bitola-Meliti | XFL_BI11_GMELIT11_1:line | -1595 |  | 1600 | -5 | 100 | []
IT_GR_CO_00001 | N-1 400 kV Galatina-Arachthos | [MK-GR] 400 kV Bitola-Meliti | XFL_BI11_GMELIT11_1:line | -1525 |  | 1600 | -75 | 95 | []
MK_GR_CO_00002 | N-1 400 kV Dubrovo-Thessaloniki | [MK-GR] 400 kV Bitola-Meliti | XFL_BI11_GMELIT11_1:line | -1492 |  | 1600 | -108 | 93 | []
AL_CO_00002 | N-1 400 kV Elbasan 2-Zemlak | [MK-GR] 400 kV Bitola-Meliti | XFL_BI11_GMELIT11_1:line | -1491 |  | 1600 | -109 | 93 | []
BG_GR_CO_00001 | N-1 400 kV Blagoevgrad-Thessaloniki | [MK-GR] 400 kV Bitola-Meliti | XFL_BI11_GMELIT11_1:line | -1479 |  | 1600 | -121 | 92 | []
GR_CO_00004 | N-1 400 kV Amideo-Lagadas ck.2 | [MK-GR] 400 kV Bitola-Meliti | XFL_BI11_GMELIT11_1:line | -1468 |  | 1600 | -132 | 92 | []
GR_CO_00001 | N-1 400 kV Filippoi-Nea Santa ck.2 | [MK-GR] 400 kV Bitola-Meliti | XFL_BI11_GMELIT11_1:line | -1445 |  | 1600 | -155 | 90 | []
GR_CO_00002 | N-1 400 kV Filippoi-Lagadas ck.2 | [MK-GR] 400 kV Bitola-Meliti | XFL_BI11_GMELIT11_1:line | -1442 |  | 1600 | -158 | 90 | []
BG_CO_00001 | N-1 400kV Chervena Mogila - Blagoevgrad ck. 2 | [MK-GR] 400 kV Bitola-Meliti | XFL_BI11_GMELIT11_1:line | -1434 |  | 1600 | -166 | 90 | []
KS_CO_00001 | N-1 400 kV Kosovo B-Urosevac | [MK-GR] 400 kV Bitola-Meliti | XFL_BI11_GMELIT11_1:line | -1391 |  | 1600 | -209 | 87 | []
AL_CO_00001 | N-1 400 kV Elbasan 2-Tirana 2 | [MK-GR] 400 kV Bitola-Meliti | XFL_BI11_GMELIT11_1:line | -1375 |  | 1600 | -225 | 86 | []
BG_GR_CO_00002 | N-1 400 kV Maritsa Iztok-Nea Santa | [MK-GR] 400 kV Bitola-Meliti | XFL_BI11_GMELIT11_1:line | -1358 |  | 1600 | -242 | 85 | []
MK_KS_CO_00001 | N-1 400 kV Skopje 5 âUrosevac | [MK-GR] 400 kV Bitola-Meliti | XFL_BI11_GMELIT11_1:line | -1354 |  | 1600 | -246 | 85 | []
TR_GR_CO_00001 | N-1 400 kV Babaeski-N Santa | [MK-GR] 400 kV Bitola-Meliti | XFL_BI11_GMELIT11_1:line | -1346 |  | 1600 | -254 | 84 | []
KS_ME_CO_00001 | N-1 400 kV Pec 3-Ribarevina | [MK-GR] 400 kV Bitola-Meliti | XFL_BI11_GMELIT11_1:line | -1336 |  | 1600 | -264 | 83 | []
RS_CO_00004 | N-1 400 kV Nis 2 âLeskovac 2 | [MK-GR] 400 kV Bitola-Meliti | XFL_BI11_GMELIT11_1:line | -1329 |  | 1600 | -271 | 83 | []
RS_CO_00003 | N-1 400 kV Vranje 4 âLeskovac 2 | [MK-GR] 400 kV Bitola-Meliti | XFL_BI11_GMELIT11_1:line | -1318 |  | 1600 | -282 | 82 | []
TR_CO_00001 | N-1 400 kV Habitabat NGCC -Babaeski | [MK-GR] 400 kV Bitola-Meliti | XFL_BI11_GMELIT11_1:line | -1317 |  | 1600 | -283 | 82 | []
BG_CO_00016 | N-1 400kV Kozloduy - Sofia Zapad ck.2 | [MK-GR] 400 kV Bitola-Meliti | XFL_BI11_GMELIT11_1:line | -1314 |  | 1600 | -286 | 82 | []
BG_TR_CO_00002 | N-1 400kV Maritsa 3 - Hamitabat 2 | [MK-GR] 400 kV Bitola-Meliti | XFL_BI11_GMELIT11_1:line | -1313 |  | 1600 | -287 | 82 | []
BG_CO_00013 | N-1 400kV Burgas â Maritsa Iztok 2 | [MK-GR] 400 kV Bitola-Meliti | XFL_BI11_GMELIT11_1:line | -1313 |  | 1600 | -287 | 82 | []
AL_ME_CO_00001 | N-1 400 kV Tirana 2âPodgorica 2 | [MK-GR] 400 kV Bitola-Meliti | XFL_BI11_GMELIT11_1:line | -1313 |  | 1600 | -287 | 82 | []
BG_TR_CO_00001 | N-1 400kV Maritsa 3 - Hamitabat 1 | [MK-GR] 400 kV Bitola-Meliti | XFL_BI11_GMELIT11_1:line | -1312 |  | 1600 | -288 | 82 | []
BG_CO_00002 | N-1 400kV Sofia Zapad - Chervena Mogila ck. 2 | [MK-GR] 400 kV Bitola-Meliti | XFL_BI11_GMELIT11_1:line | -1310 |  | 1600 | -290 | 82 | []
BC | Base Case | [MK-GR] 400 kV Bitola-Meliti | XFL_BI11_GMELIT11_1:line | -1310 |  | 1600 | -290 | 82 | []
BG_CO_00010 | N-1 400kV Maritsa Iztok â Maritsa Iztok 3 | [MK-GR] 400 kV Bitola-Meliti | XFL_BI11_GMELIT11_1:line | -1310 |  | 1600 | -290 | 82 | []
BG_CO_00009 | N-1 400kV Maritsa Iztok 2Â - Maritsa Iztok 3 | [MK-GR] 400 kV Bitola-Meliti | XFL_BI11_GMELIT11_1:line | -1309 |  | 1600 | -291 | 82 | []
RS_MK_00001 | N-1 400 kV Vranje 4 -Stip | [MK-GR] 400 kV Bitola-Meliti | XFL_BI11_GMELIT11_1:line | -1309 |  | 1600 | -291 | 82 | []
BG_CO_00012 | Â N-1 400kV Varna - Burgas | [MK-GR] 400 kV Bitola-Meliti | XFL_BI11_GMELIT11_1:line | -1309 |  | 1600 | -291 | 82 | []
BG_CO_00011 | N-1 400kV Maritsa Iztok - Plovdiv | [MK-GR] 400 kV Bitola-Meliti | XFL_BI11_GMELIT11_1:line | -1307 |  | 1600 | -293 | 82 | []
BG_CO_00007 | N-1 400kV Vetren - Chervena Mogila | [MK-GR] 400 kV Bitola-Meliti | XFL_BI11_GMELIT11_1:line | -1307 |  | 1600 | -293 | 82 | []
RS_KS_CO_00002 | N-1 400 kV Kosovo B-Nis 2 | [MK-GR] 400 kV Bitola-Meliti | XFL_BI11_GMELIT11_1:line | -1304 |  | 1600 | -296 | 82 | []
BG_CO_00006, BG_CO_00008 | N-1 400kV Plovdiv - Vetren , N-1 400kV Plovdiv - Vetren | [MK-GR] 400 kV Bitola-Meliti | XFL_BI11_GMELIT11_1:line | -1278 |  | 1600 | -322 | 80 | []
BG_RS_CO_00001 | N-1 400kV Sofia Zapad - Nis Â | [MK-GR] 400 kV Bitola-Meliti | XFL_BI11_GMELIT11_1:line | -1278 |  | 1600 | -322 | 80 | []
MK_CO_00003 | N-1 400 kV Skopje 4 âSkopje 5 | [MK-GR] 400 kV Bitola-Meliti | XFL_BI11_GMELIT11_1:line | -1274 |  | 1600 | -326 | 80 | []
BG_MK_CO_00001 | N-1 400kV Chervena Mogila - Stip Â | [MK-GR] 400 kV Bitola-Meliti | XFL_BI11_GMELIT11_1:line | -1208 |  | 1600 | -392 | 75 | []
GR_CO_00005 | N-1 400 kV Thessaloniki-Lagadas ck.2 | [MK-GR] 400 kV Bitola-Meliti | XFL_BI11_GMELIT11_1:line | -1201 |  | 1600 | -399 | 75 | []
MK_CO_00002 | N-1 400 kV Dubrovo âStip | [MK-GR] 400 kV Bitola-Meliti | XFL_BI11_GMELIT11_1:line | -1176 |  | 1600 | -424 | 73 | []

## 1930Preventive
Detailed results
Generated at: | 2024-02-16 19:16
Business day: | 17.02.2024
Timestamp: | 19:30
Border & direction: | North-Greece Exporting
Horizon: | DA
Remedial actions: | true
Evaluation type: | PREVENTIVE
TTC [MW]: | 2631
Fallback applied | false
Loading threshold | 0.7
Applied RAs
CO ID | RA ID | Name of the RA | Usage | Type | Location | Status
Limiting CNECs
CO ID | Name of the CO | Name of the CNE | CNE UCTE branch | Calculated I (A) | I max (PRE) | I max (CUR) | Margin (A) | Loading (%) | Applicable curative RAs
AL_GR_CO_00001 | N-1 400 kV Zemplak-Kardia | [MK-GR] 400 kV Bitola-Meliti | XFL_BI11_GMELIT11_1:line | -1599 | 1600 | 1600 | -1 | 100 | []
IT_GR_CO_00001 | N-1 400 kV Galatina-Arachthos | [MK-GR] 400 kV Bitola-Meliti | XFL_BI11_GMELIT11_1:line | -1517 | 1600 | 1600 | -83 | 95 | []
AL_CO_00002 | N-1 400 kV Elbasan 2-Zemlak | [MK-GR] 400 kV Bitola-Meliti | XFL_BI11_GMELIT11_1:line | -1492 | 1600 | 1600 | -108 | 93 | []
MK_GR_CO_00002 | N-1 400 kV Dubrovo-Thessaloniki | [MK-GR] 400 kV Bitola-Meliti | XFL_BI11_GMELIT11_1:line | -1490 | 1600 | 1600 | -110 | 93 | []
BG_GR_CO_00001 | N-1 400 kV Blagoevgrad-Thessaloniki | [MK-GR] 400 kV Bitola-Meliti | XFL_BI11_GMELIT11_1:line | -1464 | 1600 | 1600 | -136 | 92 | []
GR_CO_00004 | N-1 400 kV Amideo-Lagadas ck.2 | [MK-GR] 400 kV Bitola-Meliti | XFL_BI11_GMELIT11_1:line | -1453 | 1600 | 1600 | -147 | 91 | []
GR_CO_00001 | N-1 400 kV Filippoi-Nea Santa ck.2 | [MK-GR] 400 kV Bitola-Meliti | XFL_BI11_GMELIT11_1:line | -1425 | 1600 | 1600 | -175 | 89 | []
GR_CO_00002 | N-1 400 kV Filippoi-Lagadas ck.2 | [MK-GR] 400 kV Bitola-Meliti | XFL_BI11_GMELIT11_1:line | -1425 | 1600 | 1600 | -175 | 89 | []
BG_CO_00001 | N-1 400kV Chervena Mogila - Blagoevgrad ck. 2 | [MK-GR] 400 kV Bitola-Meliti | XFL_BI11_GMELIT11_1:line | -1424 | 1600 | 1600 | -176 | 89 | []
KS_CO_00001 | N-1 400 kV Kosovo B-Urosevac | [MK-GR] 400 kV Bitola-Meliti | XFL_BI11_GMELIT11_1:line | -1381 | 1600 | 1600 | -219 | 86 | []
AL_CO_00001 | N-1 400 kV Elbasan 2-Tirana 2 | [MK-GR] 400 kV Bitola-Meliti | XFL_BI11_GMELIT11_1:line | -1370 | 1600 | 1600 | -230 | 86 | []
BG_GR_CO_00002 | N-1 400 kV Maritsa Iztok-Nea Santa | [MK-GR] 400 kV Bitola-Meliti | XFL_BI11_GMELIT11_1:line | -1348 | 1600 | 1600 | -252 | 84 | []
MK_KS_CO_00001 | N-1 400 kV Skopje 5 âUrosevac | [MK-GR] 400 kV Bitola-Meliti | XFL_BI11_GMELIT11_1:line | -1343 | 1600 | 1600 | -257 | 84 | []
TR_GR_CO_00001 | N-1 400 kV Babaeski-N Santa | [MK-GR] 400 kV Bitola-Meliti | XFL_BI11_GMELIT11_1:line | -1337 | 1600 | 1600 | -263 | 84 | []
KS_ME_CO_00001 | N-1 400 kV Pec 3-Ribarevina | [MK-GR] 400 kV Bitola-Meliti | XFL_BI11_GMELIT11_1:line | -1326 | 1600 | 1600 | -274 | 83 | []
RS_CO_00004 | N-1 400 kV Nis 2 âLeskovac 2 | [MK-GR] 400 kV Bitola-Meliti | XFL_BI11_GMELIT11_1:line | -1322 | 1600 | 1600 | -278 | 83 | []
TR_CO_00001 | N-1 400 kV Habitabat NGCC -Babaeski | [MK-GR] 400 kV Bitola-Meliti | XFL_BI11_GMELIT11_1:line | -1311 | 1600 | 1600 | -289 | 82 | []
RS_CO_00003 | N-1 400 kV Vranje 4 âLeskovac 2 | [MK-GR] 400 kV Bitola-Meliti | XFL_BI11_GMELIT11_1:line | -1310 | 1600 | 1600 | -290 | 82 | []
BG_CO_00016 | N-1 400kV Kozloduy - Sofia Zapad ck.2 | [MK-GR] 400 kV Bitola-Meliti | XFL_BI11_GMELIT11_1:line | -1308 | 1600 | 1600 | -292 | 82 | []
AL_ME_CO_00001 | N-1 400 kV Tirana 2âPodgorica 2 | [MK-GR] 400 kV Bitola-Meliti | XFL_BI11_GMELIT11_1:line | -1308 | 1600 | 1600 | -292 | 82 | []
BG_TR_CO_00002 | N-1 400kV Maritsa 3 - Hamitabat 2 | [MK-GR] 400 kV Bitola-Meliti | XFL_BI11_GMELIT11_1:line | -1306 | 1600 | 1600 | -294 | 82 | []
BG_CO_00013 | N-1 400kV Burgas â Maritsa Iztok 2 | [MK-GR] 400 kV Bitola-Meliti | XFL_BI11_GMELIT11_1:line | -1306 | 1600 | 1600 | -294 | 82 | []
BG_TR_CO_00001 | N-1 400kV Maritsa 3 - Hamitabat 1 | [MK-GR] 400 kV Bitola-Meliti | XFL_BI11_GMELIT11_1:line | -1305 | 1600 | 1600 | -295 | 82 | []
BG_CO_00002 | N-1 400kV Sofia Zapad - Chervena Mogila ck. 2 | [MK-GR] 400 kV Bitola-Meliti | XFL_BI11_GMELIT11_1:line | -1304 | 1600 | 1600 | -296 | 81 | []
BC | Base Case | [MK-GR] 400 kV Bitola-Meliti | XFL_BI11_GMELIT11_1:line | -1304 | 1600 | 1600 | -296 | 81 | []
BG_CO_00010 | N-1 400kV Maritsa Iztok â Maritsa Iztok 3 | [MK-GR] 400 kV Bitola-Meliti | XFL_BI11_GMELIT11_1:line | -1304 | 1600 | 1600 | -296 | 81 | []
BG_CO_00009 | N-1 400kV Maritsa Iztok 2Â - Maritsa Iztok 3 | [MK-GR] 400 kV Bitola-Meliti | XFL_BI11_GMELIT11_1:line | -1302 | 1600 | 1600 | -298 | 81 | []
BG_CO_00012 | Â N-1 400kV Varna - Burgas | [MK-GR] 400 kV Bitola-Meliti | XFL_BI11_GMELIT11_1:line | -1302 | 1600 | 1600 | -298 | 81 | []
BG_CO_00011 | N-1 400kV Maritsa Iztok - Plovdiv | [MK-GR] 400 kV Bitola-Meliti | XFL_BI11_GMELIT11_1:line | -1302 | 1600 | 1600 | -298 | 81 | []
RS_MK_00001 | N-1 400 kV Vranje 4 -Stip | [MK-GR] 400 kV Bitola-Meliti | XFL_BI11_GMELIT11_1:line | -1302 | 1600 | 1600 | -298 | 81 | []
BG_CO_00007 | N-1 400kV Vetren - Chervena Mogila | [MK-GR] 400 kV Bitola-Meliti | XFL_BI11_GMELIT11_1:line | -1301 | 1600 | 1600 | -299 | 81 | []
RS_KS_CO_00002 | N-1 400 kV Kosovo B-Nis 2 | [MK-GR] 400 kV Bitola-Meliti | XFL_BI11_GMELIT11_1:line | -1298 | 1600 | 1600 | -302 | 81 | []
BG_RS_CO_00001 | N-1 400kV Sofia Zapad - Nis Â | [MK-GR] 400 kV Bitola-Meliti | XFL_BI11_GMELIT11_1:line | -1276 | 1600 | 1600 | -324 | 80 | []
BG_CO_00006, BG_CO_00008 | N-1 400kV Plovdiv - Vetren , N-1 400kV Plovdiv - Vetren | [MK-GR] 400 kV Bitola-Meliti | XFL_BI11_GMELIT11_1:line | -1275 | 1600 | 1600 | -325 | 80 | []
MK_CO_00003 | N-1 400 kV Skopje 4 âSkopje 5 | [MK-GR] 400 kV Bitola-Meliti | XFL_BI11_GMELIT11_1:line | -1264 | 1600 | 1600 | -336 | 79 | []
BG_MK_CO_00001 | N-1 400kV Chervena Mogila - Stip Â | [MK-GR] 400 kV Bitola-Meliti | XFL_BI11_GMELIT11_1:line | -1213 | 1600 | 1600 | -387 | 76 | []
GR_CO_00005 | N-1 400 kV Thessaloniki-Lagadas ck.2 | [MK-GR] 400 kV Bitola-Meliti | XFL_BI11_GMELIT11_1:line | -1201 | 1600 | 1600 | -399 | 75 | []
MK_CO_00002 | N-1 400 kV Dubrovo âStip | [MK-GR] 400 kV Bitola-Meliti | XFL_BI11_GMELIT11_1:line | -1177 | 1600 | 1600 | -423 | 74 | []

## 1930Curative
Detailed results
Generated at: | 2024-02-16 19:16
Business day: | 17.02.2024
Timestamp: | 19:30
Border & direction: | North-Greece Exporting
Horizon: | DA
Remedial actions: | true
Evaluation type: | CURATIVE
TTC [MW]: | 2631
Fallback applied | false
Loading threshold | 0.7
Applied RAs
CO ID | RA ID | Name of the RA | Usage | Type | Location | Status
Limiting CNECs
CO ID | Name of the CO | Name of the CNE | CNE UCTE branch | Calculated I (A) | I max (PRE) | I max (CUR) | Margin (A) | Loading (%) | Applicable curative RAs
AL_GR_CO_00001 | N-1 400 kV Zemplak-Kardia | [MK-GR] 400 kV Bitola-Meliti | XFL_BI11_GMELIT11_1:line | -1599 |  | 1600 | -1 | 100 | []
IT_GR_CO_00001 | N-1 400 kV Galatina-Arachthos | [MK-GR] 400 kV Bitola-Meliti | XFL_BI11_GMELIT11_1:line | -1517 |  | 1600 | -83 | 95 | []
AL_CO_00002 | N-1 400 kV Elbasan 2-Zemlak | [MK-GR] 400 kV Bitola-Meliti | XFL_BI11_GMELIT11_1:line | -1492 |  | 1600 | -108 | 93 | []
MK_GR_CO_00002 | N-1 400 kV Dubrovo-Thessaloniki | [MK-GR] 400 kV Bitola-Meliti | XFL_BI11_GMELIT11_1:line | -1490 |  | 1600 | -110 | 93 | []
BG_GR_CO_00001 | N-1 400 kV Blagoevgrad-Thessaloniki | [MK-GR] 400 kV Bitola-Meliti | XFL_BI11_GMELIT11_1:line | -1464 |  | 1600 | -136 | 92 | []
GR_CO_00004 | N-1 400 kV Amideo-Lagadas ck.2 | [MK-GR] 400 kV Bitola-Meliti | XFL_BI11_GMELIT11_1:line | -1453 |  | 1600 | -147 | 91 | []
GR_CO_00001 | N-1 400 kV Filippoi-Nea Santa ck.2 | [MK-GR] 400 kV Bitola-Meliti | XFL_BI11_GMELIT11_1:line | -1425 |  | 1600 | -175 | 89 | []
GR_CO_00002 | N-1 400 kV Filippoi-Lagadas ck.2 | [MK-GR] 400 kV Bitola-Meliti | XFL_BI11_GMELIT11_1:line | -1425 |  | 1600 | -175 | 89 | []
BG_CO_00001 | N-1 400kV Chervena Mogila - Blagoevgrad ck. 2 | [MK-GR] 400 kV Bitola-Meliti | XFL_BI11_GMELIT11_1:line | -1424 |  | 1600 | -176 | 89 | []
KS_CO_00001 | N-1 400 kV Kosovo B-Urosevac | [MK-GR] 400 kV Bitola-Meliti | XFL_BI11_GMELIT11_1:line | -1381 |  | 1600 | -219 | 86 | []
AL_CO_00001 | N-1 400 kV Elbasan 2-Tirana 2 | [MK-GR] 400 kV Bitola-Meliti | XFL_BI11_GMELIT11_1:line | -1370 |  | 1600 | -230 | 86 | []
BG_GR_CO_00002 | N-1 400 kV Maritsa Iztok-Nea Santa | [MK-GR] 400 kV Bitola-Meliti | XFL_BI11_GMELIT11_1:line | -1348 |  | 1600 | -252 | 84 | []
MK_KS_CO_00001 | N-1 400 kV Skopje 5 âUrosevac | [MK-GR] 400 kV Bitola-Meliti | XFL_BI11_GMELIT11_1:line | -1343 |  | 1600 | -257 | 84 | []
TR_GR_CO_00001 | N-1 400 kV Babaeski-N Santa | [MK-GR] 400 kV Bitola-Meliti | XFL_BI11_GMELIT11_1:line | -1337 |  | 1600 | -263 | 84 | []
KS_ME_CO_00001 | N-1 400 kV Pec 3-Ribarevina | [MK-GR] 400 kV Bitola-Meliti | XFL_BI11_GMELIT11_1:line | -1326 |  | 1600 | -274 | 83 | []
RS_CO_00004 | N-1 400 kV Nis 2 âLeskovac 2 | [MK-GR] 400 kV Bitola-Meliti | XFL_BI11_GMELIT11_1:line | -1322 |  | 1600 | -278 | 83 | []
TR_CO_00001 | N-1 400 kV Habitabat NGCC -Babaeski | [MK-GR] 400 kV Bitola-Meliti | XFL_BI11_GMELIT11_1:line | -1311 |  | 1600 | -289 | 82 | []
RS_CO_00003 | N-1 400 kV Vranje 4 âLeskovac 2 | [MK-GR] 400 kV Bitola-Meliti | XFL_BI11_GMELIT11_1:line | -1310 |  | 1600 | -290 | 82 | []
BG_CO_00016 | N-1 400kV Kozloduy - Sofia Zapad ck.2 | [MK-GR] 400 kV Bitola-Meliti | XFL_BI11_GMELIT11_1:line | -1308 |  | 1600 | -292 | 82 | []
AL_ME_CO_00001 | N-1 400 kV Tirana 2âPodgorica 2 | [MK-GR] 400 kV Bitola-Meliti | XFL_BI11_GMELIT11_1:line | -1308 |  | 1600 | -292 | 82 | []
BG_TR_CO_00002 | N-1 400kV Maritsa 3 - Hamitabat 2 | [MK-GR] 400 kV Bitola-Meliti | XFL_BI11_GMELIT11_1:line | -1306 |  | 1600 | -294 | 82 | []
BG_CO_00013 | N-1 400kV Burgas â Maritsa Iztok 2 | [MK-GR] 400 kV Bitola-Meliti | XFL_BI11_GMELIT11_1:line | -1306 |  | 1600 | -294 | 82 | []
BG_TR_CO_00001 | N-1 400kV Maritsa 3 - Hamitabat 1 | [MK-GR] 400 kV Bitola-Meliti | XFL_BI11_GMELIT11_1:line | -1305 |  | 1600 | -295 | 82 | []
BG_CO_00002 | N-1 400kV Sofia Zapad - Chervena Mogila ck. 2 | [MK-GR] 400 kV Bitola-Meliti | XFL_BI11_GMELIT11_1:line | -1304 |  | 1600 | -296 | 81 | []
BC | Base Case | [MK-GR] 400 kV Bitola-Meliti | XFL_BI11_GMELIT11_1:line | -1304 |  | 1600 | -296 | 81 | []
BG_CO_00010 | N-1 400kV Maritsa Iztok â Maritsa Iztok 3 | [MK-GR] 400 kV Bitola-Meliti | XFL_BI11_GMELIT11_1:line | -1304 |  | 1600 | -296 | 81 | []
BG_CO_00009 | N-1 400kV Maritsa Iztok 2Â - Maritsa Iztok 3 | [MK-GR] 400 kV Bitola-Meliti | XFL_BI11_GMELIT11_1:line | -1302 |  | 1600 | -298 | 81 | []
BG_CO_00012 | Â N-1 400kV Varna - Burgas | [MK-GR] 400 kV Bitola-Meliti | XFL_BI11_GMELIT11_1:line | -1302 |  | 1600 | -298 | 81 | []
BG_CO_00011 | N-1 400kV Maritsa Iztok - Plovdiv | [MK-GR] 400 kV Bitola-Meliti | XFL_BI11_GMELIT11_1:line | -1302 |  | 1600 | -298 | 81 | []
RS_MK_00001 | N-1 400 kV Vranje 4 -Stip | [MK-GR] 400 kV Bitola-Meliti | XFL_BI11_GMELIT11_1:line | -1302 |  | 1600 | -298 | 81 | []
BG_CO_00007 | N-1 400kV Vetren - Chervena Mogila | [MK-GR] 400 kV Bitola-Meliti | XFL_BI11_GMELIT11_1:line | -1301 |  | 1600 | -299 | 81 | []
RS_KS_CO_00002 | N-1 400 kV Kosovo B-Nis 2 | [MK-GR] 400 kV Bitola-Meliti | XFL_BI11_GMELIT11_1:line | -1298 |  | 1600 | -302 | 81 | []
BG_RS_CO_00001 | N-1 400kV Sofia Zapad - Nis Â | [MK-GR] 400 kV Bitola-Meliti | XFL_BI11_GMELIT11_1:line | -1276 |  | 1600 | -324 | 80 | []
BG_CO_00006, BG_CO_00008 | N-1 400kV Plovdiv - Vetren , N-1 400kV Plovdiv - Vetren | [MK-GR] 400 kV Bitola-Meliti | XFL_BI11_GMELIT11_1:line | -1275 |  | 1600 | -325 | 80 | []
MK_CO_00003 | N-1 400 kV Skopje 4 âSkopje 5 | [MK-GR] 400 kV Bitola-Meliti | XFL_BI11_GMELIT11_1:line | -1264 |  | 1600 | -336 | 79 | []
BG_MK_CO_00001 | N-1 400kV Chervena Mogila - Stip Â | [MK-GR] 400 kV Bitola-Meliti | XFL_BI11_GMELIT11_1:line | -1213 |  | 1600 | -387 | 76 | []
GR_CO_00005 | N-1 400 kV Thessaloniki-Lagadas ck.2 | [MK-GR] 400 kV Bitola-Meliti | XFL_BI11_GMELIT11_1:line | -1201 |  | 1600 | -399 | 75 | []
MK_CO_00002 | N-1 400 kV Dubrovo âStip | [MK-GR] 400 kV Bitola-Meliti | XFL_BI11_GMELIT11_1:line | -1177 |  | 1600 | -423 | 74 | []

## 2030Preventive
Detailed results
Generated at: | 2024-02-16 19:16
Business day: | 17.02.2024
Timestamp: | 20:30
Border & direction: | North-Greece Exporting
Horizon: | DA
Remedial actions: | true
Evaluation type: | PREVENTIVE
TTC [MW]: | 2612
Fallback applied | false
Loading threshold | 0.7
Applied RAs
CO ID | RA ID | Name of the RA | Usage | Type | Location | Status
Limiting CNECs
CO ID | Name of the CO | Name of the CNE | CNE UCTE branch | Calculated I (A) | I max (PRE) | I max (CUR) | Margin (A) | Loading (%) | Applicable curative RAs
AL_GR_CO_00001 | N-1 400 kV Zemplak-Kardia | [MK-GR] 400 kV Bitola-Meliti | XFL_BI11_GMELIT11_1:line | -1592 | 1600 | 1600 | -8 | 100 | []
IT_GR_CO_00001 | N-1 400 kV Galatina-Arachthos | [MK-GR] 400 kV Bitola-Meliti | XFL_BI11_GMELIT11_1:line | -1516 | 1600 | 1600 | -84 | 95 | []
MK_GR_CO_00002 | N-1 400 kV Dubrovo-Thessaloniki | [MK-GR] 400 kV Bitola-Meliti | XFL_BI11_GMELIT11_1:line | -1495 | 1600 | 1600 | -105 | 93 | []
AL_CO_00002 | N-1 400 kV Elbasan 2-Zemlak | [MK-GR] 400 kV Bitola-Meliti | XFL_BI11_GMELIT11_1:line | -1488 | 1600 | 1600 | -112 | 93 | []
BG_GR_CO_00001 | N-1 400 kV Blagoevgrad-Thessaloniki | [MK-GR] 400 kV Bitola-Meliti | XFL_BI11_GMELIT11_1:line | -1450 | 1600 | 1600 | -150 | 91 | []
GR_CO_00004 | N-1 400 kV Amideo-Lagadas ck.2 | [MK-GR] 400 kV Bitola-Meliti | XFL_BI11_GMELIT11_1:line | -1442 | 1600 | 1600 | -158 | 90 | []
GR_CO_00001 | N-1 400 kV Filippoi-Nea Santa ck.2 | [MK-GR] 400 kV Bitola-Meliti | XFL_BI11_GMELIT11_1:line | -1420 | 1600 | 1600 | -180 | 89 | []
GR_CO_00002 | N-1 400 kV Filippoi-Lagadas ck.2 | [MK-GR] 400 kV Bitola-Meliti | XFL_BI11_GMELIT11_1:line | -1414 | 1600 | 1600 | -186 | 88 | []
BG_CO_00001 | N-1 400kV Chervena Mogila - Blagoevgrad ck. 2 | [MK-GR] 400 kV Bitola-Meliti | XFL_BI11_GMELIT11_1:line | -1407 | 1600 | 1600 | -193 | 88 | []
KS_CO_00001 | N-1 400 kV Kosovo B-Urosevac | [MK-GR] 400 kV Bitola-Meliti | XFL_BI11_GMELIT11_1:line | -1399 | 1600 | 1600 | -201 | 87 | []
MK_KS_CO_00001 | N-1 400 kV Skopje 5 âUrosevac | [MK-GR] 400 kV Bitola-Meliti | XFL_BI11_GMELIT11_1:line | -1374 | 1600 | 1600 | -226 | 86 | []
AL_CO_00001 | N-1 400 kV Elbasan 2-Tirana 2 | [MK-GR] 400 kV Bitola-Meliti | XFL_BI11_GMELIT11_1:line | -1365 | 1600 | 1600 | -235 | 85 | []
BG_GR_CO_00002 | N-1 400 kV Maritsa Iztok-Nea Santa | [MK-GR] 400 kV Bitola-Meliti | XFL_BI11_GMELIT11_1:line | -1347 | 1600 | 1600 | -253 | 84 | []
TR_GR_CO_00001 | N-1 400 kV Babaeski-N Santa | [MK-GR] 400 kV Bitola-Meliti | XFL_BI11_GMELIT11_1:line | -1338 | 1600 | 1600 | -262 | 84 | []
KS_ME_CO_00001 | N-1 400 kV Pec 3-Ribarevina | [MK-GR] 400 kV Bitola-Meliti | XFL_BI11_GMELIT11_1:line | -1328 | 1600 | 1600 | -272 | 83 | []
RS_CO_00004 | N-1 400 kV Nis 2 âLeskovac 2 | [MK-GR] 400 kV Bitola-Meliti | XFL_BI11_GMELIT11_1:line | -1326 | 1600 | 1600 | -274 | 83 | []
RS_CO_00003 | N-1 400 kV Vranje 4 âLeskovac 2 | [MK-GR] 400 kV Bitola-Meliti | XFL_BI11_GMELIT11_1:line | -1316 | 1600 | 1600 | -284 | 82 | []
TR_CO_00001 | N-1 400 kV Habitabat NGCC -Babaeski | [MK-GR] 400 kV Bitola-Meliti | XFL_BI11_GMELIT11_1:line | -1311 | 1600 | 1600 | -289 | 82 | []
RS_MK_00001 | N-1 400 kV Vranje 4 -Stip | [MK-GR] 400 kV Bitola-Meliti | XFL_BI11_GMELIT11_1:line | -1309 | 1600 | 1600 | -291 | 82 | []
BG_CO_00016 | N-1 400kV Kozloduy - Sofia Zapad ck.2 | [MK-GR] 400 kV Bitola-Meliti | XFL_BI11_GMELIT11_1:line | -1309 | 1600 | 1600 | -291 | 82 | []
BG_TR_CO_00002 | N-1 400kV Maritsa 3 - Hamitabat 2 | [MK-GR] 400 kV Bitola-Meliti | XFL_BI11_GMELIT11_1:line | -1305 | 1600 | 1600 | -295 | 82 | []
BG_TR_CO_00001 | N-1 400kV Maritsa 3 - Hamitabat 1 | [MK-GR] 400 kV Bitola-Meliti | XFL_BI11_GMELIT11_1:line | -1305 | 1600 | 1600 | -295 | 82 | []
BG_CO_00013 | N-1 400kV Burgas â Maritsa Iztok 2 | [MK-GR] 400 kV Bitola-Meliti | XFL_BI11_GMELIT11_1:line | -1304 | 1600 | 1600 | -296 | 81 | []
BC | Base Case | [MK-GR] 400 kV Bitola-Meliti | XFL_BI11_GMELIT11_1:line | -1304 | 1600 | 1600 | -296 | 81 | []
BG_CO_00010 | N-1 400kV Maritsa Iztok â Maritsa Iztok 3 | [MK-GR] 400 kV Bitola-Meliti | XFL_BI11_GMELIT11_1:line | -1303 | 1600 | 1600 | -297 | 81 | []
AL_ME_CO_00001 | N-1 400 kV Tirana 2âPodgorica 2 | [MK-GR] 400 kV Bitola-Meliti | XFL_BI11_GMELIT11_1:line | -1303 | 1600 | 1600 | -297 | 81 | []
BG_CO_00002 | N-1 400kV Sofia Zapad - Chervena Mogila ck. 2 | [MK-GR] 400 kV Bitola-Meliti | XFL_BI11_GMELIT11_1:line | -1303 | 1600 | 1600 | -297 | 81 | []
BG_CO_00011 | N-1 400kV Maritsa Iztok - Plovdiv | [MK-GR] 400 kV Bitola-Meliti | XFL_BI11_GMELIT11_1:line | -1303 | 1600 | 1600 | -297 | 81 | []
RS_KS_CO_00002 | N-1 400 kV Kosovo B-Nis 2 | [MK-GR] 400 kV Bitola-Meliti | XFL_BI11_GMELIT11_1:line | -1302 | 1600 | 1600 | -298 | 81 | []
BG_CO_00012 | Â N-1 400kV Varna - Burgas | [MK-GR] 400 kV Bitola-Meliti | XFL_BI11_GMELIT11_1:line | -1301 | 1600 | 1600 | -299 | 81 | []
BG_CO_00009 | N-1 400kV Maritsa Iztok 2Â - Maritsa Iztok 3 | [MK-GR] 400 kV Bitola-Meliti | XFL_BI11_GMELIT11_1:line | -1300 | 1600 | 1600 | -300 | 81 | []
BG_CO_00005, BG_CO_00007 | N-1 400kV Vetren - Chervena Mogila , N-1 400kV Vetren - Chervena Mogila | [MK-GR] 400 kV Bitola-Meliti | XFL_BI11_GMELIT11_1:line | -1275 | 1600 | 1600 | -325 | 80 | []
BG_CO_00006, BG_CO_00008 | N-1 400kV Plovdiv - Vetren , N-1 400kV Plovdiv - Vetren | [MK-GR] 400 kV Bitola-Meliti | XFL_BI11_GMELIT11_1:line | -1275 | 1600 | 1600 | -325 | 80 | []
BG_RS_CO_00001 | N-1 400kV Sofia Zapad - Nis Â | [MK-GR] 400 kV Bitola-Meliti | XFL_BI11_GMELIT11_1:line | -1273 | 1600 | 1600 | -327 | 80 | []
MK_CO_00003 | N-1 400 kV Skopje 4 âSkopje 5 | [MK-GR] 400 kV Bitola-Meliti | XFL_BI11_GMELIT11_1:line | -1267 | 1600 | 1600 | -333 | 79 | []
BG_MK_CO_00001 | N-1 400kV Chervena Mogila - Stip Â | [MK-GR] 400 kV Bitola-Meliti | XFL_BI11_GMELIT11_1:line | -1228 | 1600 | 1600 | -372 | 77 | []
GR_CO_00005 | N-1 400 kV Thessaloniki-Lagadas ck.2 | [MK-GR] 400 kV Bitola-Meliti | XFL_BI11_GMELIT11_1:line | -1212 | 1600 | 1600 | -388 | 76 | []
MK_CO_00002 | N-1 400 kV Dubrovo âStip | [MK-GR] 400 kV Bitola-Meliti | XFL_BI11_GMELIT11_1:line | -1199 | 1600 | 1600 | -401 | 75 | []

## 2030Curative
Detailed results
Generated at: | 2024-02-16 19:16
Business day: | 17.02.2024
Timestamp: | 20:30
Border & direction: | North-Greece Exporting
Horizon: | DA
Remedial actions: | true
Evaluation type: | CURATIVE
TTC [MW]: | 2612
Fallback applied | false
Loading threshold | 0.7
Applied RAs
CO ID | RA ID | Name of the RA | Usage | Type | Location | Status
Limiting CNECs
CO ID | Name of the CO | Name of the CNE | CNE UCTE branch | Calculated I (A) | I max (PRE) | I max (CUR) | Margin (A) | Loading (%) | Applicable curative RAs
AL_GR_CO_00001 | N-1 400 kV Zemplak-Kardia | [MK-GR] 400 kV Bitola-Meliti | XFL_BI11_GMELIT11_1:line | -1592 |  | 1600 | -8 | 100 | []
IT_GR_CO_00001 | N-1 400 kV Galatina-Arachthos | [MK-GR] 400 kV Bitola-Meliti | XFL_BI11_GMELIT11_1:line | -1516 |  | 1600 | -84 | 95 | []
MK_GR_CO_00002 | N-1 400 kV Dubrovo-Thessaloniki | [MK-GR] 400 kV Bitola-Meliti | XFL_BI11_GMELIT11_1:line | -1495 |  | 1600 | -105 | 93 | []
AL_CO_00002 | N-1 400 kV Elbasan 2-Zemlak | [MK-GR] 400 kV Bitola-Meliti | XFL_BI11_GMELIT11_1:line | -1488 |  | 1600 | -112 | 93 | []
BG_GR_CO_00001 | N-1 400 kV Blagoevgrad-Thessaloniki | [MK-GR] 400 kV Bitola-Meliti | XFL_BI11_GMELIT11_1:line | -1450 |  | 1600 | -150 | 91 | []
GR_CO_00004 | N-1 400 kV Amideo-Lagadas ck.2 | [MK-GR] 400 kV Bitola-Meliti | XFL_BI11_GMELIT11_1:line | -1442 |  | 1600 | -158 | 90 | []
GR_CO_00001 | N-1 400 kV Filippoi-Nea Santa ck.2 | [MK-GR] 400 kV Bitola-Meliti | XFL_BI11_GMELIT11_1:line | -1420 |  | 1600 | -180 | 89 | []
GR_CO_00002 | N-1 400 kV Filippoi-Lagadas ck.2 | [MK-GR] 400 kV Bitola-Meliti | XFL_BI11_GMELIT11_1:line | -1414 |  | 1600 | -186 | 88 | []
BG_CO_00001 | N-1 400kV Chervena Mogila - Blagoevgrad ck. 2 | [MK-GR] 400 kV Bitola-Meliti | XFL_BI11_GMELIT11_1:line | -1407 |  | 1600 | -193 | 88 | []
KS_CO_00001 | N-1 400 kV Kosovo B-Urosevac | [MK-GR] 400 kV Bitola-Meliti | XFL_BI11_GMELIT11_1:line | -1399 |  | 1600 | -201 | 87 | []
MK_KS_CO_00001 | N-1 400 kV Skopje 5 âUrosevac | [MK-GR] 400 kV Bitola-Meliti | XFL_BI11_GMELIT11_1:line | -1374 |  | 1600 | -226 | 86 | []
AL_CO_00001 | N-1 400 kV Elbasan 2-Tirana 2 | [MK-GR] 400 kV Bitola-Meliti | XFL_BI11_GMELIT11_1:line | -1365 |  | 1600 | -235 | 85 | []
BG_GR_CO_00002 | N-1 400 kV Maritsa Iztok-Nea Santa | [MK-GR] 400 kV Bitola-Meliti | XFL_BI11_GMELIT11_1:line | -1347 |  | 1600 | -253 | 84 | []
TR_GR_CO_00001 | N-1 400 kV Babaeski-N Santa | [MK-GR] 400 kV Bitola-Meliti | XFL_BI11_GMELIT11_1:line | -1338 |  | 1600 | -262 | 84 | []
KS_ME_CO_00001 | N-1 400 kV Pec 3-Ribarevina | [MK-GR] 400 kV Bitola-Meliti | XFL_BI11_GMELIT11_1:line | -1328 |  | 1600 | -272 | 83 | []
RS_CO_00004 | N-1 400 kV Nis 2 âLeskovac 2 | [MK-GR] 400 kV Bitola-Meliti | XFL_BI11_GMELIT11_1:line | -1326 |  | 1600 | -274 | 83 | []
RS_CO_00003 | N-1 400 kV Vranje 4 âLeskovac 2 | [MK-GR] 400 kV Bitola-Meliti | XFL_BI11_GMELIT11_1:line | -1316 |  | 1600 | -284 | 82 | []
TR_CO_00001 | N-1 400 kV Habitabat NGCC -Babaeski | [MK-GR] 400 kV Bitola-Meliti | XFL_BI11_GMELIT11_1:line | -1311 |  | 1600 | -289 | 82 | []
RS_MK_00001 | N-1 400 kV Vranje 4 -Stip | [MK-GR] 400 kV Bitola-Meliti | XFL_BI11_GMELIT11_1:line | -1309 |  | 1600 | -291 | 82 | []
BG_CO_00016 | N-1 400kV Kozloduy - Sofia Zapad ck.2 | [MK-GR] 400 kV Bitola-Meliti | XFL_BI11_GMELIT11_1:line | -1309 |  | 1600 | -291 | 82 | []
BG_TR_CO_00002 | N-1 400kV Maritsa 3 - Hamitabat 2 | [MK-GR] 400 kV Bitola-Meliti | XFL_BI11_GMELIT11_1:line | -1305 |  | 1600 | -295 | 82 | []
BG_TR_CO_00001 | N-1 400kV Maritsa 3 - Hamitabat 1 | [MK-GR] 400 kV Bitola-Meliti | XFL_BI11_GMELIT11_1:line | -1305 |  | 1600 | -295 | 82 | []
BG_CO_00013 | N-1 400kV Burgas â Maritsa Iztok 2 | [MK-GR] 400 kV Bitola-Meliti | XFL_BI11_GMELIT11_1:line | -1304 |  | 1600 | -296 | 81 | []
BC | Base Case | [MK-GR] 400 kV Bitola-Meliti | XFL_BI11_GMELIT11_1:line | -1304 |  | 1600 | -296 | 81 | []
BG_CO_00010 | N-1 400kV Maritsa Iztok â Maritsa Iztok 3 | [MK-GR] 400 kV Bitola-Meliti | XFL_BI11_GMELIT11_1:line | -1303 |  | 1600 | -297 | 81 | []
AL_ME_CO_00001 | N-1 400 kV Tirana 2âPodgorica 2 | [MK-GR] 400 kV Bitola-Meliti | XFL_BI11_GMELIT11_1:line | -1303 |  | 1600 | -297 | 81 | []
BG_CO_00002 | N-1 400kV Sofia Zapad - Chervena Mogila ck. 2 | [MK-GR] 400 kV Bitola-Meliti | XFL_BI11_GMELIT11_1:line | -1303 |  | 1600 | -297 | 81 | []
BG_CO_00011 | N-1 400kV Maritsa Iztok - Plovdiv | [MK-GR] 400 kV Bitola-Meliti | XFL_BI11_GMELIT11_1:line | -1303 |  | 1600 | -297 | 81 | []
RS_KS_CO_00002 | N-1 400 kV Kosovo B-Nis 2 | [MK-GR] 400 kV Bitola-Meliti | XFL_BI11_GMELIT11_1:line | -1302 |  | 1600 | -298 | 81 | []
BG_CO_00012 | Â N-1 400kV Varna - Burgas | [MK-GR] 400 kV Bitola-Meliti | XFL_BI11_GMELIT11_1:line | -1301 |  | 1600 | -299 | 81 | []
BG_CO_00009 | N-1 400kV Maritsa Iztok 2Â - Maritsa Iztok 3 | [MK-GR] 400 kV Bitola-Meliti | XFL_BI11_GMELIT11_1:line | -1300 |  | 1600 | -300 | 81 | []
BG_CO_00005, BG_CO_00007 | N-1 400kV Vetren - Chervena Mogila , N-1 400kV Vetren - Chervena Mogila | [MK-GR] 400 kV Bitola-Meliti | XFL_BI11_GMELIT11_1:line | -1275 |  | 1600 | -325 | 80 | []
BG_CO_00006, BG_CO_00008 | N-1 400kV Plovdiv - Vetren , N-1 400kV Plovdiv - Vetren | [MK-GR] 400 kV Bitola-Meliti | XFL_BI11_GMELIT11_1:line | -1275 |  | 1600 | -325 | 80 | []
BG_RS_CO_00001 | N-1 400kV Sofia Zapad - Nis Â | [MK-GR] 400 kV Bitola-Meliti | XFL_BI11_GMELIT11_1:line | -1273 |  | 1600 | -327 | 80 | []
MK_CO_00003 | N-1 400 kV Skopje 4 âSkopje 5 | [MK-GR] 400 kV Bitola-Meliti | XFL_BI11_GMELIT11_1:line | -1267 |  | 1600 | -333 | 79 | []
BG_MK_CO_00001 | N-1 400kV Chervena Mogila - Stip Â | [MK-GR] 400 kV Bitola-Meliti | XFL_BI11_GMELIT11_1:line | -1228 |  | 1600 | -372 | 77 | []
GR_CO_00005 | N-1 400 kV Thessaloniki-Lagadas ck.2 | [MK-GR] 400 kV Bitola-Meliti | XFL_BI11_GMELIT11_1:line | -1212 |  | 1600 | -388 | 76 | []
MK_CO_00002 | N-1 400 kV Dubrovo âStip | [MK-GR] 400 kV Bitola-Meliti | XFL_BI11_GMELIT11_1:line | -1199 |  | 1600 | -401 | 75 | []

## 2130Preventive
Detailed results
Generated at: | 2024-02-16 19:16
Business day: | 17.02.2024
Timestamp: | 21:30
Border & direction: | North-Greece Exporting
Horizon: | DA
Remedial actions: | true
Evaluation type: | PREVENTIVE
TTC [MW]: | 2699
Fallback applied | false
Loading threshold | 0.7
Applied RAs
CO ID | RA ID | Name of the RA | Usage | Type | Location | Status
Limiting CNECs
CO ID | Name of the CO | Name of the CNE | CNE UCTE branch | Calculated I (A) | I max (PRE) | I max (CUR) | Margin (A) | Loading (%) | Applicable curative RAs
AL_GR_CO_00001 | N-1 400 kV Zemplak-Kardia | [MK-GR] 400 kV Bitola-Meliti | XFL_BI11_GMELIT11_1:line | -1600 | 1600 | 1600 | 0 | 100 | []
IT_GR_CO_00001 | N-1 400 kV Galatina-Arachthos | [MK-GR] 400 kV Bitola-Meliti | XFL_BI11_GMELIT11_1:line | -1532 | 1600 | 1600 | -68 | 96 | []
MK_GR_CO_00002 | N-1 400 kV Dubrovo-Thessaloniki | [MK-GR] 400 kV Bitola-Meliti | XFL_BI11_GMELIT11_1:line | -1513 | 1600 | 1600 | -87 | 95 | []
AL_CO_00002 | N-1 400 kV Elbasan 2-Zemlak | [MK-GR] 400 kV Bitola-Meliti | XFL_BI11_GMELIT11_1:line | -1503 | 1600 | 1600 | -97 | 94 | []
BG_GR_CO_00001 | N-1 400 kV Blagoevgrad-Thessaloniki | [MK-GR] 400 kV Bitola-Meliti | XFL_BI11_GMELIT11_1:line | -1471 | 1600 | 1600 | -129 | 92 | []
GR_CO_00004 | N-1 400 kV Amideo-Lagadas ck.2 | [MK-GR] 400 kV Bitola-Meliti | XFL_BI11_GMELIT11_1:line | -1454 | 1600 | 1600 | -146 | 91 | []
GR_CO_00001 | N-1 400 kV Filippoi-Nea Santa ck.2 | [MK-GR] 400 kV Bitola-Meliti | XFL_BI11_GMELIT11_1:line | -1446 | 1600 | 1600 | -154 | 90 | []
KS_CO_00001 | N-1 400 kV Kosovo B-Urosevac | [MK-GR] 400 kV Bitola-Meliti | XFL_BI11_GMELIT11_1:line | -1431 | 1600 | 1600 | -169 | 89 | []
GR_CO_00002 | N-1 400 kV Filippoi-Lagadas ck.2 | [MK-GR] 400 kV Bitola-Meliti | XFL_BI11_GMELIT11_1:line | -1429 | 1600 | 1600 | -171 | 89 | []
BG_CO_00001 | N-1 400kV Chervena Mogila - Blagoevgrad ck. 2 | [MK-GR] 400 kV Bitola-Meliti | XFL_BI11_GMELIT11_1:line | -1417 | 1600 | 1600 | -183 | 89 | []
MK_KS_CO_00001 | N-1 400 kV Skopje 5 âUrosevac | [MK-GR] 400 kV Bitola-Meliti | XFL_BI11_GMELIT11_1:line | -1413 | 1600 | 1600 | -187 | 88 | []
AL_CO_00001 | N-1 400 kV Elbasan 2-Tirana 2 | [MK-GR] 400 kV Bitola-Meliti | XFL_BI11_GMELIT11_1:line | -1373 | 1600 | 1600 | -227 | 86 | []
BG_GR_CO_00002 | N-1 400 kV Maritsa Iztok-Nea Santa | [MK-GR] 400 kV Bitola-Meliti | XFL_BI11_GMELIT11_1:line | -1368 | 1600 | 1600 | -232 | 86 | []
TR_GR_CO_00001 | N-1 400 kV Babaeski-N Santa | [MK-GR] 400 kV Bitola-Meliti | XFL_BI11_GMELIT11_1:line | -1357 | 1600 | 1600 | -243 | 85 | []
KS_ME_CO_00001 | N-1 400 kV Pec 3-Ribarevina | [MK-GR] 400 kV Bitola-Meliti | XFL_BI11_GMELIT11_1:line | -1351 | 1600 | 1600 | -249 | 84 | []
RS_CO_00004 | N-1 400 kV Nis 2 âLeskovac 2 | [MK-GR] 400 kV Bitola-Meliti | XFL_BI11_GMELIT11_1:line | -1347 | 1600 | 1600 | -253 | 84 | []
RS_CO_00003 | N-1 400 kV Vranje 4 âLeskovac 2 | [MK-GR] 400 kV Bitola-Meliti | XFL_BI11_GMELIT11_1:line | -1338 | 1600 | 1600 | -262 | 84 | []
RS_MK_00001 | N-1 400 kV Vranje 4 -Stip | [MK-GR] 400 kV Bitola-Meliti | XFL_BI11_GMELIT11_1:line | -1333 | 1600 | 1600 | -267 | 83 | []
TR_CO_00001 | N-1 400 kV Habitabat NGCC -Babaeski | [MK-GR] 400 kV Bitola-Meliti | XFL_BI11_GMELIT11_1:line | -1326 | 1600 | 1600 | -274 | 83 | []
BG_CO_00016 | N-1 400kV Kozloduy - Sofia Zapad ck.2 | [MK-GR] 400 kV Bitola-Meliti | XFL_BI11_GMELIT11_1:line | -1324 | 1600 | 1600 | -276 | 83 | []
BG_TR_CO_00002 | N-1 400kV Maritsa 3 - Hamitabat 2 | [MK-GR] 400 kV Bitola-Meliti | XFL_BI11_GMELIT11_1:line | -1321 | 1600 | 1600 | -279 | 83 | []
RS_KS_CO_00002 | N-1 400 kV Kosovo B-Nis 2 | [MK-GR] 400 kV Bitola-Meliti | XFL_BI11_GMELIT11_1:line | -1320 | 1600 | 1600 | -280 | 83 | []
BG_TR_CO_00001 | N-1 400kV Maritsa 3 - Hamitabat 1 | [MK-GR] 400 kV Bitola-Meliti | XFL_BI11_GMELIT11_1:line | -1320 | 1600 | 1600 | -280 | 83 | []
BC | Base Case | [MK-GR] 400 kV Bitola-Meliti | XFL_BI11_GMELIT11_1:line | -1319 | 1600 | 1600 | -281 | 82 | []
BG_CO_00010 | N-1 400kV Maritsa Iztok â Maritsa Iztok 3 | [MK-GR] 400 kV Bitola-Meliti | XFL_BI11_GMELIT11_1:line | -1318 | 1600 | 1600 | -282 | 82 | []
BG_CO_00011 | N-1 400kV Maritsa Iztok - Plovdiv | [MK-GR] 400 kV Bitola-Meliti | XFL_BI11_GMELIT11_1:line | -1317 | 1600 | 1600 | -283 | 82 | []
BG_CO_00013 | N-1 400kV Burgas â Maritsa Iztok 2 | [MK-GR] 400 kV Bitola-Meliti | XFL_BI11_GMELIT11_1:line | -1317 | 1600 | 1600 | -283 | 82 | []
BG_CO_00002 | N-1 400kV Sofia Zapad - Chervena Mogila ck. 2 | [MK-GR] 400 kV Bitola-Meliti | XFL_BI11_GMELIT11_1:line | -1317 | 1600 | 1600 | -283 | 82 | []
BG_CO_00012 | Â N-1 400kV Varna - Burgas | [MK-GR] 400 kV Bitola-Meliti | XFL_BI11_GMELIT11_1:line | -1314 | 1600 | 1600 | -286 | 82 | []
BG_CO_00009 | N-1 400kV Maritsa Iztok 2Â - Maritsa Iztok 3 | [MK-GR] 400 kV Bitola-Meliti | XFL_BI11_GMELIT11_1:line | -1314 | 1600 | 1600 | -286 | 82 | []
AL_ME_CO_00001 | N-1 400 kV Tirana 2âPodgorica 2 | [MK-GR] 400 kV Bitola-Meliti | XFL_BI11_GMELIT11_1:line | -1309 | 1600 | 1600 | -291 | 82 | []
BG_CO_00005, BG_CO_00007 | N-1 400kV Vetren - Chervena Mogila , N-1 400kV Vetren - Chervena Mogila | [MK-GR] 400 kV Bitola-Meliti | XFL_BI11_GMELIT11_1:line | -1287 | 1600 | 1600 | -313 | 80 | []
BG_CO_00006, BG_CO_00008 | N-1 400kV Plovdiv - Vetren , N-1 400kV Plovdiv - Vetren | [MK-GR] 400 kV Bitola-Meliti | XFL_BI11_GMELIT11_1:line | -1286 | 1600 | 1600 | -314 | 80 | []
MK_CO_00003 | N-1 400 kV Skopje 4 âSkopje 5 | [MK-GR] 400 kV Bitola-Meliti | XFL_BI11_GMELIT11_1:line | -1286 | 1600 | 1600 | -314 | 80 | []
BG_RS_CO_00001 | N-1 400kV Sofia Zapad - Nis Â | [MK-GR] 400 kV Bitola-Meliti | XFL_BI11_GMELIT11_1:line | -1280 | 1600 | 1600 | -320 | 80 | []
BG_MK_CO_00001 | N-1 400kV Chervena Mogila - Stip Â | [MK-GR] 400 kV Bitola-Meliti | XFL_BI11_GMELIT11_1:line | -1239 | 1600 | 1600 | -361 | 77 | []
GR_CO_00005 | N-1 400 kV Thessaloniki-Lagadas ck.2 | [MK-GR] 400 kV Bitola-Meliti | XFL_BI11_GMELIT11_1:line | -1232 | 1600 | 1600 | -368 | 77 | []
MK_CO_00002 | N-1 400 kV Dubrovo âStip | [MK-GR] 400 kV Bitola-Meliti | XFL_BI11_GMELIT11_1:line | -1223 | 1600 | 1600 | -377 | 76 | []

## 2130Curative
Detailed results
Generated at: | 2024-02-16 19:16
Business day: | 17.02.2024
Timestamp: | 21:30
Border & direction: | North-Greece Exporting
Horizon: | DA
Remedial actions: | true
Evaluation type: | CURATIVE
TTC [MW]: | 2699
Fallback applied | false
Loading threshold | 0.7
Applied RAs
CO ID | RA ID | Name of the RA | Usage | Type | Location | Status
Limiting CNECs
CO ID | Name of the CO | Name of the CNE | CNE UCTE branch | Calculated I (A) | I max (PRE) | I max (CUR) | Margin (A) | Loading (%) | Applicable curative RAs
AL_GR_CO_00001 | N-1 400 kV Zemplak-Kardia | [MK-GR] 400 kV Bitola-Meliti | XFL_BI11_GMELIT11_1:line | -1600 |  | 1600 | 0 | 100 | []
IT_GR_CO_00001 | N-1 400 kV Galatina-Arachthos | [MK-GR] 400 kV Bitola-Meliti | XFL_BI11_GMELIT11_1:line | -1532 |  | 1600 | -68 | 96 | []
MK_GR_CO_00002 | N-1 400 kV Dubrovo-Thessaloniki | [MK-GR] 400 kV Bitola-Meliti | XFL_BI11_GMELIT11_1:line | -1513 |  | 1600 | -87 | 95 | []
AL_CO_00002 | N-1 400 kV Elbasan 2-Zemlak | [MK-GR] 400 kV Bitola-Meliti | XFL_BI11_GMELIT11_1:line | -1503 |  | 1600 | -97 | 94 | []
BG_GR_CO_00001 | N-1 400 kV Blagoevgrad-Thessaloniki | [MK-GR] 400 kV Bitola-Meliti | XFL_BI11_GMELIT11_1:line | -1471 |  | 1600 | -129 | 92 | []
GR_CO_00004 | N-1 400 kV Amideo-Lagadas ck.2 | [MK-GR] 400 kV Bitola-Meliti | XFL_BI11_GMELIT11_1:line | -1454 |  | 1600 | -146 | 91 | []
GR_CO_00001 | N-1 400 kV Filippoi-Nea Santa ck.2 | [MK-GR] 400 kV Bitola-Meliti | XFL_BI11_GMELIT11_1:line | -1446 |  | 1600 | -154 | 90 | []
KS_CO_00001 | N-1 400 kV Kosovo B-Urosevac | [MK-GR] 400 kV Bitola-Meliti | XFL_BI11_GMELIT11_1:line | -1431 |  | 1600 | -169 | 89 | []
GR_CO_00002 | N-1 400 kV Filippoi-Lagadas ck.2 | [MK-GR] 400 kV Bitola-Meliti | XFL_BI11_GMELIT11_1:line | -1429 |  | 1600 | -171 | 89 | []
BG_CO_00001 | N-1 400kV Chervena Mogila - Blagoevgrad ck. 2 | [MK-GR] 400 kV Bitola-Meliti | XFL_BI11_GMELIT11_1:line | -1417 |  | 1600 | -183 | 89 | []
MK_KS_CO_00001 | N-1 400 kV Skopje 5 âUrosevac | [MK-GR] 400 kV Bitola-Meliti | XFL_BI11_GMELIT11_1:line | -1413 |  | 1600 | -187 | 88 | []
AL_CO_00001 | N-1 400 kV Elbasan 2-Tirana 2 | [MK-GR] 400 kV Bitola-Meliti | XFL_BI11_GMELIT11_1:line | -1373 |  | 1600 | -227 | 86 | []
BG_GR_CO_00002 | N-1 400 kV Maritsa Iztok-Nea Santa | [MK-GR] 400 kV Bitola-Meliti | XFL_BI11_GMELIT11_1:line | -1368 |  | 1600 | -232 | 86 | []
TR_GR_CO_00001 | N-1 400 kV Babaeski-N Santa | [MK-GR] 400 kV Bitola-Meliti | XFL_BI11_GMELIT11_1:line | -1357 |  | 1600 | -243 | 85 | []
KS_ME_CO_00001 | N-1 400 kV Pec 3-Ribarevina | [MK-GR] 400 kV Bitola-Meliti | XFL_BI11_GMELIT11_1:line | -1351 |  | 1600 | -249 | 84 | []
RS_CO_00004 | N-1 400 kV Nis 2 âLeskovac 2 | [MK-GR] 400 kV Bitola-Meliti | XFL_BI11_GMELIT11_1:line | -1347 |  | 1600 | -253 | 84 | []
RS_CO_00003 | N-1 400 kV Vranje 4 âLeskovac 2 | [MK-GR] 400 kV Bitola-Meliti | XFL_BI11_GMELIT11_1:line | -1338 |  | 1600 | -262 | 84 | []
RS_MK_00001 | N-1 400 kV Vranje 4 -Stip | [MK-GR] 400 kV Bitola-Meliti | XFL_BI11_GMELIT11_1:line | -1333 |  | 1600 | -267 | 83 | []
TR_CO_00001 | N-1 400 kV Habitabat NGCC -Babaeski | [MK-GR] 400 kV Bitola-Meliti | XFL_BI11_GMELIT11_1:line | -1326 |  | 1600 | -274 | 83 | []
BG_CO_00016 | N-1 400kV Kozloduy - Sofia Zapad ck.2 | [MK-GR] 400 kV Bitola-Meliti | XFL_BI11_GMELIT11_1:line | -1324 |  | 1600 | -276 | 83 | []
BG_TR_CO_00002 | N-1 400kV Maritsa 3 - Hamitabat 2 | [MK-GR] 400 kV Bitola-Meliti | XFL_BI11_GMELIT11_1:line | -1321 |  | 1600 | -279 | 83 | []
RS_KS_CO_00002 | N-1 400 kV Kosovo B-Nis 2 | [MK-GR] 400 kV Bitola-Meliti | XFL_BI11_GMELIT11_1:line | -1320 |  | 1600 | -280 | 83 | []
BG_TR_CO_00001 | N-1 400kV Maritsa 3 - Hamitabat 1 | [MK-GR] 400 kV Bitola-Meliti | XFL_BI11_GMELIT11_1:line | -1320 |  | 1600 | -280 | 83 | []
BC | Base Case | [MK-GR] 400 kV Bitola-Meliti | XFL_BI11_GMELIT11_1:line | -1319 |  | 1600 | -281 | 82 | []
BG_CO_00010 | N-1 400kV Maritsa Iztok â Maritsa Iztok 3 | [MK-GR] 400 kV Bitola-Meliti | XFL_BI11_GMELIT11_1:line | -1318 |  | 1600 | -282 | 82 | []
BG_CO_00011 | N-1 400kV Maritsa Iztok - Plovdiv | [MK-GR] 400 kV Bitola-Meliti | XFL_BI11_GMELIT11_1:line | -1317 |  | 1600 | -283 | 82 | []
BG_CO_00013 | N-1 400kV Burgas â Maritsa Iztok 2 | [MK-GR] 400 kV Bitola-Meliti | XFL_BI11_GMELIT11_1:line | -1317 |  | 1600 | -283 | 82 | []
BG_CO_00002 | N-1 400kV Sofia Zapad - Chervena Mogila ck. 2 | [MK-GR] 400 kV Bitola-Meliti | XFL_BI11_GMELIT11_1:line | -1317 |  | 1600 | -283 | 82 | []
BG_CO_00012 | Â N-1 400kV Varna - Burgas | [MK-GR] 400 kV Bitola-Meliti | XFL_BI11_GMELIT11_1:line | -1314 |  | 1600 | -286 | 82 | []
BG_CO_00009 | N-1 400kV Maritsa Iztok 2Â - Maritsa Iztok 3 | [MK-GR] 400 kV Bitola-Meliti | XFL_BI11_GMELIT11_1:line | -1314 |  | 1600 | -286 | 82 | []
AL_ME_CO_00001 | N-1 400 kV Tirana 2âPodgorica 2 | [MK-GR] 400 kV Bitola-Meliti | XFL_BI11_GMELIT11_1:line | -1309 |  | 1600 | -291 | 82 | []
BG_CO_00005, BG_CO_00007 | N-1 400kV Vetren - Chervena Mogila , N-1 400kV Vetren - Chervena Mogila | [MK-GR] 400 kV Bitola-Meliti | XFL_BI11_GMELIT11_1:line | -1287 |  | 1600 | -313 | 80 | []
BG_CO_00006, BG_CO_00008 | N-1 400kV Plovdiv - Vetren , N-1 400kV Plovdiv - Vetren | [MK-GR] 400 kV Bitola-Meliti | XFL_BI11_GMELIT11_1:line | -1286 |  | 1600 | -314 | 80 | []
MK_CO_00003 | N-1 400 kV Skopje 4 âSkopje 5 | [MK-GR] 400 kV Bitola-Meliti | XFL_BI11_GMELIT11_1:line | -1286 |  | 1600 | -314 | 80 | []
BG_RS_CO_00001 | N-1 400kV Sofia Zapad - Nis Â | [MK-GR] 400 kV Bitola-Meliti | XFL_BI11_GMELIT11_1:line | -1280 |  | 1600 | -320 | 80 | []
BG_MK_CO_00001 | N-1 400kV Chervena Mogila - Stip Â | [MK-GR] 400 kV Bitola-Meliti | XFL_BI11_GMELIT11_1:line | -1239 |  | 1600 | -361 | 77 | []
GR_CO_00005 | N-1 400 kV Thessaloniki-Lagadas ck.2 | [MK-GR] 400 kV Bitola-Meliti | XFL_BI11_GMELIT11_1:line | -1232 |  | 1600 | -368 | 77 | []
MK_CO_00002 | N-1 400 kV Dubrovo âStip | [MK-GR] 400 kV Bitola-Meliti | XFL_BI11_GMELIT11_1:line | -1223 |  | 1600 | -377 | 76 | []

## 2230Preventive
Detailed results
Generated at: | 2024-02-16 19:16
Business day: | 17.02.2024
Timestamp: | 22:30
Border & direction: | North-Greece Exporting
Horizon: | DA
Remedial actions: | true
Evaluation type: | PREVENTIVE
TTC [MW]: | 2632
Fallback applied | false
Loading threshold | 0.7
Applied RAs
CO ID | RA ID | Name of the RA | Usage | Type | Location | Status
Limiting CNECs
CO ID | Name of the CO | Name of the CNE | CNE UCTE branch | Calculated I (A) | I max (PRE) | I max (CUR) | Margin (A) | Loading (%) | Applicable curative RAs
AL_GR_CO_00001 | N-1 400 kV Zemplak-Kardia | [MK-GR] 400 kV Bitola-Meliti | XFL_BI11_GMELIT11_1:line | -1594 | 1600 | 1600 | -6 | 100 | []
IT_GR_CO_00001 | N-1 400 kV Galatina-Arachthos | [MK-GR] 400 kV Bitola-Meliti | XFL_BI11_GMELIT11_1:line | -1516 | 1600 | 1600 | -84 | 95 | []
MK_GR_CO_00002 | N-1 400 kV Dubrovo-Thessaloniki | [MK-GR] 400 kV Bitola-Meliti | XFL_BI11_GMELIT11_1:line | -1514 | 1600 | 1600 | -86 | 95 | []
AL_CO_00002 | N-1 400 kV Elbasan 2-Zemlak | [MK-GR] 400 kV Bitola-Meliti | XFL_BI11_GMELIT11_1:line | -1505 | 1600 | 1600 | -95 | 94 | []
BG_GR_CO_00001 | N-1 400 kV Blagoevgrad-Thessaloniki | [MK-GR] 400 kV Bitola-Meliti | XFL_BI11_GMELIT11_1:line | -1435 | 1600 | 1600 | -165 | 90 | []
GR_CO_00004 | N-1 400 kV Amideo-Lagadas ck.2 | [MK-GR] 400 kV Bitola-Meliti | XFL_BI11_GMELIT11_1:line | -1415 | 1600 | 1600 | -185 | 88 | []
GR_CO_00001 | N-1 400 kV Filippoi-Nea Santa ck.2 | [MK-GR] 400 kV Bitola-Meliti | XFL_BI11_GMELIT11_1:line | -1412 | 1600 | 1600 | -188 | 88 | []
KS_CO_00001 | N-1 400 kV Kosovo B-Urosevac | [MK-GR] 400 kV Bitola-Meliti | XFL_BI11_GMELIT11_1:line | -1408 | 1600 | 1600 | -192 | 88 | []
GR_CO_00002 | N-1 400 kV Filippoi-Lagadas ck.2 | [MK-GR] 400 kV Bitola-Meliti | XFL_BI11_GMELIT11_1:line | -1393 | 1600 | 1600 | -207 | 87 | []
BG_CO_00001 | N-1 400kV Chervena Mogila - Blagoevgrad ck. 2 | [MK-GR] 400 kV Bitola-Meliti | XFL_BI11_GMELIT11_1:line | -1386 | 1600 | 1600 | -214 | 87 | []
MK_KS_CO_00001 | N-1 400 kV Skopje 5 âUrosevac | [MK-GR] 400 kV Bitola-Meliti | XFL_BI11_GMELIT11_1:line | -1376 | 1600 | 1600 | -224 | 86 | []
AL_CO_00001 | N-1 400 kV Elbasan 2-Tirana 2 | [MK-GR] 400 kV Bitola-Meliti | XFL_BI11_GMELIT11_1:line | -1362 | 1600 | 1600 | -238 | 85 | []
BG_GR_CO_00002 | N-1 400 kV Maritsa Iztok-Nea Santa | [MK-GR] 400 kV Bitola-Meliti | XFL_BI11_GMELIT11_1:line | -1348 | 1600 | 1600 | -252 | 84 | []
TR_GR_CO_00001 | N-1 400 kV Babaeski-N Santa | [MK-GR] 400 kV Bitola-Meliti | XFL_BI11_GMELIT11_1:line | -1337 | 1600 | 1600 | -263 | 84 | []
KS_ME_CO_00001 | N-1 400 kV Pec 3-Ribarevina | [MK-GR] 400 kV Bitola-Meliti | XFL_BI11_GMELIT11_1:line | -1329 | 1600 | 1600 | -271 | 83 | []
RS_CO_00004 | N-1 400 kV Nis 2 âLeskovac 2 | [MK-GR] 400 kV Bitola-Meliti | XFL_BI11_GMELIT11_1:line | -1329 | 1600 | 1600 | -271 | 83 | []
RS_CO_00003 | N-1 400 kV Vranje 4 âLeskovac 2 | [MK-GR] 400 kV Bitola-Meliti | XFL_BI11_GMELIT11_1:line | -1320 | 1600 | 1600 | -280 | 83 | []
RS_MK_00001 | N-1 400 kV Vranje 4 -Stip | [MK-GR] 400 kV Bitola-Meliti | XFL_BI11_GMELIT11_1:line | -1316 | 1600 | 1600 | -284 | 82 | []
TR_CO_00001 | N-1 400 kV Habitabat NGCC -Babaeski | [MK-GR] 400 kV Bitola-Meliti | XFL_BI11_GMELIT11_1:line | -1309 | 1600 | 1600 | -291 | 82 | []
BG_CO_00016 | N-1 400kV Kozloduy - Sofia Zapad ck.2 | [MK-GR] 400 kV Bitola-Meliti | XFL_BI11_GMELIT11_1:line | -1308 | 1600 | 1600 | -292 | 82 | []
RS_KS_CO_00002 | N-1 400 kV Kosovo B-Nis 2 | [MK-GR] 400 kV Bitola-Meliti | XFL_BI11_GMELIT11_1:line | -1308 | 1600 | 1600 | -292 | 82 | []
BG_TR_CO_00002 | N-1 400kV Maritsa 3 - Hamitabat 2 | [MK-GR] 400 kV Bitola-Meliti | XFL_BI11_GMELIT11_1:line | -1304 | 1600 | 1600 | -296 | 81 | []
BG_TR_CO_00001 | N-1 400kV Maritsa 3 - Hamitabat 1 | [MK-GR] 400 kV Bitola-Meliti | XFL_BI11_GMELIT11_1:line | -1303 | 1600 | 1600 | -297 | 81 | []
BC | Base Case | [MK-GR] 400 kV Bitola-Meliti | XFL_BI11_GMELIT11_1:line | -1302 | 1600 | 1600 | -298 | 81 | []
BG_CO_00010 | N-1 400kV Maritsa Iztok â Maritsa Iztok 3 | [MK-GR] 400 kV Bitola-Meliti | XFL_BI11_GMELIT11_1:line | -1302 | 1600 | 1600 | -298 | 81 | []
BG_CO_00011 | N-1 400kV Maritsa Iztok - Plovdiv | [MK-GR] 400 kV Bitola-Meliti | XFL_BI11_GMELIT11_1:line | -1301 | 1600 | 1600 | -299 | 81 | []
BG_CO_00007 | N-1 400kV Vetren - Chervena Mogila | [MK-GR] 400 kV Bitola-Meliti | XFL_BI11_GMELIT11_1:line | -1301 | 1600 | 1600 | -299 | 81 | []
BG_CO_00013 | N-1 400kV Burgas â Maritsa Iztok 2 | [MK-GR] 400 kV Bitola-Meliti | XFL_BI11_GMELIT11_1:line | -1301 | 1600 | 1600 | -299 | 81 | []
BG_CO_00002 | N-1 400kV Sofia Zapad - Chervena Mogila ck. 2 | [MK-GR] 400 kV Bitola-Meliti | XFL_BI11_GMELIT11_1:line | -1299 | 1600 | 1600 | -301 | 81 | []
BG_CO_00012 | Â N-1 400kV Varna - Burgas | [MK-GR] 400 kV Bitola-Meliti | XFL_BI11_GMELIT11_1:line | -1298 | 1600 | 1600 | -302 | 81 | []
BG_CO_00009 | N-1 400kV Maritsa Iztok 2Â - Maritsa Iztok 3 | [MK-GR] 400 kV Bitola-Meliti | XFL_BI11_GMELIT11_1:line | -1298 | 1600 | 1600 | -302 | 81 | []
AL_ME_CO_00001 | N-1 400 kV Tirana 2âPodgorica 2 | [MK-GR] 400 kV Bitola-Meliti | XFL_BI11_GMELIT11_1:line | -1296 | 1600 | 1600 | -304 | 81 | []
BG_CO_00006, BG_CO_00008 | N-1 400kV Plovdiv - Vetren , N-1 400kV Plovdiv - Vetren | [MK-GR] 400 kV Bitola-Meliti | XFL_BI11_GMELIT11_1:line | -1273 | 1600 | 1600 | -327 | 80 | []
BG_RS_CO_00001 | N-1 400kV Sofia Zapad - Nis Â | [MK-GR] 400 kV Bitola-Meliti | XFL_BI11_GMELIT11_1:line | -1273 | 1600 | 1600 | -327 | 80 | []
MK_CO_00003 | N-1 400 kV Skopje 4 âSkopje 5 | [MK-GR] 400 kV Bitola-Meliti | XFL_BI11_GMELIT11_1:line | -1255 | 1600 | 1600 | -345 | 78 | []
BG_MK_CO_00001 | N-1 400kV Chervena Mogila - Stip Â | [MK-GR] 400 kV Bitola-Meliti | XFL_BI11_GMELIT11_1:line | -1255 | 1600 | 1600 | -345 | 78 | []
MK_CO_00002 | N-1 400 kV Dubrovo âStip | [MK-GR] 400 kV Bitola-Meliti | XFL_BI11_GMELIT11_1:line | -1230 | 1600 | 1600 | -370 | 77 | []
GR_CO_00005 | N-1 400 kV Thessaloniki-Lagadas ck.2 | [MK-GR] 400 kV Bitola-Meliti | XFL_BI11_GMELIT11_1:line | -1229 | 1600 | 1600 | -371 | 77 | []

## 2230Curative
Detailed results
Generated at: | 2024-02-16 19:16
Business day: | 17.02.2024
Timestamp: | 22:30
Border & direction: | North-Greece Exporting
Horizon: | DA
Remedial actions: | true
Evaluation type: | CURATIVE
TTC [MW]: | 2632
Fallback applied | false
Loading threshold | 0.7
Applied RAs
CO ID | RA ID | Name of the RA | Usage | Type | Location | Status
Limiting CNECs
CO ID | Name of the CO | Name of the CNE | CNE UCTE branch | Calculated I (A) | I max (PRE) | I max (CUR) | Margin (A) | Loading (%) | Applicable curative RAs
AL_GR_CO_00001 | N-1 400 kV Zemplak-Kardia | [MK-GR] 400 kV Bitola-Meliti | XFL_BI11_GMELIT11_1:line | -1594 |  | 1600 | -6 | 100 | []
IT_GR_CO_00001 | N-1 400 kV Galatina-Arachthos | [MK-GR] 400 kV Bitola-Meliti | XFL_BI11_GMELIT11_1:line | -1516 |  | 1600 | -84 | 95 | []
MK_GR_CO_00002 | N-1 400 kV Dubrovo-Thessaloniki | [MK-GR] 400 kV Bitola-Meliti | XFL_BI11_GMELIT11_1:line | -1514 |  | 1600 | -86 | 95 | []
AL_CO_00002 | N-1 400 kV Elbasan 2-Zemlak | [MK-GR] 400 kV Bitola-Meliti | XFL_BI11_GMELIT11_1:line | -1505 |  | 1600 | -95 | 94 | []
BG_GR_CO_00001 | N-1 400 kV Blagoevgrad-Thessaloniki | [MK-GR] 400 kV Bitola-Meliti | XFL_BI11_GMELIT11_1:line | -1435 |  | 1600 | -165 | 90 | []
GR_CO_00004 | N-1 400 kV Amideo-Lagadas ck.2 | [MK-GR] 400 kV Bitola-Meliti | XFL_BI11_GMELIT11_1:line | -1415 |  | 1600 | -185 | 88 | []
GR_CO_00001 | N-1 400 kV Filippoi-Nea Santa ck.2 | [MK-GR] 400 kV Bitola-Meliti | XFL_BI11_GMELIT11_1:line | -1412 |  | 1600 | -188 | 88 | []
KS_CO_00001 | N-1 400 kV Kosovo B-Urosevac | [MK-GR] 400 kV Bitola-Meliti | XFL_BI11_GMELIT11_1:line | -1408 |  | 1600 | -192 | 88 | []
GR_CO_00002 | N-1 400 kV Filippoi-Lagadas ck.2 | [MK-GR] 400 kV Bitola-Meliti | XFL_BI11_GMELIT11_1:line | -1393 |  | 1600 | -207 | 87 | []
BG_CO_00001 | N-1 400kV Chervena Mogila - Blagoevgrad ck. 2 | [MK-GR] 400 kV Bitola-Meliti | XFL_BI11_GMELIT11_1:line | -1386 |  | 1600 | -214 | 87 | []
MK_KS_CO_00001 | N-1 400 kV Skopje 5 âUrosevac | [MK-GR] 400 kV Bitola-Meliti | XFL_BI11_GMELIT11_1:line | -1376 |  | 1600 | -224 | 86 | []
AL_CO_00001 | N-1 400 kV Elbasan 2-Tirana 2 | [MK-GR] 400 kV Bitola-Meliti | XFL_BI11_GMELIT11_1:line | -1362 |  | 1600 | -238 | 85 | []
BG_GR_CO_00002 | N-1 400 kV Maritsa Iztok-Nea Santa | [MK-GR] 400 kV Bitola-Meliti | XFL_BI11_GMELIT11_1:line | -1348 |  | 1600 | -252 | 84 | []
TR_GR_CO_00001 | N-1 400 kV Babaeski-N Santa | [MK-GR] 400 kV Bitola-Meliti | XFL_BI11_GMELIT11_1:line | -1337 |  | 1600 | -263 | 84 | []
KS_ME_CO_00001 | N-1 400 kV Pec 3-Ribarevina | [MK-GR] 400 kV Bitola-Meliti | XFL_BI11_GMELIT11_1:line | -1329 |  | 1600 | -271 | 83 | []
RS_CO_00004 | N-1 400 kV Nis 2 âLeskovac 2 | [MK-GR] 400 kV Bitola-Meliti | XFL_BI11_GMELIT11_1:line | -1329 |  | 1600 | -271 | 83 | []
RS_CO_00003 | N-1 400 kV Vranje 4 âLeskovac 2 | [MK-GR] 400 kV Bitola-Meliti | XFL_BI11_GMELIT11_1:line | -1320 |  | 1600 | -280 | 83 | []
RS_MK_00001 | N-1 400 kV Vranje 4 -Stip | [MK-GR] 400 kV Bitola-Meliti | XFL_BI11_GMELIT11_1:line | -1316 |  | 1600 | -284 | 82 | []
TR_CO_00001 | N-1 400 kV Habitabat NGCC -Babaeski | [MK-GR] 400 kV Bitola-Meliti | XFL_BI11_GMELIT11_1:line | -1309 |  | 1600 | -291 | 82 | []
BG_CO_00016 | N-1 400kV Kozloduy - Sofia Zapad ck.2 | [MK-GR] 400 kV Bitola-Meliti | XFL_BI11_GMELIT11_1:line | -1308 |  | 1600 | -292 | 82 | []
RS_KS_CO_00002 | N-1 400 kV Kosovo B-Nis 2 | [MK-GR] 400 kV Bitola-Meliti | XFL_BI11_GMELIT11_1:line | -1308 |  | 1600 | -292 | 82 | []
BG_TR_CO_00002 | N-1 400kV Maritsa 3 - Hamitabat 2 | [MK-GR] 400 kV Bitola-Meliti | XFL_BI11_GMELIT11_1:line | -1304 |  | 1600 | -296 | 81 | []
BG_TR_CO_00001 | N-1 400kV Maritsa 3 - Hamitabat 1 | [MK-GR] 400 kV Bitola-Meliti | XFL_BI11_GMELIT11_1:line | -1303 |  | 1600 | -297 | 81 | []
BC | Base Case | [MK-GR] 400 kV Bitola-Meliti | XFL_BI11_GMELIT11_1:line | -1302 |  | 1600 | -298 | 81 | []
BG_CO_00010 | N-1 400kV Maritsa Iztok â Maritsa Iztok 3 | [MK-GR] 400 kV Bitola-Meliti | XFL_BI11_GMELIT11_1:line | -1302 |  | 1600 | -298 | 81 | []
BG_CO_00011 | N-1 400kV Maritsa Iztok - Plovdiv | [MK-GR] 400 kV Bitola-Meliti | XFL_BI11_GMELIT11_1:line | -1301 |  | 1600 | -299 | 81 | []
BG_CO_00007 | N-1 400kV Vetren - Chervena Mogila | [MK-GR] 400 kV Bitola-Meliti | XFL_BI11_GMELIT11_1:line | -1301 |  | 1600 | -299 | 81 | []
BG_CO_00013 | N-1 400kV Burgas â Maritsa Iztok 2 | [MK-GR] 400 kV Bitola-Meliti | XFL_BI11_GMELIT11_1:line | -1301 |  | 1600 | -299 | 81 | []
BG_CO_00002 | N-1 400kV Sofia Zapad - Chervena Mogila ck. 2 | [MK-GR] 400 kV Bitola-Meliti | XFL_BI11_GMELIT11_1:line | -1299 |  | 1600 | -301 | 81 | []
BG_CO_00012 | Â N-1 400kV Varna - Burgas | [MK-GR] 400 kV Bitola-Meliti | XFL_BI11_GMELIT11_1:line | -1298 |  | 1600 | -302 | 81 | []
BG_CO_00009 | N-1 400kV Maritsa Iztok 2Â - Maritsa Iztok 3 | [MK-GR] 400 kV Bitola-Meliti | XFL_BI11_GMELIT11_1:line | -1298 |  | 1600 | -302 | 81 | []
AL_ME_CO_00001 | N-1 400 kV Tirana 2âPodgorica 2 | [MK-GR] 400 kV Bitola-Meliti | XFL_BI11_GMELIT11_1:line | -1296 |  | 1600 | -304 | 81 | []
BG_CO_00006, BG_CO_00008 | N-1 400kV Plovdiv - Vetren , N-1 400kV Plovdiv - Vetren | [MK-GR] 400 kV Bitola-Meliti | XFL_BI11_GMELIT11_1:line | -1273 |  | 1600 | -327 | 80 | []
BG_RS_CO_00001 | N-1 400kV Sofia Zapad - Nis Â | [MK-GR] 400 kV Bitola-Meliti | XFL_BI11_GMELIT11_1:line | -1273 |  | 1600 | -327 | 80 | []
MK_CO_00003 | N-1 400 kV Skopje 4 âSkopje 5 | [MK-GR] 400 kV Bitola-Meliti | XFL_BI11_GMELIT11_1:line | -1255 |  | 1600 | -345 | 78 | []
BG_MK_CO_00001 | N-1 400kV Chervena Mogila - Stip Â | [MK-GR] 400 kV Bitola-Meliti | XFL_BI11_GMELIT11_1:line | -1255 |  | 1600 | -345 | 78 | []
MK_CO_00002 | N-1 400 kV Dubrovo âStip | [MK-GR] 400 kV Bitola-Meliti | XFL_BI11_GMELIT11_1:line | -1230 |  | 1600 | -370 | 77 | []
GR_CO_00005 | N-1 400 kV Thessaloniki-Lagadas ck.2 | [MK-GR] 400 kV Bitola-Meliti | XFL_BI11_GMELIT11_1:line | -1229 |  | 1600 | -371 | 77 | []

## 2330Preventive
Detailed results
Generated at: | 2024-02-16 19:16
Business day: | 17.02.2024
Timestamp: | 23:30
Border & direction: | North-Greece Exporting
Horizon: | DA
Remedial actions: | true
Evaluation type: | PREVENTIVE
TTC [MW]: | 2501
Fallback applied | false
Loading threshold | 0.7
Applied RAs
CO ID | RA ID | Name of the RA | Usage | Type | Location | Status
Limiting CNECs
CO ID | Name of the CO | Name of the CNE | CNE UCTE branch | Calculated I (A) | I max (PRE) | I max (CUR) | Margin (A) | Loading (%) | Applicable curative RAs
AL_GR_CO_00001 | N-1 400 kV Zemplak-Kardia | [MK-GR] 400 kV Bitola-Meliti | XFL_BI11_GMELIT11_1:line | -1596 | 1600 | 1600 | -4 | 100 | []
AL_CO_00002 | N-1 400 kV Elbasan 2-Zemlak | [MK-GR] 400 kV Bitola-Meliti | XFL_BI11_GMELIT11_1:line | -1500 | 1600 | 1600 | -100 | 94 | []
IT_GR_CO_00001 | N-1 400 kV Galatina-Arachthos | [MK-GR] 400 kV Bitola-Meliti | XFL_BI11_GMELIT11_1:line | -1473 | 1600 | 1600 | -127 | 92 | []
MK_GR_CO_00002 | N-1 400 kV Dubrovo-Thessaloniki | [MK-GR] 400 kV Bitola-Meliti | XFL_BI11_GMELIT11_1:line | -1468 | 1600 | 1600 | -132 | 92 | []
BG_GR_CO_00001 | N-1 400 kV Blagoevgrad-Thessaloniki | [MK-GR] 400 kV Bitola-Meliti | XFL_BI11_GMELIT11_1:line | -1363 | 1600 | 1600 | -237 | 85 | []
GR_CO_00004 | N-1 400 kV Amideo-Lagadas ck.2 | [MK-GR] 400 kV Bitola-Meliti | XFL_BI11_GMELIT11_1:line | -1362 | 1600 | 1600 | -238 | 85 | []
BG_CO_00001 | N-1 400kV Chervena Mogila - Blagoevgrad ck. 2 | [MK-GR] 400 kV Bitola-Meliti | XFL_BI11_GMELIT11_1:line | -1359 | 1600 | 1600 | -241 | 85 | []
GR_CO_00001 | N-1 400 kV Filippoi-Nea Santa ck.2 | [MK-GR] 400 kV Bitola-Meliti | XFL_BI11_GMELIT11_1:line | -1351 | 1600 | 1600 | -249 | 84 | []
GR_CO_00002 | N-1 400 kV Filippoi-Lagadas ck.2 | [MK-GR] 400 kV Bitola-Meliti | XFL_BI11_GMELIT11_1:line | -1345 | 1600 | 1600 | -255 | 84 | []
KS_CO_00001 | N-1 400 kV Kosovo B-Urosevac | [MK-GR] 400 kV Bitola-Meliti | XFL_BI11_GMELIT11_1:line | -1337 | 1600 | 1600 | -263 | 84 | []
AL_CO_00001 | N-1 400 kV Elbasan 2-Tirana 2 | [MK-GR] 400 kV Bitola-Meliti | XFL_BI11_GMELIT11_1:line | -1332 | 1600 | 1600 | -268 | 83 | []
BG_GR_CO_00002 | N-1 400 kV Maritsa Iztok-Nea Santa | [MK-GR] 400 kV Bitola-Meliti | XFL_BI11_GMELIT11_1:line | -1296 | 1600 | 1600 | -304 | 81 | []
TR_GR_CO_00001 | N-1 400 kV Babaeski-N Santa | [MK-GR] 400 kV Bitola-Meliti | XFL_BI11_GMELIT11_1:line | -1288 | 1600 | 1600 | -312 | 81 | []
MK_KS_CO_00001 | N-1 400 kV Skopje 5 âUrosevac | [MK-GR] 400 kV Bitola-Meliti | XFL_BI11_GMELIT11_1:line | -1284 | 1600 | 1600 | -316 | 80 | []
RS_CO_00004 | N-1 400 kV Nis 2 âLeskovac 2 | [MK-GR] 400 kV Bitola-Meliti | XFL_BI11_GMELIT11_1:line | -1281 | 1600 | 1600 | -319 | 80 | []
RS_CO_00003 | N-1 400 kV Vranje 4 âLeskovac 2 | [MK-GR] 400 kV Bitola-Meliti | XFL_BI11_GMELIT11_1:line | -1271 | 1600 | 1600 | -329 | 79 | []
KS_ME_CO_00001 | N-1 400 kV Pec 3-Ribarevina | [MK-GR] 400 kV Bitola-Meliti | XFL_BI11_GMELIT11_1:line | -1269 | 1600 | 1600 | -331 | 79 | []
RS_KS_CO_00002 | N-1 400 kV Kosovo B-Nis 2 | [MK-GR] 400 kV Bitola-Meliti | XFL_BI11_GMELIT11_1:line | -1266 | 1600 | 1600 | -334 | 79 | []
RS_MK_00001 | N-1 400 kV Vranje 4 -Stip | [MK-GR] 400 kV Bitola-Meliti | XFL_BI11_GMELIT11_1:line | -1266 | 1600 | 1600 | -334 | 79 | []
TR_CO_00001 | N-1 400 kV Habitabat NGCC -Babaeski | [MK-GR] 400 kV Bitola-Meliti | XFL_BI11_GMELIT11_1:line | -1264 | 1600 | 1600 | -336 | 79 | []
BG_CO_00016 | N-1 400kV Kozloduy - Sofia Zapad ck.2 | [MK-GR] 400 kV Bitola-Meliti | XFL_BI11_GMELIT11_1:line | -1264 | 1600 | 1600 | -336 | 79 | []
AL_ME_CO_00001 | N-1 400 kV Tirana 2âPodgorica 2 | [MK-GR] 400 kV Bitola-Meliti | XFL_BI11_GMELIT11_1:line | -1264 | 1600 | 1600 | -336 | 79 | []
BG_CO_00013 | N-1 400kV Burgas â Maritsa Iztok 2 | [MK-GR] 400 kV Bitola-Meliti | XFL_BI11_GMELIT11_1:line | -1260 | 1600 | 1600 | -340 | 79 | []
BG_TR_CO_00002 | N-1 400kV Maritsa 3 - Hamitabat 2 | [MK-GR] 400 kV Bitola-Meliti | XFL_BI11_GMELIT11_1:line | -1259 | 1600 | 1600 | -341 | 79 | []
BG_TR_CO_00001 | N-1 400kV Maritsa 3 - Hamitabat 1 | [MK-GR] 400 kV Bitola-Meliti | XFL_BI11_GMELIT11_1:line | -1259 | 1600 | 1600 | -341 | 79 | []
BC | Base Case | [MK-GR] 400 kV Bitola-Meliti | XFL_BI11_GMELIT11_1:line | -1258 | 1600 | 1600 | -342 | 79 | []
BG_CO_00010 | N-1 400kV Maritsa Iztok â Maritsa Iztok 3 | [MK-GR] 400 kV Bitola-Meliti | XFL_BI11_GMELIT11_1:line | -1258 | 1600 | 1600 | -342 | 79 | []
BG_CO_00011 | N-1 400kV Maritsa Iztok - Plovdiv | [MK-GR] 400 kV Bitola-Meliti | XFL_BI11_GMELIT11_1:line | -1257 | 1600 | 1600 | -343 | 79 | []
BG_CO_00007 | N-1 400kV Vetren - Chervena Mogila | [MK-GR] 400 kV Bitola-Meliti | XFL_BI11_GMELIT11_1:line | -1257 | 1600 | 1600 | -343 | 79 | []
BG_CO_00009 | N-1 400kV Maritsa Iztok 2Â - Maritsa Iztok 3 | [MK-GR] 400 kV Bitola-Meliti | XFL_BI11_GMELIT11_1:line | -1256 | 1600 | 1600 | -344 | 79 | []
BG_CO_00002 | N-1 400kV Sofia Zapad - Chervena Mogila ck. 2 | [MK-GR] 400 kV Bitola-Meliti | XFL_BI11_GMELIT11_1:line | -1255 | 1600 | 1600 | -345 | 78 | []
BG_CO_00012 | Â N-1 400kV Varna - Burgas | [MK-GR] 400 kV Bitola-Meliti | XFL_BI11_GMELIT11_1:line | -1255 | 1600 | 1600 | -345 | 78 | []
BG_RS_CO_00001 | N-1 400kV Sofia Zapad - Nis Â | [MK-GR] 400 kV Bitola-Meliti | XFL_BI11_GMELIT11_1:line | -1239 | 1600 | 1600 | -361 | 77 | []
BG_MK_CO_00001 | N-1 400kV Chervena Mogila - Stip Â | [MK-GR] 400 kV Bitola-Meliti | XFL_BI11_GMELIT11_1:line | -1236 | 1600 | 1600 | -364 | 77 | []
BG_CO_00006, BG_CO_00008 | N-1 400kV Plovdiv - Vetren , N-1 400kV Plovdiv - Vetren | [MK-GR] 400 kV Bitola-Meliti | XFL_BI11_GMELIT11_1:line | -1231 | 1600 | 1600 | -369 | 77 | []
MK_CO_00002 | N-1 400 kV Dubrovo âStip | [MK-GR] 400 kV Bitola-Meliti | XFL_BI11_GMELIT11_1:line | -1199 | 1600 | 1600 | -401 | 75 | []
MK_CO_00003 | N-1 400 kV Skopje 4 âSkopje 5 | [MK-GR] 400 kV Bitola-Meliti | XFL_BI11_GMELIT11_1:line | -1196 | 1600 | 1600 | -404 | 75 | []
GR_CO_00005 | N-1 400 kV Thessaloniki-Lagadas ck.2 | [MK-GR] 400 kV Bitola-Meliti | XFL_BI11_GMELIT11_1:line | -1183 | 1600 | 1600 | -417 | 74 | []

## 2330Curative
Detailed results
Generated at: | 2024-02-16 19:16
Business day: | 17.02.2024
Timestamp: | 23:30
Border & direction: | North-Greece Exporting
Horizon: | DA
Remedial actions: | true
Evaluation type: | CURATIVE
TTC [MW]: | 2501
Fallback applied | false
Loading threshold | 0.7
Applied RAs
CO ID | RA ID | Name of the RA | Usage | Type | Location | Status
Limiting CNECs
CO ID | Name of the CO | Name of the CNE | CNE UCTE branch | Calculated I (A) | I max (PRE) | I max (CUR) | Margin (A) | Loading (%) | Applicable curative RAs
AL_GR_CO_00001 | N-1 400 kV Zemplak-Kardia | [MK-GR] 400 kV Bitola-Meliti | XFL_BI11_GMELIT11_1:line | -1596 |  | 1600 | -4 | 100 | []
AL_CO_00002 | N-1 400 kV Elbasan 2-Zemlak | [MK-GR] 400 kV Bitola-Meliti | XFL_BI11_GMELIT11_1:line | -1500 |  | 1600 | -100 | 94 | []
IT_GR_CO_00001 | N-1 400 kV Galatina-Arachthos | [MK-GR] 400 kV Bitola-Meliti | XFL_BI11_GMELIT11_1:line | -1473 |  | 1600 | -127 | 92 | []
MK_GR_CO_00002 | N-1 400 kV Dubrovo-Thessaloniki | [MK-GR] 400 kV Bitola-Meliti | XFL_BI11_GMELIT11_1:line | -1468 |  | 1600 | -132 | 92 | []
BG_GR_CO_00001 | N-1 400 kV Blagoevgrad-Thessaloniki | [MK-GR] 400 kV Bitola-Meliti | XFL_BI11_GMELIT11_1:line | -1363 |  | 1600 | -237 | 85 | []
GR_CO_00004 | N-1 400 kV Amideo-Lagadas ck.2 | [MK-GR] 400 kV Bitola-Meliti | XFL_BI11_GMELIT11_1:line | -1362 |  | 1600 | -238 | 85 | []
BG_CO_00001 | N-1 400kV Chervena Mogila - Blagoevgrad ck. 2 | [MK-GR] 400 kV Bitola-Meliti | XFL_BI11_GMELIT11_1:line | -1359 |  | 1600 | -241 | 85 | []
GR_CO_00001 | N-1 400 kV Filippoi-Nea Santa ck.2 | [MK-GR] 400 kV Bitola-Meliti | XFL_BI11_GMELIT11_1:line | -1351 |  | 1600 | -249 | 84 | []
GR_CO_00002 | N-1 400 kV Filippoi-Lagadas ck.2 | [MK-GR] 400 kV Bitola-Meliti | XFL_BI11_GMELIT11_1:line | -1345 |  | 1600 | -255 | 84 | []
KS_CO_00001 | N-1 400 kV Kosovo B-Urosevac | [MK-GR] 400 kV Bitola-Meliti | XFL_BI11_GMELIT11_1:line | -1337 |  | 1600 | -263 | 84 | []
AL_CO_00001 | N-1 400 kV Elbasan 2-Tirana 2 | [MK-GR] 400 kV Bitola-Meliti | XFL_BI11_GMELIT11_1:line | -1332 |  | 1600 | -268 | 83 | []
BG_GR_CO_00002 | N-1 400 kV Maritsa Iztok-Nea Santa | [MK-GR] 400 kV Bitola-Meliti | XFL_BI11_GMELIT11_1:line | -1296 |  | 1600 | -304 | 81 | []
TR_GR_CO_00001 | N-1 400 kV Babaeski-N Santa | [MK-GR] 400 kV Bitola-Meliti | XFL_BI11_GMELIT11_1:line | -1288 |  | 1600 | -312 | 81 | []
MK_KS_CO_00001 | N-1 400 kV Skopje 5 âUrosevac | [MK-GR] 400 kV Bitola-Meliti | XFL_BI11_GMELIT11_1:line | -1284 |  | 1600 | -316 | 80 | []
RS_CO_00004 | N-1 400 kV Nis 2 âLeskovac 2 | [MK-GR] 400 kV Bitola-Meliti | XFL_BI11_GMELIT11_1:line | -1281 |  | 1600 | -319 | 80 | []
RS_CO_00003 | N-1 400 kV Vranje 4 âLeskovac 2 | [MK-GR] 400 kV Bitola-Meliti | XFL_BI11_GMELIT11_1:line | -1271 |  | 1600 | -329 | 79 | []
KS_ME_CO_00001 | N-1 400 kV Pec 3-Ribarevina | [MK-GR] 400 kV Bitola-Meliti | XFL_BI11_GMELIT11_1:line | -1269 |  | 1600 | -331 | 79 | []
RS_KS_CO_00002 | N-1 400 kV Kosovo B-Nis 2 | [MK-GR] 400 kV Bitola-Meliti | XFL_BI11_GMELIT11_1:line | -1266 |  | 1600 | -334 | 79 | []
RS_MK_00001 | N-1 400 kV Vranje 4 -Stip | [MK-GR] 400 kV Bitola-Meliti | XFL_BI11_GMELIT11_1:line | -1266 |  | 1600 | -334 | 79 | []
TR_CO_00001 | N-1 400 kV Habitabat NGCC -Babaeski | [MK-GR] 400 kV Bitola-Meliti | XFL_BI11_GMELIT11_1:line | -1264 |  | 1600 | -336 | 79 | []
BG_CO_00016 | N-1 400kV Kozloduy - Sofia Zapad ck.2 | [MK-GR] 400 kV Bitola-Meliti | XFL_BI11_GMELIT11_1:line | -1264 |  | 1600 | -336 | 79 | []
AL_ME_CO_00001 | N-1 400 kV Tirana 2âPodgorica 2 | [MK-GR] 400 kV Bitola-Meliti | XFL_BI11_GMELIT11_1:line | -1264 |  | 1600 | -336 | 79 | []
BG_CO_00013 | N-1 400kV Burgas â Maritsa Iztok 2 | [MK-GR] 400 kV Bitola-Meliti | XFL_BI11_GMELIT11_1:line | -1260 |  | 1600 | -340 | 79 | []
BG_TR_CO_00002 | N-1 400kV Maritsa 3 - Hamitabat 2 | [MK-GR] 400 kV Bitola-Meliti | XFL_BI11_GMELIT11_1:line | -1259 |  | 1600 | -341 | 79 | []
BG_TR_CO_00001 | N-1 400kV Maritsa 3 - Hamitabat 1 | [MK-GR] 400 kV Bitola-Meliti | XFL_BI11_GMELIT11_1:line | -1259 |  | 1600 | -341 | 79 | []
BC | Base Case | [MK-GR] 400 kV Bitola-Meliti | XFL_BI11_GMELIT11_1:line | -1258 |  | 1600 | -342 | 79 | []
BG_CO_00010 | N-1 400kV Maritsa Iztok â Maritsa Iztok 3 | [MK-GR] 400 kV Bitola-Meliti | XFL_BI11_GMELIT11_1:line | -1258 |  | 1600 | -342 | 79 | []
BG_CO_00011 | N-1 400kV Maritsa Iztok - Plovdiv | [MK-GR] 400 kV Bitola-Meliti | XFL_BI11_GMELIT11_1:line | -1257 |  | 1600 | -343 | 79 | []
BG_CO_00007 | N-1 400kV Vetren - Chervena Mogila | [MK-GR] 400 kV Bitola-Meliti | XFL_BI11_GMELIT11_1:line | -1257 |  | 1600 | -343 | 79 | []
BG_CO_00009 | N-1 400kV Maritsa Iztok 2Â - Maritsa Iztok 3 | [MK-GR] 400 kV Bitola-Meliti | XFL_BI11_GMELIT11_1:line | -1256 |  | 1600 | -344 | 79 | []
BG_CO_00002 | N-1 400kV Sofia Zapad - Chervena Mogila ck. 2 | [MK-GR] 400 kV Bitola-Meliti | XFL_BI11_GMELIT11_1:line | -1255 |  | 1600 | -345 | 78 | []
BG_CO_00012 | Â N-1 400kV Varna - Burgas | [MK-GR] 400 kV Bitola-Meliti | XFL_BI11_GMELIT11_1:line | -1255 |  | 1600 | -345 | 78 | []
BG_RS_CO_00001 | N-1 400kV Sofia Zapad - Nis Â | [MK-GR] 400 kV Bitola-Meliti | XFL_BI11_GMELIT11_1:line | -1239 |  | 1600 | -361 | 77 | []
BG_MK_CO_00001 | N-1 400kV Chervena Mogila - Stip Â | [MK-GR] 400 kV Bitola-Meliti | XFL_BI11_GMELIT11_1:line | -1236 |  | 1600 | -364 | 77 | []
BG_CO_00006, BG_CO_00008 | N-1 400kV Plovdiv - Vetren , N-1 400kV Plovdiv - Vetren | [MK-GR] 400 kV Bitola-Meliti | XFL_BI11_GMELIT11_1:line | -1231 |  | 1600 | -369 | 77 | []
MK_CO_00002 | N-1 400 kV Dubrovo âStip | [MK-GR] 400 kV Bitola-Meliti | XFL_BI11_GMELIT11_1:line | -1199 |  | 1600 | -401 | 75 | []
MK_CO_00003 | N-1 400 kV Skopje 4 âSkopje 5 | [MK-GR] 400 kV Bitola-Meliti | XFL_BI11_GMELIT11_1:line | -1196 |  | 1600 | -404 | 75 | []
GR_CO_00005 | N-1 400 kV Thessaloniki-Lagadas ck.2 | [MK-GR] 400 kV Bitola-Meliti | XFL_BI11_GMELIT11_1:line | -1183 |  | 1600 | -417 | 74 | []