## 0030Preventive
Detailed results
Generated at: | 2024-03-11 19:20
Business day: | 12.03.2024
Timestamp: | 00:30
Border & direction: | North-Greece Importing
Horizon: | DA
Remedial actions: | true
Evaluation type: | PREVENTIVE
TTC [MW]: | 3156
Fallback applied | false
Loading threshold | 0.7
Applied RAs
CO ID | RA ID | Name of the RA | Usage | Type | Location | Status
Limiting CNECs
CO ID | Name of the CO | Name of the CNE | CNE UCTE branch | Calculated I (A) | I max (PRE) | I max (CUR) | Margin (A) | Loading (%) | Applicable curative RAs
GR_CO_00001 | N-1 400 kV Filippoi-Nea Santa ck.2 | [BG-GR] 400 kV Blagoevgrad - Thessaloniki | XBG_TH11_GTHESS13_1:line | 1600 | 1600 | 1600 | 0 | 100 | []
AL_GR_CO_00001 | N-1 400 kV Zemplak-Kardia | [MK-GR] 400 kV Bitola-Meliti | XFL_BI11_GMELIT11_1:line | 1456 | 1600 | 1600 | -144 | 91 | []
BG_CO_00001 | N-1 400kV Chervena Mogila - Blagoevgrad ck. 1 | [MK-GR] 400 kV Bitola-Meliti | XFL_BI11_GMELIT11_1:line | 1439 | 1600 | 1600 | -161 | 90 | []
BG_GR_CO_00001 | N-1 400 kV Blagoevgrad - Thessaloniki | [MK-GR] 400 kV Bitola-Meliti | XFL_BI11_GMELIT11_1:line | 1428 | 1600 | 1600 | -172 | 89 | []
GR_CO_00002 | N-1 400 kV Filippoi-Lagadas ck.2 | [BG-GR] 400 kV Blagoevgrad - Thessaloniki | XBG_TH11_GTHESS13_1:line | 1402 | 1600 | 1600 | -198 | 88 | []
GR_CO_00001 | N-1 400 kV Filippoi-Nea Santa ck.2 | [MK-GR] 400 kV Bitola-Meliti | XFL_BI11_GMELIT11_1:line | 1393 | 1600 | 1600 | -207 | 87 | []
AL_CO_00002 | N-1 400 kV Elbasan 2-Zemlak | [MK-GR] 400 kV Bitola-Meliti | XFL_BI11_GMELIT11_1:line | -1357 | 1600 | 1600 | -243 | 85 | []
MK_GR_CO_00002 | N-1 400 kV Dubrovo-Thessaloniki | [MK-GR] 400 kV Bitola-Meliti | XFL_BI11_GMELIT11_1:line | -1320 | 1600 | 1600 | -280 | 82 | []
GR_CO_00002 | N-1 400 kV Filippoi-Lagadas ck.2 | [MK-GR] 400 kV Bitola-Meliti | XFL_BI11_GMELIT11_1:line | 1319 | 1600 | 1600 | -281 | 82 | []
GR_CO_00004 | N-1 400 kV Amideo-Lagadas ck.2 | [MK-GR] 400 kV Bitola-Meliti | XFL_BI11_GMELIT11_1:line | 1308 | 1600 | 1600 | -292 | 82 | []
AL_CO_00001 | N-1 400 kV Elbasan 2-Tirana 2 | [MK-GR] 400 kV Bitola-Meliti | XFL_BI11_GMELIT11_1:line | -1259 | 1600 | 1600 | -341 | 79 | []
BG_GR_CO_00002 | N-1 400kV MARITSA IZTOK-NEA SANTA-CK-1 | [MK-GR] 400 kV Bitola-Meliti | XFL_BI11_GMELIT11_1:line | -1254 | 1600 | 1600 | -346 | 78 | []
BG_CO_00002 | N-1 400kV Sofia Zapad - Chervena Mogila ck. 1 | [MK-GR] 400 kV Bitola-Meliti | XFL_BI11_GMELIT11_1:line | -1252 | 1600 | 1600 | -348 | 78 | []
TR_GR_CO_00001 | N-1 400 kV Babaeski-N Santa | [BG-GR] 400 kV Maritsa Iztok-Nea Santa | XMI_NS11_GNSANT11_1:line | 1250 | 1600 | 1600 | -350 | 78 | []
BG_GR_CO_00002 | N-1 400kV MARITSA IZTOK-NEA SANTA-CK-1 | [TR-GR] 400 kV Babaeski-Nea Santa | XNS_BA11_GNSANT15_1:line | 1184 | 1517 | 1517 | -333 | 78 | []
TR_GR_CO_00001 | N-1 400 kV Babaeski-N Santa | [MK-GR] 400 kV Bitola-Meliti | XFL_BI11_GMELIT11_1:line | -1245 | 1600 | 1600 | -355 | 78 | []
MK_GR_CO_00001 | N-1 400 kV Bitola-Meliti | [BG-GR] 400 kV Blagoevgrad - Thessaloniki | XBG_TH11_GTHESS13_1:line | 1242 | 1600 | 1600 | -358 | 78 | []
GR_CO_00003 | N-1 400 kV Meliti-Amideo ck.2 | [BG-GR] 400 kV Blagoevgrad - Thessaloniki | XBG_TH11_GTHESS13_1:line | 1241 | 1600 | 1600 | -359 | 78 | []
KS_ME_CO_00001 | N-1 400 kV Pec 3-Ribarevina | [MK-GR] 400 kV Bitola-Meliti | XFL_BI11_GMELIT11_1:line | -1227 | 1600 | 1600 | -373 | 77 | []
AL_GR_CO_00001 | N-1 400 kV Zemplak-Kardia | [BG-GR] 400 kV Blagoevgrad - Thessaloniki | XBG_TH11_GTHESS13_1:line | 1220 | 1600 | 1600 | -380 | 76 | []
BG_GR_CO_00002 | N-1 400kV MARITSA IZTOK-NEA SANTA-CK-1 | [BG-GR] 400 kV Blagoevgrad - Thessaloniki | XBG_TH11_GTHESS13_1:line | 1218 | 1600 | 1600 | -382 | 76 | []
BG_CO_00009 | N-1 400kV Maritsa Iztok 2Â - Maritsa Iztok 3 | [MK-GR] 400 kV Bitola-Meliti | XFL_BI11_GMELIT11_1:line | -1215 | 1600 | 1600 | -385 | 76 | []
TR_CO_00001 | N-1 400 kV Habitabat NGCC -Babaeski | [MK-GR] 400 kV Bitola-Meliti | XFL_BI11_GMELIT11_1:line | -1212 | 1600 | 1600 | -388 | 76 | []
BG_CO_00016 | N-1 400kV Kozloduy - Sofia Zapad ck.2 | [MK-GR] 400 kV Bitola-Meliti | XFL_BI11_GMELIT11_1:line | -1208 | 1600 | 1600 | -392 | 75 | []
BG_CO_00012 | Â N-1 400kV Varna - Burgas | [MK-GR] 400 kV Bitola-Meliti | XFL_BI11_GMELIT11_1:line | -1207 | 1600 | 1600 | -393 | 75 | []
BG_TR_CO_00002 | N-1 400kV Maritsa 3 - Hamitabat 2 | [MK-GR] 400 kV Bitola-Meliti | XFL_BI11_GMELIT11_1:line | -1207 | 1600 | 1600 | -393 | 75 | []
BG_TR_CO_00001 | N-1 400kV Maritsa 3 - Hamitabat 1 | [MK-GR] 400 kV Bitola-Meliti | XFL_BI11_GMELIT11_1:line | -1207 | 1600 | 1600 | -393 | 75 | []
RS_CO_00004 | N-1 400 kV Nis 2 âLeskovac 2 | [MK-GR] 400 kV Bitola-Meliti | XFL_BI11_GMELIT11_1:line | -1206 | 1600 | 1600 | -394 | 75 | []
BC | Base Case | [MK-GR] 400 kV Bitola-Meliti | XFL_BI11_GMELIT11_1:line | -1206 | 1600 | 1600 | -394 | 75 | []
MK_CO_00002 | N-1 400 kV Dubrovo âStip | [MK-GR] 400 kV Bitola-Meliti | XFL_BI11_GMELIT11_1:line | -1206 | 1600 | 1600 | -394 | 75 | []
BG_CO_00010 | N-1 400kV Maritsa Iztok â Maritsa Iztok 3 | [MK-GR] 400 kV Bitola-Meliti | XFL_BI11_GMELIT11_1:line | -1206 | 1600 | 1600 | -394 | 75 | []
BG_CO_00013 | N-1 400kV Burgas â Maritsa Iztok 2 | [MK-GR] 400 kV Bitola-Meliti | XFL_BI11_GMELIT11_1:line | -1205 | 1600 | 1600 | -395 | 75 | []
RS_CO_00003 | N-1 400 kV Vranje 4 âLeskovac 2 | [MK-GR] 400 kV Bitola-Meliti | XFL_BI11_GMELIT11_1:line | -1205 | 1600 | 1600 | -395 | 75 | []
RS_MK_00001 | N-1 400 kV Vranje 4 -Stip | [MK-GR] 400 kV Bitola-Meliti | XFL_BI11_GMELIT11_1:line | -1204 | 1600 | 1600 | -396 | 75 | []
BG_CO_00011 | N-1 400kV Maritsa Iztok - Plovdiv | [MK-GR] 400 kV Bitola-Meliti | XFL_BI11_GMELIT11_1:line | -1202 | 1600 | 1600 | -398 | 75 | []
BG_RS_CO_00001 | N-1 400kV Sofia Zapad - Nis Â | [BG-GR] 400 kV Blagoevgrad - Thessaloniki | XBG_TH11_GTHESS13_1:line | 1200 | 1600 | 1600 | -400 | 75 | []
AL_ME_CO_00001 | N-1 400 kV Tirana 2âPodgorica 2 | [MK-GR] 400 kV Bitola-Meliti | XFL_BI11_GMELIT11_1:line | -1199 | 1600 | 1600 | -401 | 75 | []
BG_CO_00007 | N-1 400kV Maritsa Iztok - Plovdiv ck. 2 | [MK-GR] 400 kV Bitola-Meliti | XFL_BI11_GMELIT11_1:line | -1198 | 1600 | 1600 | -402 | 75 | []
BG_CO_00008 | N-1 400kV Plovdiv - Vetren | [MK-GR] 400 kV Bitola-Meliti | XFL_BI11_GMELIT11_1:line | -1197 | 1600 | 1600 | -403 | 75 | []
BG_MK_CO_00001 | N-1 400kV Chervena Mogila - Stip | [BG-GR] 400 kV Blagoevgrad - Thessaloniki | XBG_TH11_GTHESS13_1:line | 1190 | 1600 | 1600 | -410 | 74 | []
TR_GR_CO_00001 | N-1 400 kV Babaeski-N Santa | [BG-GR] 400 kV Blagoevgrad - Thessaloniki | XBG_TH11_GTHESS13_1:line | 1189 | 1600 | 1600 | -411 | 74 | []
GR_CO_00005 | N-1 400 kV Thessaloniki-Lagadas ck.2 | [BG-GR] 400 kV Blagoevgrad - Thessaloniki | XBG_TH11_GTHESS13_1:line | 1188 | 1600 | 1600 | -412 | 74 | []
RS_KS_CO_00002 | N-1 400 kV Kosovo B-Nis 2 | [BG-GR] 400 kV Blagoevgrad - Thessaloniki | XBG_TH11_GTHESS13_1:line | 1187 | 1600 | 1600 | -413 | 74 | []
AL_CO_00002 | N-1 400 kV Elbasan 2-Zemlak | [BG-GR] 400 kV Blagoevgrad - Thessaloniki | XBG_TH11_GTHESS13_1:line | 1161 | 1600 | 1600 | -439 | 73 | []
MK_CO_00001 | N-1 400 kV Bitola-Dubrovo | [MK-GR] 400 kV Bitola-Meliti | XFL_BI11_GMELIT11_1:line | -1160 | 1600 | 1600 | -440 | 72 | []
BG_RS_CO_00001 | N-1 400kV Sofia Zapad - Nis Â | [MK-GR] 400 kV Bitola-Meliti | XFL_BI11_GMELIT11_1:line | -1154 | 1600 | 1600 | -446 | 72 | []
KS_CO_00001 | N-1 400 kV Kosovo B-Urosevac | [BG-GR] 400 kV Blagoevgrad - Thessaloniki | XBG_TH11_GTHESS13_1:line | 1148 | 1600 | 1600 | -452 | 72 | []
GR_CO_00005 | N-1 400 kV Thessaloniki-Lagadas ck.2 | [MK-GR] 400 kV Bitola-Meliti | XFL_BI11_GMELIT11_1:line | -1147 | 1600 | 1600 | -453 | 72 | []
RS_KS_CO_00002 | N-1 400 kV Kosovo B-Nis 2 | [MK-GR] 400 kV Bitola-Meliti | XFL_BI11_GMELIT11_1:line | -1147 | 1600 | 1600 | -453 | 72 | []
BG_MK_CO_00001 | N-1 400kV Chervena Mogila - Stip | [MK-GR] 400 kV Bitola-Meliti | XFL_BI11_GMELIT11_1:line | -1144 | 1600 | 1600 | -456 | 71 | []
MK_KS_CO_00001 | N-1 400 kV Skopje 5 âUrosevac | [BG-GR] 400 kV Blagoevgrad - Thessaloniki | XBG_TH11_GTHESS13_1:line | 1143 | 1600 | 1600 | -457 | 71 | []
MK_CO_00003 | N-1 400 kV Skopje 4 âSkopje 5 | [BG-GR] 400 kV Blagoevgrad - Thessaloniki | XBG_TH11_GTHESS13_1:line | 1125 | 1600 | 1600 | -475 | 70 | []
MK_CO_00003 | N-1 400 kV Skopje 4 âSkopje 5 | [MK-GR] 400 kV Bitola-Meliti | XFL_BI11_GMELIT11_1:line | -1121 | 1600 | 1600 | -479 | 70 | []

## 0030Curative
Detailed results
Generated at: | 2024-03-11 19:20
Business day: | 12.03.2024
Timestamp: | 00:30
Border & direction: | North-Greece Importing
Horizon: | DA
Remedial actions: | true
Evaluation type: | CURATIVE
TTC [MW]: | 3156
Fallback applied | false
Loading threshold | 0.7
Applied RAs
CO ID | RA ID | Name of the RA | Usage | Type | Location | Status
Limiting CNECs
CO ID | Name of the CO | Name of the CNE | CNE UCTE branch | Calculated I (A) | I max (PRE) | I max (CUR) | Margin (A) | Loading (%) | Applicable curative RAs
GR_CO_00001 | N-1 400 kV Filippoi-Nea Santa ck.2 | [BG-GR] 400 kV Blagoevgrad - Thessaloniki | XBG_TH11_GTHESS13_1:line | 1600 |  | 1600 | 0 | 100 | []
AL_GR_CO_00001 | N-1 400 kV Zemplak-Kardia | [MK-GR] 400 kV Bitola-Meliti | XFL_BI11_GMELIT11_1:line | 1456 |  | 1600 | -144 | 91 | []
BG_CO_00001 | N-1 400kV Chervena Mogila - Blagoevgrad ck. 1 | [MK-GR] 400 kV Bitola-Meliti | XFL_BI11_GMELIT11_1:line | 1439 |  | 1600 | -161 | 90 | []
BG_GR_CO_00001 | N-1 400 kV Blagoevgrad - Thessaloniki | [MK-GR] 400 kV Bitola-Meliti | XFL_BI11_GMELIT11_1:line | 1428 |  | 1600 | -172 | 89 | []
GR_CO_00002 | N-1 400 kV Filippoi-Lagadas ck.2 | [BG-GR] 400 kV Blagoevgrad - Thessaloniki | XBG_TH11_GTHESS13_1:line | 1402 |  | 1600 | -198 | 88 | []
GR_CO_00001 | N-1 400 kV Filippoi-Nea Santa ck.2 | [MK-GR] 400 kV Bitola-Meliti | XFL_BI11_GMELIT11_1:line | 1393 |  | 1600 | -207 | 87 | []
AL_CO_00002 | N-1 400 kV Elbasan 2-Zemlak | [MK-GR] 400 kV Bitola-Meliti | XFL_BI11_GMELIT11_1:line | -1357 |  | 1600 | -243 | 85 | []
MK_GR_CO_00002 | N-1 400 kV Dubrovo-Thessaloniki | [MK-GR] 400 kV Bitola-Meliti | XFL_BI11_GMELIT11_1:line | -1320 |  | 1600 | -280 | 82 | []
GR_CO_00002 | N-1 400 kV Filippoi-Lagadas ck.2 | [MK-GR] 400 kV Bitola-Meliti | XFL_BI11_GMELIT11_1:line | 1319 |  | 1600 | -281 | 82 | []
GR_CO_00004 | N-1 400 kV Amideo-Lagadas ck.2 | [MK-GR] 400 kV Bitola-Meliti | XFL_BI11_GMELIT11_1:line | 1308 |  | 1600 | -292 | 82 | []
AL_CO_00001 | N-1 400 kV Elbasan 2-Tirana 2 | [MK-GR] 400 kV Bitola-Meliti | XFL_BI11_GMELIT11_1:line | -1259 |  | 1600 | -341 | 79 | []
BG_GR_CO_00002 | N-1 400kV MARITSA IZTOK-NEA SANTA-CK-1 | [MK-GR] 400 kV Bitola-Meliti | XFL_BI11_GMELIT11_1:line | -1254 |  | 1600 | -346 | 78 | []
BG_CO_00002 | N-1 400kV Sofia Zapad - Chervena Mogila ck. 1 | [MK-GR] 400 kV Bitola-Meliti | XFL_BI11_GMELIT11_1:line | -1252 |  | 1600 | -348 | 78 | []
TR_GR_CO_00001 | N-1 400 kV Babaeski-N Santa | [BG-GR] 400 kV Maritsa Iztok-Nea Santa | XMI_NS11_GNSANT11_1:line | 1250 |  | 1600 | -350 | 78 | []
BG_GR_CO_00002 | N-1 400kV MARITSA IZTOK-NEA SANTA-CK-1 | [TR-GR] 400 kV Babaeski-Nea Santa | XNS_BA11_GNSANT15_1:line | 1184 |  | 1517 | -333 | 78 | []
TR_GR_CO_00001 | N-1 400 kV Babaeski-N Santa | [MK-GR] 400 kV Bitola-Meliti | XFL_BI11_GMELIT11_1:line | -1245 |  | 1600 | -355 | 78 | []
MK_GR_CO_00001 | N-1 400 kV Bitola-Meliti | [BG-GR] 400 kV Blagoevgrad - Thessaloniki | XBG_TH11_GTHESS13_1:line | 1242 |  | 1600 | -358 | 78 | []
GR_CO_00003 | N-1 400 kV Meliti-Amideo ck.2 | [BG-GR] 400 kV Blagoevgrad - Thessaloniki | XBG_TH11_GTHESS13_1:line | 1241 |  | 1600 | -359 | 78 | []
KS_ME_CO_00001 | N-1 400 kV Pec 3-Ribarevina | [MK-GR] 400 kV Bitola-Meliti | XFL_BI11_GMELIT11_1:line | -1227 |  | 1600 | -373 | 77 | []
AL_GR_CO_00001 | N-1 400 kV Zemplak-Kardia | [BG-GR] 400 kV Blagoevgrad - Thessaloniki | XBG_TH11_GTHESS13_1:line | 1220 |  | 1600 | -380 | 76 | []
BG_GR_CO_00002 | N-1 400kV MARITSA IZTOK-NEA SANTA-CK-1 | [BG-GR] 400 kV Blagoevgrad - Thessaloniki | XBG_TH11_GTHESS13_1:line | 1218 |  | 1600 | -382 | 76 | []
BG_CO_00009 | N-1 400kV Maritsa Iztok 2Â - Maritsa Iztok 3 | [MK-GR] 400 kV Bitola-Meliti | XFL_BI11_GMELIT11_1:line | -1215 |  | 1600 | -385 | 76 | []
TR_CO_00001 | N-1 400 kV Habitabat NGCC -Babaeski | [MK-GR] 400 kV Bitola-Meliti | XFL_BI11_GMELIT11_1:line | -1212 |  | 1600 | -388 | 76 | []
BG_CO_00016 | N-1 400kV Kozloduy - Sofia Zapad ck.2 | [MK-GR] 400 kV Bitola-Meliti | XFL_BI11_GMELIT11_1:line | -1208 |  | 1600 | -392 | 75 | []
BG_CO_00012 | Â N-1 400kV Varna - Burgas | [MK-GR] 400 kV Bitola-Meliti | XFL_BI11_GMELIT11_1:line | -1207 |  | 1600 | -393 | 75 | []
BG_TR_CO_00002 | N-1 400kV Maritsa 3 - Hamitabat 2 | [MK-GR] 400 kV Bitola-Meliti | XFL_BI11_GMELIT11_1:line | -1207 |  | 1600 | -393 | 75 | []
BG_TR_CO_00001 | N-1 400kV Maritsa 3 - Hamitabat 1 | [MK-GR] 400 kV Bitola-Meliti | XFL_BI11_GMELIT11_1:line | -1207 |  | 1600 | -393 | 75 | []
RS_CO_00004 | N-1 400 kV Nis 2 âLeskovac 2 | [MK-GR] 400 kV Bitola-Meliti | XFL_BI11_GMELIT11_1:line | -1206 |  | 1600 | -394 | 75 | []
BC | Base Case | [MK-GR] 400 kV Bitola-Meliti | XFL_BI11_GMELIT11_1:line | -1206 |  | 1600 | -394 | 75 | []
MK_CO_00002 | N-1 400 kV Dubrovo âStip | [MK-GR] 400 kV Bitola-Meliti | XFL_BI11_GMELIT11_1:line | -1206 |  | 1600 | -394 | 75 | []
BG_CO_00010 | N-1 400kV Maritsa Iztok â Maritsa Iztok 3 | [MK-GR] 400 kV Bitola-Meliti | XFL_BI11_GMELIT11_1:line | -1206 |  | 1600 | -394 | 75 | []
BG_CO_00013 | N-1 400kV Burgas â Maritsa Iztok 2 | [MK-GR] 400 kV Bitola-Meliti | XFL_BI11_GMELIT11_1:line | -1205 |  | 1600 | -395 | 75 | []
RS_CO_00003 | N-1 400 kV Vranje 4 âLeskovac 2 | [MK-GR] 400 kV Bitola-Meliti | XFL_BI11_GMELIT11_1:line | -1205 |  | 1600 | -395 | 75 | []
RS_MK_00001 | N-1 400 kV Vranje 4 -Stip | [MK-GR] 400 kV Bitola-Meliti | XFL_BI11_GMELIT11_1:line | -1204 |  | 1600 | -396 | 75 | []
BG_CO_00011 | N-1 400kV Maritsa Iztok - Plovdiv | [MK-GR] 400 kV Bitola-Meliti | XFL_BI11_GMELIT11_1:line | -1202 |  | 1600 | -398 | 75 | []
BG_RS_CO_00001 | N-1 400kV Sofia Zapad - Nis Â | [BG-GR] 400 kV Blagoevgrad - Thessaloniki | XBG_TH11_GTHESS13_1:line | 1200 |  | 1600 | -400 | 75 | []
AL_ME_CO_00001 | N-1 400 kV Tirana 2âPodgorica 2 | [MK-GR] 400 kV Bitola-Meliti | XFL_BI11_GMELIT11_1:line | -1199 |  | 1600 | -401 | 75 | []
BG_CO_00007 | N-1 400kV Maritsa Iztok - Plovdiv ck. 2 | [MK-GR] 400 kV Bitola-Meliti | XFL_BI11_GMELIT11_1:line | -1198 |  | 1600 | -402 | 75 | []
BG_CO_00008 | N-1 400kV Plovdiv - Vetren | [MK-GR] 400 kV Bitola-Meliti | XFL_BI11_GMELIT11_1:line | -1197 |  | 1600 | -403 | 75 | []
BG_MK_CO_00001 | N-1 400kV Chervena Mogila - Stip | [BG-GR] 400 kV Blagoevgrad - Thessaloniki | XBG_TH11_GTHESS13_1:line | 1190 |  | 1600 | -410 | 74 | []
TR_GR_CO_00001 | N-1 400 kV Babaeski-N Santa | [BG-GR] 400 kV Blagoevgrad - Thessaloniki | XBG_TH11_GTHESS13_1:line | 1189 |  | 1600 | -411 | 74 | []
GR_CO_00005 | N-1 400 kV Thessaloniki-Lagadas ck.2 | [BG-GR] 400 kV Blagoevgrad - Thessaloniki | XBG_TH11_GTHESS13_1:line | 1188 |  | 1600 | -412 | 74 | []
RS_KS_CO_00002 | N-1 400 kV Kosovo B-Nis 2 | [BG-GR] 400 kV Blagoevgrad - Thessaloniki | XBG_TH11_GTHESS13_1:line | 1187 |  | 1600 | -413 | 74 | []
AL_CO_00002 | N-1 400 kV Elbasan 2-Zemlak | [BG-GR] 400 kV Blagoevgrad - Thessaloniki | XBG_TH11_GTHESS13_1:line | 1161 |  | 1600 | -439 | 73 | []
MK_CO_00001 | N-1 400 kV Bitola-Dubrovo | [MK-GR] 400 kV Bitola-Meliti | XFL_BI11_GMELIT11_1:line | -1160 |  | 1600 | -440 | 72 | []
BG_RS_CO_00001 | N-1 400kV Sofia Zapad - Nis Â | [MK-GR] 400 kV Bitola-Meliti | XFL_BI11_GMELIT11_1:line | -1154 |  | 1600 | -446 | 72 | []
KS_CO_00001 | N-1 400 kV Kosovo B-Urosevac | [BG-GR] 400 kV Blagoevgrad - Thessaloniki | XBG_TH11_GTHESS13_1:line | 1148 |  | 1600 | -452 | 72 | []
GR_CO_00005 | N-1 400 kV Thessaloniki-Lagadas ck.2 | [MK-GR] 400 kV Bitola-Meliti | XFL_BI11_GMELIT11_1:line | -1147 |  | 1600 | -453 | 72 | []
RS_KS_CO_00002 | N-1 400 kV Kosovo B-Nis 2 | [MK-GR] 400 kV Bitola-Meliti | XFL_BI11_GMELIT11_1:line | -1147 |  | 1600 | -453 | 72 | []
BG_MK_CO_00001 | N-1 400kV Chervena Mogila - Stip | [MK-GR] 400 kV Bitola-Meliti | XFL_BI11_GMELIT11_1:line | -1144 |  | 1600 | -456 | 71 | []
MK_KS_CO_00001 | N-1 400 kV Skopje 5 âUrosevac | [BG-GR] 400 kV Blagoevgrad - Thessaloniki | XBG_TH11_GTHESS13_1:line | 1143 |  | 1600 | -457 | 71 | []
MK_CO_00003 | N-1 400 kV Skopje 4 âSkopje 5 | [BG-GR] 400 kV Blagoevgrad - Thessaloniki | XBG_TH11_GTHESS13_1:line | 1125 |  | 1600 | -475 | 70 | []
MK_CO_00003 | N-1 400 kV Skopje 4 âSkopje 5 | [MK-GR] 400 kV Bitola-Meliti | XFL_BI11_GMELIT11_1:line | -1121 |  | 1600 | -479 | 70 | []

## 0130Preventive
Detailed results
Generated at: | 2024-03-11 19:20
Business day: | 12.03.2024
Timestamp: | 01:30
Border & direction: | North-Greece Importing
Horizon: | DA
Remedial actions: | true
Evaluation type: | PREVENTIVE
TTC [MW]: | 3162
Fallback applied | false
Loading threshold | 0.7
Applied RAs
CO ID | RA ID | Name of the RA | Usage | Type | Location | Status
Limiting CNECs
CO ID | Name of the CO | Name of the CNE | CNE UCTE branch | Calculated I (A) | I max (PRE) | I max (CUR) | Margin (A) | Loading (%) | Applicable curative RAs
GR_CO_00001 | N-1 400 kV Filippoi-Nea Santa ck.2 | [BG-GR] 400 kV Blagoevgrad - Thessaloniki | XBG_TH11_GTHESS13_1:line | 1594 | 1600 | 1600 | -6 | 100 | []
AL_GR_CO_00001 | N-1 400 kV Zemplak-Kardia | [MK-GR] 400 kV Bitola-Meliti | XFL_BI11_GMELIT11_1:line | -1498 | 1600 | 1600 | -102 | 94 | []
BG_CO_00001 | N-1 400kV Chervena Mogila - Blagoevgrad ck. 1 | [MK-GR] 400 kV Bitola-Meliti | XFL_BI11_GMELIT11_1:line | -1472 | 1600 | 1600 | -128 | 92 | []
BG_GR_CO_00001 | N-1 400 kV Blagoevgrad - Thessaloniki | [MK-GR] 400 kV Bitola-Meliti | XFL_BI11_GMELIT11_1:line | -1458 | 1600 | 1600 | -142 | 91 | []
GR_CO_00001 | N-1 400 kV Filippoi-Nea Santa ck.2 | [MK-GR] 400 kV Bitola-Meliti | XFL_BI11_GMELIT11_1:line | -1427 | 1600 | 1600 | -173 | 89 | []
GR_CO_00002 | N-1 400 kV Filippoi-Lagadas ck.2 | [BG-GR] 400 kV Blagoevgrad - Thessaloniki | XBG_TH11_GTHESS13_1:line | 1400 | 1600 | 1600 | -200 | 87 | []
AL_CO_00002 | N-1 400 kV Elbasan 2-Zemlak | [MK-GR] 400 kV Bitola-Meliti | XFL_BI11_GMELIT11_1:line | -1387 | 1600 | 1600 | -213 | 87 | []
MK_GR_CO_00002 | N-1 400 kV Dubrovo-Thessaloniki | [MK-GR] 400 kV Bitola-Meliti | XFL_BI11_GMELIT11_1:line | -1358 | 1600 | 1600 | -242 | 85 | []
GR_CO_00002 | N-1 400 kV Filippoi-Lagadas ck.2 | [MK-GR] 400 kV Bitola-Meliti | XFL_BI11_GMELIT11_1:line | -1347 | 1600 | 1600 | -253 | 84 | []
GR_CO_00004 | N-1 400 kV Amideo-Lagadas ck.2 | [MK-GR] 400 kV Bitola-Meliti | XFL_BI11_GMELIT11_1:line | -1337 | 1600 | 1600 | -263 | 84 | []
AL_CO_00001 | N-1 400 kV Elbasan 2-Tirana 2 | [MK-GR] 400 kV Bitola-Meliti | XFL_BI11_GMELIT11_1:line | -1286 | 1600 | 1600 | -314 | 80 | []
BG_GR_CO_00002 | N-1 400kV MARITSA IZTOK-NEA SANTA-CK-1 | [MK-GR] 400 kV Bitola-Meliti | XFL_BI11_GMELIT11_1:line | -1281 | 1600 | 1600 | -319 | 80 | []
BG_CO_00002 | N-1 400kV Sofia Zapad - Chervena Mogila ck. 1 | [MK-GR] 400 kV Bitola-Meliti | XFL_BI11_GMELIT11_1:line | -1280 | 1600 | 1600 | -320 | 80 | []
TR_GR_CO_00001 | N-1 400 kV Babaeski-N Santa | [MK-GR] 400 kV Bitola-Meliti | XFL_BI11_GMELIT11_1:line | -1270 | 1600 | 1600 | -330 | 79 | []
KS_ME_CO_00001 | N-1 400 kV Pec 3-Ribarevina | [MK-GR] 400 kV Bitola-Meliti | XFL_BI11_GMELIT11_1:line | -1259 | 1600 | 1600 | -341 | 79 | []
GR_CO_00003 | N-1 400 kV Meliti-Amideo ck.2 | [BG-GR] 400 kV Blagoevgrad - Thessaloniki | XBG_TH11_GTHESS13_1:line | 1254 | 1600 | 1600 | -346 | 78 | []
MK_GR_CO_00001 | N-1 400 kV Bitola-Meliti | [BG-GR] 400 kV Blagoevgrad - Thessaloniki | XBG_TH11_GTHESS13_1:line | 1254 | 1600 | 1600 | -346 | 78 | []
BG_CO_00009 | N-1 400kV Maritsa Iztok 2Â - Maritsa Iztok 3 | [MK-GR] 400 kV Bitola-Meliti | XFL_BI11_GMELIT11_1:line | -1242 | 1600 | 1600 | -358 | 78 | []
TR_CO_00001 | N-1 400 kV Habitabat NGCC -Babaeski | [MK-GR] 400 kV Bitola-Meliti | XFL_BI11_GMELIT11_1:line | -1238 | 1600 | 1600 | -362 | 77 | []
BG_CO_00016 | N-1 400kV Kozloduy - Sofia Zapad ck.2 | [MK-GR] 400 kV Bitola-Meliti | XFL_BI11_GMELIT11_1:line | -1236 | 1600 | 1600 | -364 | 77 | []
BG_TR_CO_00002 | N-1 400kV Maritsa 3 - Hamitabat 2 | [MK-GR] 400 kV Bitola-Meliti | XFL_BI11_GMELIT11_1:line | -1234 | 1600 | 1600 | -366 | 77 | []
BG_CO_00012 | Â N-1 400kV Varna - Burgas | [MK-GR] 400 kV Bitola-Meliti | XFL_BI11_GMELIT11_1:line | -1234 | 1600 | 1600 | -366 | 77 | []
BG_TR_CO_00001 | N-1 400kV Maritsa 3 - Hamitabat 1 | [MK-GR] 400 kV Bitola-Meliti | XFL_BI11_GMELIT11_1:line | -1234 | 1600 | 1600 | -366 | 77 | []
RS_CO_00004 | N-1 400 kV Nis 2 âLeskovac 2 | [MK-GR] 400 kV Bitola-Meliti | XFL_BI11_GMELIT11_1:line | -1233 | 1600 | 1600 | -367 | 77 | []
MK_CO_00002 | N-1 400 kV Dubrovo âStip | [MK-GR] 400 kV Bitola-Meliti | XFL_BI11_GMELIT11_1:line | -1233 | 1600 | 1600 | -367 | 77 | []
BC | Base Case | [MK-GR] 400 kV Bitola-Meliti | XFL_BI11_GMELIT11_1:line | -1233 | 1600 | 1600 | -367 | 77 | []
BG_CO_00010 | N-1 400kV Maritsa Iztok â Maritsa Iztok 3 | [MK-GR] 400 kV Bitola-Meliti | XFL_BI11_GMELIT11_1:line | -1233 | 1600 | 1600 | -367 | 77 | []
BG_CO_00013 | N-1 400kV Burgas â Maritsa Iztok 2 | [MK-GR] 400 kV Bitola-Meliti | XFL_BI11_GMELIT11_1:line | -1232 | 1600 | 1600 | -368 | 77 | []
RS_CO_00003 | N-1 400 kV Vranje 4 âLeskovac 2 | [MK-GR] 400 kV Bitola-Meliti | XFL_BI11_GMELIT11_1:line | -1232 | 1600 | 1600 | -368 | 77 | []
RS_MK_00001 | N-1 400 kV Vranje 4 -Stip | [MK-GR] 400 kV Bitola-Meliti | XFL_BI11_GMELIT11_1:line | -1231 | 1600 | 1600 | -369 | 77 | []
AL_GR_CO_00001 | N-1 400 kV Zemplak-Kardia | [BG-GR] 400 kV Blagoevgrad - Thessaloniki | XBG_TH11_GTHESS13_1:line | 1230 | 1600 | 1600 | -370 | 77 | []
BG_CO_00011 | N-1 400kV Maritsa Iztok - Plovdiv | [MK-GR] 400 kV Bitola-Meliti | XFL_BI11_GMELIT11_1:line | -1229 | 1600 | 1600 | -371 | 77 | []
AL_ME_CO_00001 | N-1 400 kV Tirana 2âPodgorica 2 | [MK-GR] 400 kV Bitola-Meliti | XFL_BI11_GMELIT11_1:line | -1228 | 1600 | 1600 | -372 | 77 | []
BG_CO_00007 | N-1 400kV Maritsa Iztok - Plovdiv ck. 2 | [MK-GR] 400 kV Bitola-Meliti | XFL_BI11_GMELIT11_1:line | -1227 | 1600 | 1600 | -373 | 77 | []
BG_CO_00008 | N-1 400kV Plovdiv - Vetren | [MK-GR] 400 kV Bitola-Meliti | XFL_BI11_GMELIT11_1:line | -1225 | 1600 | 1600 | -375 | 77 | []
BG_GR_CO_00002 | N-1 400kV MARITSA IZTOK-NEA SANTA-CK-1 | [BG-GR] 400 kV Blagoevgrad - Thessaloniki | XBG_TH11_GTHESS13_1:line | 1221 | 1600 | 1600 | -379 | 76 | []
TR_GR_CO_00001 | N-1 400 kV Babaeski-N Santa | [BG-GR] 400 kV Maritsa Iztok-Nea Santa | XMI_NS11_GNSANT11_1:line | 1219 | 1600 | 1600 | -381 | 76 | []
BG_GR_CO_00002 | N-1 400kV MARITSA IZTOK-NEA SANTA-CK-1 | [TR-GR] 400 kV Babaeski-Nea Santa | XNS_BA11_GNSANT15_1:line | 1151 | 1517 | 1517 | -366 | 76 | []
BG_RS_CO_00001 | N-1 400kV Sofia Zapad - Nis Â | [BG-GR] 400 kV Blagoevgrad - Thessaloniki | XBG_TH11_GTHESS13_1:line | 1204 | 1600 | 1600 | -396 | 75 | []
RS_KS_CO_00002 | N-1 400 kV Kosovo B-Nis 2 | [BG-GR] 400 kV Blagoevgrad - Thessaloniki | XBG_TH11_GTHESS13_1:line | 1196 | 1600 | 1600 | -404 | 75 | []
BG_MK_CO_00001 | N-1 400kV Chervena Mogila - Stip | [BG-GR] 400 kV Blagoevgrad - Thessaloniki | XBG_TH11_GTHESS13_1:line | 1193 | 1600 | 1600 | -407 | 75 | []
GR_CO_00005 | N-1 400 kV Thessaloniki-Lagadas ck.2 | [BG-GR] 400 kV Blagoevgrad - Thessaloniki | XBG_TH11_GTHESS13_1:line | 1189 | 1600 | 1600 | -411 | 74 | []
MK_CO_00001 | N-1 400 kV Bitola-Dubrovo | [MK-GR] 400 kV Bitola-Meliti | XFL_BI11_GMELIT11_1:line | -1188 | 1600 | 1600 | -412 | 74 | []
TR_GR_CO_00001 | N-1 400 kV Babaeski-N Santa | [BG-GR] 400 kV Blagoevgrad - Thessaloniki | XBG_TH11_GTHESS13_1:line | 1187 | 1600 | 1600 | -413 | 74 | []
BG_RS_CO_00001 | N-1 400kV Sofia Zapad - Nis Â | [MK-GR] 400 kV Bitola-Meliti | XFL_BI11_GMELIT11_1:line | -1184 | 1600 | 1600 | -416 | 74 | []
BG_MK_CO_00001 | N-1 400kV Chervena Mogila - Stip | [MK-GR] 400 kV Bitola-Meliti | XFL_BI11_GMELIT11_1:line | -1176 | 1600 | 1600 | -424 | 74 | []
GR_CO_00005 | N-1 400 kV Thessaloniki-Lagadas ck.2 | [MK-GR] 400 kV Bitola-Meliti | XFL_BI11_GMELIT11_1:line | -1176 | 1600 | 1600 | -424 | 73 | []
RS_KS_CO_00002 | N-1 400 kV Kosovo B-Nis 2 | [MK-GR] 400 kV Bitola-Meliti | XFL_BI11_GMELIT11_1:line | -1175 | 1600 | 1600 | -425 | 73 | []
AL_CO_00002 | N-1 400 kV Elbasan 2-Zemlak | [BG-GR] 400 kV Blagoevgrad - Thessaloniki | XBG_TH11_GTHESS13_1:line | 1162 | 1600 | 1600 | -438 | 73 | []
KS_CO_00001 | N-1 400 kV Kosovo B-Urosevac | [BG-GR] 400 kV Blagoevgrad - Thessaloniki | XBG_TH11_GTHESS13_1:line | 1150 | 1600 | 1600 | -450 | 72 | []
MK_KS_CO_00001 | N-1 400 kV Skopje 5 âUrosevac | [BG-GR] 400 kV Blagoevgrad - Thessaloniki | XBG_TH11_GTHESS13_1:line | 1150 | 1600 | 1600 | -450 | 72 | []
MK_CO_00003 | N-1 400 kV Skopje 4 âSkopje 5 | [MK-GR] 400 kV Bitola-Meliti | XFL_BI11_GMELIT11_1:line | -1143 | 1600 | 1600 | -457 | 71 | []
MK_CO_00003 | N-1 400 kV Skopje 4 âSkopje 5 | [BG-GR] 400 kV Blagoevgrad - Thessaloniki | XBG_TH11_GTHESS13_1:line | 1133 | 1600 | 1600 | -467 | 71 | []

## 0130Curative
Detailed results
Generated at: | 2024-03-11 19:20
Business day: | 12.03.2024
Timestamp: | 01:30
Border & direction: | North-Greece Importing
Horizon: | DA
Remedial actions: | true
Evaluation type: | CURATIVE
TTC [MW]: | 3162
Fallback applied | false
Loading threshold | 0.7
Applied RAs
CO ID | RA ID | Name of the RA | Usage | Type | Location | Status
Limiting CNECs
CO ID | Name of the CO | Name of the CNE | CNE UCTE branch | Calculated I (A) | I max (PRE) | I max (CUR) | Margin (A) | Loading (%) | Applicable curative RAs
GR_CO_00001 | N-1 400 kV Filippoi-Nea Santa ck.2 | [BG-GR] 400 kV Blagoevgrad - Thessaloniki | XBG_TH11_GTHESS13_1:line | 1594 |  | 1600 | -6 | 100 | []
AL_GR_CO_00001 | N-1 400 kV Zemplak-Kardia | [MK-GR] 400 kV Bitola-Meliti | XFL_BI11_GMELIT11_1:line | -1498 |  | 1600 | -102 | 94 | []
BG_CO_00001 | N-1 400kV Chervena Mogila - Blagoevgrad ck. 1 | [MK-GR] 400 kV Bitola-Meliti | XFL_BI11_GMELIT11_1:line | -1472 |  | 1600 | -128 | 92 | []
BG_GR_CO_00001 | N-1 400 kV Blagoevgrad - Thessaloniki | [MK-GR] 400 kV Bitola-Meliti | XFL_BI11_GMELIT11_1:line | -1458 |  | 1600 | -142 | 91 | []
GR_CO_00001 | N-1 400 kV Filippoi-Nea Santa ck.2 | [MK-GR] 400 kV Bitola-Meliti | XFL_BI11_GMELIT11_1:line | -1427 |  | 1600 | -173 | 89 | []
GR_CO_00002 | N-1 400 kV Filippoi-Lagadas ck.2 | [BG-GR] 400 kV Blagoevgrad - Thessaloniki | XBG_TH11_GTHESS13_1:line | 1400 |  | 1600 | -200 | 87 | []
AL_CO_00002 | N-1 400 kV Elbasan 2-Zemlak | [MK-GR] 400 kV Bitola-Meliti | XFL_BI11_GMELIT11_1:line | -1387 |  | 1600 | -213 | 87 | []
MK_GR_CO_00002 | N-1 400 kV Dubrovo-Thessaloniki | [MK-GR] 400 kV Bitola-Meliti | XFL_BI11_GMELIT11_1:line | -1358 |  | 1600 | -242 | 85 | []
GR_CO_00002 | N-1 400 kV Filippoi-Lagadas ck.2 | [MK-GR] 400 kV Bitola-Meliti | XFL_BI11_GMELIT11_1:line | -1347 |  | 1600 | -253 | 84 | []
GR_CO_00004 | N-1 400 kV Amideo-Lagadas ck.2 | [MK-GR] 400 kV Bitola-Meliti | XFL_BI11_GMELIT11_1:line | -1337 |  | 1600 | -263 | 84 | []
AL_CO_00001 | N-1 400 kV Elbasan 2-Tirana 2 | [MK-GR] 400 kV Bitola-Meliti | XFL_BI11_GMELIT11_1:line | -1286 |  | 1600 | -314 | 80 | []
BG_GR_CO_00002 | N-1 400kV MARITSA IZTOK-NEA SANTA-CK-1 | [MK-GR] 400 kV Bitola-Meliti | XFL_BI11_GMELIT11_1:line | -1281 |  | 1600 | -319 | 80 | []
BG_CO_00002 | N-1 400kV Sofia Zapad - Chervena Mogila ck. 1 | [MK-GR] 400 kV Bitola-Meliti | XFL_BI11_GMELIT11_1:line | -1280 |  | 1600 | -320 | 80 | []
TR_GR_CO_00001 | N-1 400 kV Babaeski-N Santa | [MK-GR] 400 kV Bitola-Meliti | XFL_BI11_GMELIT11_1:line | -1270 |  | 1600 | -330 | 79 | []
KS_ME_CO_00001 | N-1 400 kV Pec 3-Ribarevina | [MK-GR] 400 kV Bitola-Meliti | XFL_BI11_GMELIT11_1:line | -1259 |  | 1600 | -341 | 79 | []
GR_CO_00003 | N-1 400 kV Meliti-Amideo ck.2 | [BG-GR] 400 kV Blagoevgrad - Thessaloniki | XBG_TH11_GTHESS13_1:line | 1254 |  | 1600 | -346 | 78 | []
MK_GR_CO_00001 | N-1 400 kV Bitola-Meliti | [BG-GR] 400 kV Blagoevgrad - Thessaloniki | XBG_TH11_GTHESS13_1:line | 1254 |  | 1600 | -346 | 78 | []
BG_CO_00009 | N-1 400kV Maritsa Iztok 2Â - Maritsa Iztok 3 | [MK-GR] 400 kV Bitola-Meliti | XFL_BI11_GMELIT11_1:line | -1242 |  | 1600 | -358 | 78 | []
TR_CO_00001 | N-1 400 kV Habitabat NGCC -Babaeski | [MK-GR] 400 kV Bitola-Meliti | XFL_BI11_GMELIT11_1:line | -1238 |  | 1600 | -362 | 77 | []
BG_CO_00016 | N-1 400kV Kozloduy - Sofia Zapad ck.2 | [MK-GR] 400 kV Bitola-Meliti | XFL_BI11_GMELIT11_1:line | -1236 |  | 1600 | -364 | 77 | []
BG_TR_CO_00002 | N-1 400kV Maritsa 3 - Hamitabat 2 | [MK-GR] 400 kV Bitola-Meliti | XFL_BI11_GMELIT11_1:line | -1234 |  | 1600 | -366 | 77 | []
BG_CO_00012 | Â N-1 400kV Varna - Burgas | [MK-GR] 400 kV Bitola-Meliti | XFL_BI11_GMELIT11_1:line | -1234 |  | 1600 | -366 | 77 | []
BG_TR_CO_00001 | N-1 400kV Maritsa 3 - Hamitabat 1 | [MK-GR] 400 kV Bitola-Meliti | XFL_BI11_GMELIT11_1:line | -1234 |  | 1600 | -366 | 77 | []
RS_CO_00004 | N-1 400 kV Nis 2 âLeskovac 2 | [MK-GR] 400 kV Bitola-Meliti | XFL_BI11_GMELIT11_1:line | -1233 |  | 1600 | -367 | 77 | []
MK_CO_00002 | N-1 400 kV Dubrovo âStip | [MK-GR] 400 kV Bitola-Meliti | XFL_BI11_GMELIT11_1:line | -1233 |  | 1600 | -367 | 77 | []
BC | Base Case | [MK-GR] 400 kV Bitola-Meliti | XFL_BI11_GMELIT11_1:line | -1233 |  | 1600 | -367 | 77 | []
BG_CO_00010 | N-1 400kV Maritsa Iztok â Maritsa Iztok 3 | [MK-GR] 400 kV Bitola-Meliti | XFL_BI11_GMELIT11_1:line | -1233 |  | 1600 | -367 | 77 | []
BG_CO_00013 | N-1 400kV Burgas â Maritsa Iztok 2 | [MK-GR] 400 kV Bitola-Meliti | XFL_BI11_GMELIT11_1:line | -1232 |  | 1600 | -368 | 77 | []
RS_CO_00003 | N-1 400 kV Vranje 4 âLeskovac 2 | [MK-GR] 400 kV Bitola-Meliti | XFL_BI11_GMELIT11_1:line | -1232 |  | 1600 | -368 | 77 | []
RS_MK_00001 | N-1 400 kV Vranje 4 -Stip | [MK-GR] 400 kV Bitola-Meliti | XFL_BI11_GMELIT11_1:line | -1231 |  | 1600 | -369 | 77 | []
AL_GR_CO_00001 | N-1 400 kV Zemplak-Kardia | [BG-GR] 400 kV Blagoevgrad - Thessaloniki | XBG_TH11_GTHESS13_1:line | 1230 |  | 1600 | -370 | 77 | []
BG_CO_00011 | N-1 400kV Maritsa Iztok - Plovdiv | [MK-GR] 400 kV Bitola-Meliti | XFL_BI11_GMELIT11_1:line | -1229 |  | 1600 | -371 | 77 | []
AL_ME_CO_00001 | N-1 400 kV Tirana 2âPodgorica 2 | [MK-GR] 400 kV Bitola-Meliti | XFL_BI11_GMELIT11_1:line | -1228 |  | 1600 | -372 | 77 | []
BG_CO_00007 | N-1 400kV Maritsa Iztok - Plovdiv ck. 2 | [MK-GR] 400 kV Bitola-Meliti | XFL_BI11_GMELIT11_1:line | -1227 |  | 1600 | -373 | 77 | []
BG_CO_00008 | N-1 400kV Plovdiv - Vetren | [MK-GR] 400 kV Bitola-Meliti | XFL_BI11_GMELIT11_1:line | -1225 |  | 1600 | -375 | 77 | []
BG_GR_CO_00002 | N-1 400kV MARITSA IZTOK-NEA SANTA-CK-1 | [BG-GR] 400 kV Blagoevgrad - Thessaloniki | XBG_TH11_GTHESS13_1:line | 1221 |  | 1600 | -379 | 76 | []
TR_GR_CO_00001 | N-1 400 kV Babaeski-N Santa | [BG-GR] 400 kV Maritsa Iztok-Nea Santa | XMI_NS11_GNSANT11_1:line | 1219 |  | 1600 | -381 | 76 | []
BG_GR_CO_00002 | N-1 400kV MARITSA IZTOK-NEA SANTA-CK-1 | [TR-GR] 400 kV Babaeski-Nea Santa | XNS_BA11_GNSANT15_1:line | 1151 |  | 1517 | -366 | 76 | []
BG_RS_CO_00001 | N-1 400kV Sofia Zapad - Nis Â | [BG-GR] 400 kV Blagoevgrad - Thessaloniki | XBG_TH11_GTHESS13_1:line | 1204 |  | 1600 | -396 | 75 | []
RS_KS_CO_00002 | N-1 400 kV Kosovo B-Nis 2 | [BG-GR] 400 kV Blagoevgrad - Thessaloniki | XBG_TH11_GTHESS13_1:line | 1196 |  | 1600 | -404 | 75 | []
BG_MK_CO_00001 | N-1 400kV Chervena Mogila - Stip | [BG-GR] 400 kV Blagoevgrad - Thessaloniki | XBG_TH11_GTHESS13_1:line | 1193 |  | 1600 | -407 | 75 | []
GR_CO_00005 | N-1 400 kV Thessaloniki-Lagadas ck.2 | [BG-GR] 400 kV Blagoevgrad - Thessaloniki | XBG_TH11_GTHESS13_1:line | 1189 |  | 1600 | -411 | 74 | []
MK_CO_00001 | N-1 400 kV Bitola-Dubrovo | [MK-GR] 400 kV Bitola-Meliti | XFL_BI11_GMELIT11_1:line | -1188 |  | 1600 | -412 | 74 | []
TR_GR_CO_00001 | N-1 400 kV Babaeski-N Santa | [BG-GR] 400 kV Blagoevgrad - Thessaloniki | XBG_TH11_GTHESS13_1:line | 1187 |  | 1600 | -413 | 74 | []
BG_RS_CO_00001 | N-1 400kV Sofia Zapad - Nis Â | [MK-GR] 400 kV Bitola-Meliti | XFL_BI11_GMELIT11_1:line | -1184 |  | 1600 | -416 | 74 | []
BG_MK_CO_00001 | N-1 400kV Chervena Mogila - Stip | [MK-GR] 400 kV Bitola-Meliti | XFL_BI11_GMELIT11_1:line | -1176 |  | 1600 | -424 | 74 | []
GR_CO_00005 | N-1 400 kV Thessaloniki-Lagadas ck.2 | [MK-GR] 400 kV Bitola-Meliti | XFL_BI11_GMELIT11_1:line | -1176 |  | 1600 | -424 | 73 | []
RS_KS_CO_00002 | N-1 400 kV Kosovo B-Nis 2 | [MK-GR] 400 kV Bitola-Meliti | XFL_BI11_GMELIT11_1:line | -1175 |  | 1600 | -425 | 73 | []
AL_CO_00002 | N-1 400 kV Elbasan 2-Zemlak | [BG-GR] 400 kV Blagoevgrad - Thessaloniki | XBG_TH11_GTHESS13_1:line | 1162 |  | 1600 | -438 | 73 | []
KS_CO_00001 | N-1 400 kV Kosovo B-Urosevac | [BG-GR] 400 kV Blagoevgrad - Thessaloniki | XBG_TH11_GTHESS13_1:line | 1150 |  | 1600 | -450 | 72 | []
MK_KS_CO_00001 | N-1 400 kV Skopje 5 âUrosevac | [BG-GR] 400 kV Blagoevgrad - Thessaloniki | XBG_TH11_GTHESS13_1:line | 1150 |  | 1600 | -450 | 72 | []
MK_CO_00003 | N-1 400 kV Skopje 4 âSkopje 5 | [MK-GR] 400 kV Bitola-Meliti | XFL_BI11_GMELIT11_1:line | -1143 |  | 1600 | -457 | 71 | []
MK_CO_00003 | N-1 400 kV Skopje 4 âSkopje 5 | [BG-GR] 400 kV Blagoevgrad - Thessaloniki | XBG_TH11_GTHESS13_1:line | 1133 |  | 1600 | -467 | 71 | []

## 0230Preventive
Detailed results
Generated at: | 2024-03-11 19:20
Business day: | 12.03.2024
Timestamp: | 02:30
Border & direction: | North-Greece Importing
Horizon: | DA
Remedial actions: | true
Evaluation type: | PREVENTIVE
TTC [MW]: | 3241
Fallback applied | false
Loading threshold | 0.7
Applied RAs
CO ID | RA ID | Name of the RA | Usage | Type | Location | Status
Limiting CNECs
CO ID | Name of the CO | Name of the CNE | CNE UCTE branch | Calculated I (A) | I max (PRE) | I max (CUR) | Margin (A) | Loading (%) | Applicable curative RAs
GR_CO_00001 | N-1 400 kV Filippoi-Nea Santa ck.2 | [BG-GR] 400 kV Blagoevgrad - Thessaloniki | XBG_TH11_GTHESS13_1:line | 1596 | 1600 | 1600 | -4 | 100 | []
AL_GR_CO_00001 | N-1 400 kV Zemplak-Kardia | [MK-GR] 400 kV Bitola-Meliti | XFL_BI11_GMELIT11_1:line | -1565 | 1600 | 1600 | -35 | 98 | []
BG_CO_00001 | N-1 400kV Chervena Mogila - Blagoevgrad ck. 1 | [MK-GR] 400 kV Bitola-Meliti | XFL_BI11_GMELIT11_1:line | 1512 | 1600 | 1600 | -88 | 94 | []
BG_GR_CO_00001 | N-1 400 kV Blagoevgrad - Thessaloniki | [MK-GR] 400 kV Bitola-Meliti | XFL_BI11_GMELIT11_1:line | 1499 | 1600 | 1600 | -101 | 94 | []
GR_CO_00001 | N-1 400 kV Filippoi-Nea Santa ck.2 | [MK-GR] 400 kV Bitola-Meliti | XFL_BI11_GMELIT11_1:line | 1462 | 1600 | 1600 | -138 | 91 | []
AL_CO_00002 | N-1 400 kV Elbasan 2-Zemlak | [MK-GR] 400 kV Bitola-Meliti | XFL_BI11_GMELIT11_1:line | -1443 | 1600 | 1600 | -157 | 90 | []
MK_GR_CO_00002 | N-1 400 kV Dubrovo-Thessaloniki | [MK-GR] 400 kV Bitola-Meliti | XFL_BI11_GMELIT11_1:line | -1399 | 1600 | 1600 | -201 | 87 | []
GR_CO_00002 | N-1 400 kV Filippoi-Lagadas ck.2 | [BG-GR] 400 kV Blagoevgrad - Thessaloniki | XBG_TH11_GTHESS13_1:line | 1399 | 1600 | 1600 | -201 | 87 | []
GR_CO_00002 | N-1 400 kV Filippoi-Lagadas ck.2 | [MK-GR] 400 kV Bitola-Meliti | XFL_BI11_GMELIT11_1:line | -1376 | 1600 | 1600 | -224 | 86 | []
GR_CO_00004 | N-1 400 kV Amideo-Lagadas ck.2 | [MK-GR] 400 kV Bitola-Meliti | XFL_BI11_GMELIT11_1:line | -1365 | 1600 | 1600 | -235 | 85 | []
AL_CO_00001 | N-1 400 kV Elbasan 2-Tirana 2 | [MK-GR] 400 kV Bitola-Meliti | XFL_BI11_GMELIT11_1:line | -1325 | 1600 | 1600 | -275 | 83 | []
BG_CO_00002 | N-1 400kV Sofia Zapad - Chervena Mogila ck. 1 | [MK-GR] 400 kV Bitola-Meliti | XFL_BI11_GMELIT11_1:line | -1308 | 1600 | 1600 | -292 | 82 | []
BG_GR_CO_00002 | N-1 400kV MARITSA IZTOK-NEA SANTA-CK-1 | [MK-GR] 400 kV Bitola-Meliti | XFL_BI11_GMELIT11_1:line | -1306 | 1600 | 1600 | -294 | 82 | []
TR_GR_CO_00001 | N-1 400 kV Babaeski-N Santa | [MK-GR] 400 kV Bitola-Meliti | XFL_BI11_GMELIT11_1:line | -1299 | 1600 | 1600 | -301 | 81 | []
KS_ME_CO_00001 | N-1 400 kV Pec 3-Ribarevina | [MK-GR] 400 kV Bitola-Meliti | XFL_BI11_GMELIT11_1:line | -1278 | 1600 | 1600 | -322 | 80 | []
BG_CO_00009 | N-1 400kV Maritsa Iztok 2Â - Maritsa Iztok 3 | [MK-GR] 400 kV Bitola-Meliti | XFL_BI11_GMELIT11_1:line | -1270 | 1600 | 1600 | -330 | 79 | []
TR_CO_00001 | N-1 400 kV Habitabat NGCC -Babaeski | [MK-GR] 400 kV Bitola-Meliti | XFL_BI11_GMELIT11_1:line | -1266 | 1600 | 1600 | -334 | 79 | []
AL_ME_CO_00001 | N-1 400 kV Tirana 2âPodgorica 2 | [MK-GR] 400 kV Bitola-Meliti | XFL_BI11_GMELIT11_1:line | -1265 | 1600 | 1600 | -335 | 79 | []
BG_CO_00016 | N-1 400kV Kozloduy - Sofia Zapad ck.2 | [MK-GR] 400 kV Bitola-Meliti | XFL_BI11_GMELIT11_1:line | -1264 | 1600 | 1600 | -336 | 79 | []
BG_CO_00012 | Â N-1 400kV Varna - Burgas | [MK-GR] 400 kV Bitola-Meliti | XFL_BI11_GMELIT11_1:line | -1262 | 1600 | 1600 | -338 | 79 | []
BG_TR_CO_00002 | N-1 400kV Maritsa 3 - Hamitabat 2 | [MK-GR] 400 kV Bitola-Meliti | XFL_BI11_GMELIT11_1:line | -1262 | 1600 | 1600 | -338 | 79 | []
BG_TR_CO_00001 | N-1 400kV Maritsa 3 - Hamitabat 1 | [MK-GR] 400 kV Bitola-Meliti | XFL_BI11_GMELIT11_1:line | -1261 | 1600 | 1600 | -339 | 79 | []
RS_CO_00004 | N-1 400 kV Nis 2 âLeskovac 2 | [MK-GR] 400 kV Bitola-Meliti | XFL_BI11_GMELIT11_1:line | -1261 | 1600 | 1600 | -339 | 79 | []
GR_CO_00003 | N-1 400 kV Meliti-Amideo ck.2 | [BG-GR] 400 kV Blagoevgrad - Thessaloniki | XBG_TH11_GTHESS13_1:line | 1260 | 1600 | 1600 | -340 | 79 | []
MK_CO_00002 | N-1 400 kV Dubrovo âStip | [MK-GR] 400 kV Bitola-Meliti | XFL_BI11_GMELIT11_1:line | -1260 | 1600 | 1600 | -340 | 79 | []
BC | Base Case | [MK-GR] 400 kV Bitola-Meliti | XFL_BI11_GMELIT11_1:line | -1260 | 1600 | 1600 | -340 | 79 | []
BG_CO_00010 | N-1 400kV Maritsa Iztok â Maritsa Iztok 3 | [MK-GR] 400 kV Bitola-Meliti | XFL_BI11_GMELIT11_1:line | -1260 | 1600 | 1600 | -340 | 79 | []
MK_GR_CO_00001 | N-1 400 kV Bitola-Meliti | [BG-GR] 400 kV Blagoevgrad - Thessaloniki | XBG_TH11_GTHESS13_1:line | 1260 | 1600 | 1600 | -340 | 79 | []
RS_CO_00003 | N-1 400 kV Vranje 4 âLeskovac 2 | [MK-GR] 400 kV Bitola-Meliti | XFL_BI11_GMELIT11_1:line | -1260 | 1600 | 1600 | -340 | 79 | []
BG_CO_00013 | N-1 400kV Burgas â Maritsa Iztok 2 | [MK-GR] 400 kV Bitola-Meliti | XFL_BI11_GMELIT11_1:line | -1260 | 1600 | 1600 | -340 | 79 | []
RS_MK_00001 | N-1 400 kV Vranje 4 -Stip | [MK-GR] 400 kV Bitola-Meliti | XFL_BI11_GMELIT11_1:line | -1259 | 1600 | 1600 | -341 | 79 | []
BG_CO_00011 | N-1 400kV Maritsa Iztok - Plovdiv | [MK-GR] 400 kV Bitola-Meliti | XFL_BI11_GMELIT11_1:line | -1257 | 1600 | 1600 | -343 | 79 | []
BG_CO_00007 | N-1 400kV Maritsa Iztok - Plovdiv ck. 2 | [MK-GR] 400 kV Bitola-Meliti | XFL_BI11_GMELIT11_1:line | -1255 | 1600 | 1600 | -345 | 78 | []
BG_CO_00008 | N-1 400kV Plovdiv - Vetren | [MK-GR] 400 kV Bitola-Meliti | XFL_BI11_GMELIT11_1:line | -1253 | 1600 | 1600 | -347 | 78 | []
AL_GR_CO_00001 | N-1 400 kV Zemplak-Kardia | [BG-GR] 400 kV Blagoevgrad - Thessaloniki | XBG_TH11_GTHESS13_1:line | 1252 | 1600 | 1600 | -348 | 78 | []
BG_GR_CO_00002 | N-1 400kV MARITSA IZTOK-NEA SANTA-CK-1 | [BG-GR] 400 kV Blagoevgrad - Thessaloniki | XBG_TH11_GTHESS13_1:line | 1221 | 1600 | 1600 | -379 | 76 | []
BG_RS_CO_00001 | N-1 400kV Sofia Zapad - Nis Â | [MK-GR] 400 kV Bitola-Meliti | XFL_BI11_GMELIT11_1:line | -1215 | 1600 | 1600 | -385 | 76 | []
MK_CO_00001 | N-1 400 kV Bitola-Dubrovo | [MK-GR] 400 kV Bitola-Meliti | XFL_BI11_GMELIT11_1:line | -1210 | 1600 | 1600 | -390 | 76 | []
BG_MK_CO_00001 | N-1 400kV Chervena Mogila - Stip | [MK-GR] 400 kV Bitola-Meliti | XFL_BI11_GMELIT11_1:line | -1209 | 1600 | 1600 | -391 | 76 | []
GR_CO_00005 | N-1 400 kV Thessaloniki-Lagadas ck.2 | [MK-GR] 400 kV Bitola-Meliti | XFL_BI11_GMELIT11_1:line | -1207 | 1600 | 1600 | -393 | 75 | []
TR_GR_CO_00001 | N-1 400 kV Babaeski-N Santa | [BG-GR] 400 kV Maritsa Iztok-Nea Santa | XMI_NS11_GNSANT11_1:line | 1207 | 1600 | 1600 | -393 | 75 | []
RS_KS_CO_00002 | N-1 400 kV Kosovo B-Nis 2 | [MK-GR] 400 kV Bitola-Meliti | XFL_BI11_GMELIT11_1:line | -1206 | 1600 | 1600 | -394 | 75 | []
BG_RS_CO_00001 | N-1 400kV Sofia Zapad - Nis Â | [BG-GR] 400 kV Blagoevgrad - Thessaloniki | XBG_TH11_GTHESS13_1:line | 1201 | 1600 | 1600 | -399 | 75 | []
BG_GR_CO_00002 | N-1 400kV MARITSA IZTOK-NEA SANTA-CK-1 | [TR-GR] 400 kV Babaeski-Nea Santa | XNS_BA11_GNSANT15_1:line | 1133 | 1517 | 1517 | -384 | 75 | []
RS_KS_CO_00002 | N-1 400 kV Kosovo B-Nis 2 | [BG-GR] 400 kV Blagoevgrad - Thessaloniki | XBG_TH11_GTHESS13_1:line | 1194 | 1600 | 1600 | -406 | 75 | []
GR_CO_00005 | N-1 400 kV Thessaloniki-Lagadas ck.2 | [BG-GR] 400 kV Blagoevgrad - Thessaloniki | XBG_TH11_GTHESS13_1:line | 1189 | 1600 | 1600 | -411 | 74 | []
TR_GR_CO_00001 | N-1 400 kV Babaeski-N Santa | [BG-GR] 400 kV Blagoevgrad - Thessaloniki | XBG_TH11_GTHESS13_1:line | 1189 | 1600 | 1600 | -411 | 74 | []
BG_MK_CO_00001 | N-1 400kV Chervena Mogila - Stip | [BG-GR] 400 kV Blagoevgrad - Thessaloniki | XBG_TH11_GTHESS13_1:line | 1186 | 1600 | 1600 | -414 | 74 | []
AL_CO_00002 | N-1 400 kV Elbasan 2-Zemlak | [BG-GR] 400 kV Blagoevgrad - Thessaloniki | XBG_TH11_GTHESS13_1:line | 1176 | 1600 | 1600 | -424 | 73 | []
MK_KS_CO_00001 | N-1 400 kV Skopje 5 âUrosevac | [BG-GR] 400 kV Blagoevgrad - Thessaloniki | XBG_TH11_GTHESS13_1:line | 1170 | 1600 | 1600 | -430 | 73 | []
MK_CO_00003 | N-1 400 kV Skopje 4 âSkopje 5 | [MK-GR] 400 kV Bitola-Meliti | XFL_BI11_GMELIT11_1:line | -1169 | 1600 | 1600 | -431 | 73 | []
KS_CO_00001 | N-1 400 kV Kosovo B-Urosevac | [BG-GR] 400 kV Blagoevgrad - Thessaloniki | XBG_TH11_GTHESS13_1:line | 1162 | 1600 | 1600 | -438 | 73 | []
MK_CO_00003 | N-1 400 kV Skopje 4 âSkopje 5 | [BG-GR] 400 kV Blagoevgrad - Thessaloniki | XBG_TH11_GTHESS13_1:line | 1137 | 1600 | 1600 | -463 | 71 | []
KS_CO_00001 | N-1 400 kV Kosovo B-Urosevac | [MK-GR] 400 kV Bitola-Meliti | XFL_BI11_GMELIT11_1:line | -1121 | 1600 | 1600 | -479 | 70 | []

## 0230Curative
Detailed results
Generated at: | 2024-03-11 19:20
Business day: | 12.03.2024
Timestamp: | 02:30
Border & direction: | North-Greece Importing
Horizon: | DA
Remedial actions: | true
Evaluation type: | CURATIVE
TTC [MW]: | 3241
Fallback applied | false
Loading threshold | 0.7
Applied RAs
CO ID | RA ID | Name of the RA | Usage | Type | Location | Status
Limiting CNECs
CO ID | Name of the CO | Name of the CNE | CNE UCTE branch | Calculated I (A) | I max (PRE) | I max (CUR) | Margin (A) | Loading (%) | Applicable curative RAs
GR_CO_00001 | N-1 400 kV Filippoi-Nea Santa ck.2 | [BG-GR] 400 kV Blagoevgrad - Thessaloniki | XBG_TH11_GTHESS13_1:line | 1596 |  | 1600 | -4 | 100 | []
AL_GR_CO_00001 | N-1 400 kV Zemplak-Kardia | [MK-GR] 400 kV Bitola-Meliti | XFL_BI11_GMELIT11_1:line | -1565 |  | 1600 | -35 | 98 | []
BG_CO_00001 | N-1 400kV Chervena Mogila - Blagoevgrad ck. 1 | [MK-GR] 400 kV Bitola-Meliti | XFL_BI11_GMELIT11_1:line | 1512 |  | 1600 | -88 | 94 | []
BG_GR_CO_00001 | N-1 400 kV Blagoevgrad - Thessaloniki | [MK-GR] 400 kV Bitola-Meliti | XFL_BI11_GMELIT11_1:line | 1499 |  | 1600 | -101 | 94 | []
GR_CO_00001 | N-1 400 kV Filippoi-Nea Santa ck.2 | [MK-GR] 400 kV Bitola-Meliti | XFL_BI11_GMELIT11_1:line | 1462 |  | 1600 | -138 | 91 | []
AL_CO_00002 | N-1 400 kV Elbasan 2-Zemlak | [MK-GR] 400 kV Bitola-Meliti | XFL_BI11_GMELIT11_1:line | -1443 |  | 1600 | -157 | 90 | []
MK_GR_CO_00002 | N-1 400 kV Dubrovo-Thessaloniki | [MK-GR] 400 kV Bitola-Meliti | XFL_BI11_GMELIT11_1:line | -1399 |  | 1600 | -201 | 87 | []
GR_CO_00002 | N-1 400 kV Filippoi-Lagadas ck.2 | [BG-GR] 400 kV Blagoevgrad - Thessaloniki | XBG_TH11_GTHESS13_1:line | 1399 |  | 1600 | -201 | 87 | []
GR_CO_00002 | N-1 400 kV Filippoi-Lagadas ck.2 | [MK-GR] 400 kV Bitola-Meliti | XFL_BI11_GMELIT11_1:line | -1376 |  | 1600 | -224 | 86 | []
GR_CO_00004 | N-1 400 kV Amideo-Lagadas ck.2 | [MK-GR] 400 kV Bitola-Meliti | XFL_BI11_GMELIT11_1:line | -1365 |  | 1600 | -235 | 85 | []
AL_CO_00001 | N-1 400 kV Elbasan 2-Tirana 2 | [MK-GR] 400 kV Bitola-Meliti | XFL_BI11_GMELIT11_1:line | -1325 |  | 1600 | -275 | 83 | []
BG_CO_00002 | N-1 400kV Sofia Zapad - Chervena Mogila ck. 1 | [MK-GR] 400 kV Bitola-Meliti | XFL_BI11_GMELIT11_1:line | -1308 |  | 1600 | -292 | 82 | []
BG_GR_CO_00002 | N-1 400kV MARITSA IZTOK-NEA SANTA-CK-1 | [MK-GR] 400 kV Bitola-Meliti | XFL_BI11_GMELIT11_1:line | -1306 |  | 1600 | -294 | 82 | []
TR_GR_CO_00001 | N-1 400 kV Babaeski-N Santa | [MK-GR] 400 kV Bitola-Meliti | XFL_BI11_GMELIT11_1:line | -1299 |  | 1600 | -301 | 81 | []
KS_ME_CO_00001 | N-1 400 kV Pec 3-Ribarevina | [MK-GR] 400 kV Bitola-Meliti | XFL_BI11_GMELIT11_1:line | -1278 |  | 1600 | -322 | 80 | []
BG_CO_00009 | N-1 400kV Maritsa Iztok 2Â - Maritsa Iztok 3 | [MK-GR] 400 kV Bitola-Meliti | XFL_BI11_GMELIT11_1:line | -1270 |  | 1600 | -330 | 79 | []
TR_CO_00001 | N-1 400 kV Habitabat NGCC -Babaeski | [MK-GR] 400 kV Bitola-Meliti | XFL_BI11_GMELIT11_1:line | -1266 |  | 1600 | -334 | 79 | []
AL_ME_CO_00001 | N-1 400 kV Tirana 2âPodgorica 2 | [MK-GR] 400 kV Bitola-Meliti | XFL_BI11_GMELIT11_1:line | -1265 |  | 1600 | -335 | 79 | []
BG_CO_00016 | N-1 400kV Kozloduy - Sofia Zapad ck.2 | [MK-GR] 400 kV Bitola-Meliti | XFL_BI11_GMELIT11_1:line | -1264 |  | 1600 | -336 | 79 | []
BG_CO_00012 | Â N-1 400kV Varna - Burgas | [MK-GR] 400 kV Bitola-Meliti | XFL_BI11_GMELIT11_1:line | -1262 |  | 1600 | -338 | 79 | []
BG_TR_CO_00002 | N-1 400kV Maritsa 3 - Hamitabat 2 | [MK-GR] 400 kV Bitola-Meliti | XFL_BI11_GMELIT11_1:line | -1262 |  | 1600 | -338 | 79 | []
BG_TR_CO_00001 | N-1 400kV Maritsa 3 - Hamitabat 1 | [MK-GR] 400 kV Bitola-Meliti | XFL_BI11_GMELIT11_1:line | -1261 |  | 1600 | -339 | 79 | []
RS_CO_00004 | N-1 400 kV Nis 2 âLeskovac 2 | [MK-GR] 400 kV Bitola-Meliti | XFL_BI11_GMELIT11_1:line | -1261 |  | 1600 | -339 | 79 | []
GR_CO_00003 | N-1 400 kV Meliti-Amideo ck.2 | [BG-GR] 400 kV Blagoevgrad - Thessaloniki | XBG_TH11_GTHESS13_1:line | 1260 |  | 1600 | -340 | 79 | []
MK_CO_00002 | N-1 400 kV Dubrovo âStip | [MK-GR] 400 kV Bitola-Meliti | XFL_BI11_GMELIT11_1:line | -1260 |  | 1600 | -340 | 79 | []
BC | Base Case | [MK-GR] 400 kV Bitola-Meliti | XFL_BI11_GMELIT11_1:line | -1260 |  | 1600 | -340 | 79 | []
BG_CO_00010 | N-1 400kV Maritsa Iztok â Maritsa Iztok 3 | [MK-GR] 400 kV Bitola-Meliti | XFL_BI11_GMELIT11_1:line | -1260 |  | 1600 | -340 | 79 | []
MK_GR_CO_00001 | N-1 400 kV Bitola-Meliti | [BG-GR] 400 kV Blagoevgrad - Thessaloniki | XBG_TH11_GTHESS13_1:line | 1260 |  | 1600 | -340 | 79 | []
RS_CO_00003 | N-1 400 kV Vranje 4 âLeskovac 2 | [MK-GR] 400 kV Bitola-Meliti | XFL_BI11_GMELIT11_1:line | -1260 |  | 1600 | -340 | 79 | []
BG_CO_00013 | N-1 400kV Burgas â Maritsa Iztok 2 | [MK-GR] 400 kV Bitola-Meliti | XFL_BI11_GMELIT11_1:line | -1260 |  | 1600 | -340 | 79 | []
RS_MK_00001 | N-1 400 kV Vranje 4 -Stip | [MK-GR] 400 kV Bitola-Meliti | XFL_BI11_GMELIT11_1:line | -1259 |  | 1600 | -341 | 79 | []
BG_CO_00011 | N-1 400kV Maritsa Iztok - Plovdiv | [MK-GR] 400 kV Bitola-Meliti | XFL_BI11_GMELIT11_1:line | -1257 |  | 1600 | -343 | 79 | []
BG_CO_00007 | N-1 400kV Maritsa Iztok - Plovdiv ck. 2 | [MK-GR] 400 kV Bitola-Meliti | XFL_BI11_GMELIT11_1:line | -1255 |  | 1600 | -345 | 78 | []
BG_CO_00008 | N-1 400kV Plovdiv - Vetren | [MK-GR] 400 kV Bitola-Meliti | XFL_BI11_GMELIT11_1:line | -1253 |  | 1600 | -347 | 78 | []
AL_GR_CO_00001 | N-1 400 kV Zemplak-Kardia | [BG-GR] 400 kV Blagoevgrad - Thessaloniki | XBG_TH11_GTHESS13_1:line | 1252 |  | 1600 | -348 | 78 | []
BG_GR_CO_00002 | N-1 400kV MARITSA IZTOK-NEA SANTA-CK-1 | [BG-GR] 400 kV Blagoevgrad - Thessaloniki | XBG_TH11_GTHESS13_1:line | 1221 |  | 1600 | -379 | 76 | []
BG_RS_CO_00001 | N-1 400kV Sofia Zapad - Nis Â | [MK-GR] 400 kV Bitola-Meliti | XFL_BI11_GMELIT11_1:line | -1215 |  | 1600 | -385 | 76 | []
MK_CO_00001 | N-1 400 kV Bitola-Dubrovo | [MK-GR] 400 kV Bitola-Meliti | XFL_BI11_GMELIT11_1:line | -1210 |  | 1600 | -390 | 76 | []
BG_MK_CO_00001 | N-1 400kV Chervena Mogila - Stip | [MK-GR] 400 kV Bitola-Meliti | XFL_BI11_GMELIT11_1:line | -1209 |  | 1600 | -391 | 76 | []
GR_CO_00005 | N-1 400 kV Thessaloniki-Lagadas ck.2 | [MK-GR] 400 kV Bitola-Meliti | XFL_BI11_GMELIT11_1:line | -1207 |  | 1600 | -393 | 75 | []
TR_GR_CO_00001 | N-1 400 kV Babaeski-N Santa | [BG-GR] 400 kV Maritsa Iztok-Nea Santa | XMI_NS11_GNSANT11_1:line | 1207 |  | 1600 | -393 | 75 | []
RS_KS_CO_00002 | N-1 400 kV Kosovo B-Nis 2 | [MK-GR] 400 kV Bitola-Meliti | XFL_BI11_GMELIT11_1:line | -1206 |  | 1600 | -394 | 75 | []
BG_RS_CO_00001 | N-1 400kV Sofia Zapad - Nis Â | [BG-GR] 400 kV Blagoevgrad - Thessaloniki | XBG_TH11_GTHESS13_1:line | 1201 |  | 1600 | -399 | 75 | []
BG_GR_CO_00002 | N-1 400kV MARITSA IZTOK-NEA SANTA-CK-1 | [TR-GR] 400 kV Babaeski-Nea Santa | XNS_BA11_GNSANT15_1:line | 1133 |  | 1517 | -384 | 75 | []
RS_KS_CO_00002 | N-1 400 kV Kosovo B-Nis 2 | [BG-GR] 400 kV Blagoevgrad - Thessaloniki | XBG_TH11_GTHESS13_1:line | 1194 |  | 1600 | -406 | 75 | []
GR_CO_00005 | N-1 400 kV Thessaloniki-Lagadas ck.2 | [BG-GR] 400 kV Blagoevgrad - Thessaloniki | XBG_TH11_GTHESS13_1:line | 1189 |  | 1600 | -411 | 74 | []
TR_GR_CO_00001 | N-1 400 kV Babaeski-N Santa | [BG-GR] 400 kV Blagoevgrad - Thessaloniki | XBG_TH11_GTHESS13_1:line | 1189 |  | 1600 | -411 | 74 | []
BG_MK_CO_00001 | N-1 400kV Chervena Mogila - Stip | [BG-GR] 400 kV Blagoevgrad - Thessaloniki | XBG_TH11_GTHESS13_1:line | 1186 |  | 1600 | -414 | 74 | []
AL_CO_00002 | N-1 400 kV Elbasan 2-Zemlak | [BG-GR] 400 kV Blagoevgrad - Thessaloniki | XBG_TH11_GTHESS13_1:line | 1176 |  | 1600 | -424 | 73 | []
MK_KS_CO_00001 | N-1 400 kV Skopje 5 âUrosevac | [BG-GR] 400 kV Blagoevgrad - Thessaloniki | XBG_TH11_GTHESS13_1:line | 1170 |  | 1600 | -430 | 73 | []
MK_CO_00003 | N-1 400 kV Skopje 4 âSkopje 5 | [MK-GR] 400 kV Bitola-Meliti | XFL_BI11_GMELIT11_1:line | -1169 |  | 1600 | -431 | 73 | []
KS_CO_00001 | N-1 400 kV Kosovo B-Urosevac | [BG-GR] 400 kV Blagoevgrad - Thessaloniki | XBG_TH11_GTHESS13_1:line | 1162 |  | 1600 | -438 | 73 | []
MK_CO_00003 | N-1 400 kV Skopje 4 âSkopje 5 | [BG-GR] 400 kV Blagoevgrad - Thessaloniki | XBG_TH11_GTHESS13_1:line | 1137 |  | 1600 | -463 | 71 | []
KS_CO_00001 | N-1 400 kV Kosovo B-Urosevac | [MK-GR] 400 kV Bitola-Meliti | XFL_BI11_GMELIT11_1:line | -1121 |  | 1600 | -479 | 70 | []

## 0330Preventive
Detailed results
Generated at: | 2024-03-11 19:20
Business day: | 12.03.2024
Timestamp: | 03:30
Border & direction: | North-Greece Importing
Horizon: | DA
Remedial actions: | true
Evaluation type: | PREVENTIVE
TTC [MW]: | 3229
Fallback applied | false
Loading threshold | 0.7
Applied RAs
CO ID | RA ID | Name of the RA | Usage | Type | Location | Status
Limiting CNECs
CO ID | Name of the CO | Name of the CNE | CNE UCTE branch | Calculated I (A) | I max (PRE) | I max (CUR) | Margin (A) | Loading (%) | Applicable curative RAs
GR_CO_00001 | N-1 400 kV Filippoi-Nea Santa ck.2 | [BG-GR] 400 kV Blagoevgrad - Thessaloniki | XBG_TH11_GTHESS13_1:line | 1594 | 1600 | 1600 | -6 | 100 | []
AL_GR_CO_00001 | N-1 400 kV Zemplak-Kardia | [MK-GR] 400 kV Bitola-Meliti | XFL_BI11_GMELIT11_1:line | -1574 | 1600 | 1600 | -26 | 98 | []
BG_CO_00001 | N-1 400kV Chervena Mogila - Blagoevgrad ck. 1 | [MK-GR] 400 kV Bitola-Meliti | XFL_BI11_GMELIT11_1:line | 1508 | 1600 | 1600 | -92 | 94 | []
BG_GR_CO_00001 | N-1 400 kV Blagoevgrad - Thessaloniki | [MK-GR] 400 kV Bitola-Meliti | XFL_BI11_GMELIT11_1:line | 1482 | 1600 | 1600 | -118 | 93 | []
AL_CO_00002 | N-1 400 kV Elbasan 2-Zemlak | [MK-GR] 400 kV Bitola-Meliti | XFL_BI11_GMELIT11_1:line | -1452 | 1600 | 1600 | -148 | 91 | []
GR_CO_00001 | N-1 400 kV Filippoi-Nea Santa ck.2 | [MK-GR] 400 kV Bitola-Meliti | XFL_BI11_GMELIT11_1:line | 1449 | 1600 | 1600 | -151 | 91 | []
GR_CO_00002 | N-1 400 kV Filippoi-Lagadas ck.2 | [BG-GR] 400 kV Blagoevgrad - Thessaloniki | XBG_TH11_GTHESS13_1:line | 1399 | 1600 | 1600 | -201 | 87 | []
MK_GR_CO_00002 | N-1 400 kV Dubrovo-Thessaloniki | [MK-GR] 400 kV Bitola-Meliti | XFL_BI11_GMELIT11_1:line | -1384 | 1600 | 1600 | -216 | 87 | []
GR_CO_00002 | N-1 400 kV Filippoi-Lagadas ck.2 | [MK-GR] 400 kV Bitola-Meliti | XFL_BI11_GMELIT11_1:line | -1364 | 1600 | 1600 | -236 | 85 | []
GR_CO_00004 | N-1 400 kV Amideo-Lagadas ck.2 | [MK-GR] 400 kV Bitola-Meliti | XFL_BI11_GMELIT11_1:line | -1352 | 1600 | 1600 | -248 | 85 | []
AL_CO_00001 | N-1 400 kV Elbasan 2-Tirana 2 | [MK-GR] 400 kV Bitola-Meliti | XFL_BI11_GMELIT11_1:line | -1322 | 1600 | 1600 | -278 | 83 | []
BG_CO_00002 | N-1 400kV Sofia Zapad - Chervena Mogila ck. 1 | [MK-GR] 400 kV Bitola-Meliti | XFL_BI11_GMELIT11_1:line | -1297 | 1600 | 1600 | -303 | 81 | []
BG_GR_CO_00002 | N-1 400kV MARITSA IZTOK-NEA SANTA-CK-1 | [MK-GR] 400 kV Bitola-Meliti | XFL_BI11_GMELIT11_1:line | -1294 | 1600 | 1600 | -306 | 81 | []
TR_GR_CO_00001 | N-1 400 kV Babaeski-N Santa | [MK-GR] 400 kV Bitola-Meliti | XFL_BI11_GMELIT11_1:line | -1285 | 1600 | 1600 | -315 | 80 | []
AL_GR_CO_00001 | N-1 400 kV Zemplak-Kardia | [BG-GR] 400 kV Blagoevgrad - Thessaloniki | XBG_TH11_GTHESS13_1:line | 1269 | 1600 | 1600 | -331 | 79 | []
GR_CO_00003 | N-1 400 kV Meliti-Amideo ck.2 | [BG-GR] 400 kV Blagoevgrad - Thessaloniki | XBG_TH11_GTHESS13_1:line | 1261 | 1600 | 1600 | -339 | 79 | []
MK_GR_CO_00001 | N-1 400 kV Bitola-Meliti | [BG-GR] 400 kV Blagoevgrad - Thessaloniki | XBG_TH11_GTHESS13_1:line | 1261 | 1600 | 1600 | -339 | 79 | []
KS_ME_CO_00001 | N-1 400 kV Pec 3-Ribarevina | [MK-GR] 400 kV Bitola-Meliti | XFL_BI11_GMELIT11_1:line | -1258 | 1600 | 1600 | -342 | 79 | []
AL_ME_CO_00001 | N-1 400 kV Tirana 2âPodgorica 2 | [MK-GR] 400 kV Bitola-Meliti | XFL_BI11_GMELIT11_1:line | -1258 | 1600 | 1600 | -342 | 79 | []
BG_CO_00009 | N-1 400kV Maritsa Iztok 2Â - Maritsa Iztok 3 | [MK-GR] 400 kV Bitola-Meliti | XFL_BI11_GMELIT11_1:line | -1258 | 1600 | 1600 | -342 | 79 | []
TR_CO_00001 | N-1 400 kV Habitabat NGCC -Babaeski | [MK-GR] 400 kV Bitola-Meliti | XFL_BI11_GMELIT11_1:line | -1254 | 1600 | 1600 | -346 | 78 | []
BG_CO_00016 | N-1 400kV Kozloduy - Sofia Zapad ck.2 | [MK-GR] 400 kV Bitola-Meliti | XFL_BI11_GMELIT11_1:line | -1252 | 1600 | 1600 | -348 | 78 | []
BG_TR_CO_00002 | N-1 400kV Maritsa 3 - Hamitabat 2 | [MK-GR] 400 kV Bitola-Meliti | XFL_BI11_GMELIT11_1:line | -1250 | 1600 | 1600 | -350 | 78 | []
BG_CO_00012 | Â N-1 400kV Varna - Burgas | [MK-GR] 400 kV Bitola-Meliti | XFL_BI11_GMELIT11_1:line | -1250 | 1600 | 1600 | -350 | 78 | []
BG_TR_CO_00001 | N-1 400kV Maritsa 3 - Hamitabat 1 | [MK-GR] 400 kV Bitola-Meliti | XFL_BI11_GMELIT11_1:line | -1250 | 1600 | 1600 | -350 | 78 | []
RS_CO_00004 | N-1 400 kV Nis 2 âLeskovac 2 | [MK-GR] 400 kV Bitola-Meliti | XFL_BI11_GMELIT11_1:line | -1249 | 1600 | 1600 | -351 | 78 | []
MK_CO_00002 | N-1 400 kV Dubrovo âStip | [MK-GR] 400 kV Bitola-Meliti | XFL_BI11_GMELIT11_1:line | -1248 | 1600 | 1600 | -352 | 78 | []
BC | Base Case | [MK-GR] 400 kV Bitola-Meliti | XFL_BI11_GMELIT11_1:line | -1248 | 1600 | 1600 | -352 | 78 | []
RS_CO_00003 | N-1 400 kV Vranje 4 âLeskovac 2 | [MK-GR] 400 kV Bitola-Meliti | XFL_BI11_GMELIT11_1:line | -1248 | 1600 | 1600 | -352 | 78 | []
BG_CO_00013 | N-1 400kV Burgas â Maritsa Iztok 2 | [MK-GR] 400 kV Bitola-Meliti | XFL_BI11_GMELIT11_1:line | -1248 | 1600 | 1600 | -352 | 78 | []
BG_CO_00010 | N-1 400kV Maritsa Iztok â Maritsa Iztok 3 | [MK-GR] 400 kV Bitola-Meliti | XFL_BI11_GMELIT11_1:line | -1248 | 1600 | 1600 | -352 | 78 | []
RS_MK_00001 | N-1 400 kV Vranje 4 -Stip | [MK-GR] 400 kV Bitola-Meliti | XFL_BI11_GMELIT11_1:line | -1247 | 1600 | 1600 | -353 | 78 | []
BG_CO_00011 | N-1 400kV Maritsa Iztok - Plovdiv | [MK-GR] 400 kV Bitola-Meliti | XFL_BI11_GMELIT11_1:line | -1244 | 1600 | 1600 | -356 | 78 | []
BG_CO_00007 | N-1 400kV Maritsa Iztok - Plovdiv ck. 2 | [MK-GR] 400 kV Bitola-Meliti | XFL_BI11_GMELIT11_1:line | -1243 | 1600 | 1600 | -357 | 78 | []
BG_CO_00008 | N-1 400kV Plovdiv - Vetren | [MK-GR] 400 kV Bitola-Meliti | XFL_BI11_GMELIT11_1:line | -1241 | 1600 | 1600 | -359 | 78 | []
BG_GR_CO_00002 | N-1 400kV MARITSA IZTOK-NEA SANTA-CK-1 | [BG-GR] 400 kV Blagoevgrad - Thessaloniki | XBG_TH11_GTHESS13_1:line | 1223 | 1600 | 1600 | -377 | 76 | []
BG_RS_CO_00001 | N-1 400kV Sofia Zapad - Nis Â | [MK-GR] 400 kV Bitola-Meliti | XFL_BI11_GMELIT11_1:line | -1209 | 1600 | 1600 | -391 | 76 | []
RS_KS_CO_00002 | N-1 400 kV Kosovo B-Nis 2 | [BG-GR] 400 kV Blagoevgrad - Thessaloniki | XBG_TH11_GTHESS13_1:line | 1201 | 1600 | 1600 | -399 | 75 | []
BG_MK_CO_00001 | N-1 400kV Chervena Mogila - Stip | [MK-GR] 400 kV Bitola-Meliti | XFL_BI11_GMELIT11_1:line | -1201 | 1600 | 1600 | -399 | 75 | []
MK_CO_00001 | N-1 400 kV Bitola-Dubrovo | [MK-GR] 400 kV Bitola-Meliti | XFL_BI11_GMELIT11_1:line | -1199 | 1600 | 1600 | -401 | 75 | []
MK_KS_CO_00001 | N-1 400 kV Skopje 5 âUrosevac | [BG-GR] 400 kV Blagoevgrad - Thessaloniki | XBG_TH11_GTHESS13_1:line | 1197 | 1600 | 1600 | -403 | 75 | []
GR_CO_00005 | N-1 400 kV Thessaloniki-Lagadas ck.2 | [MK-GR] 400 kV Bitola-Meliti | XFL_BI11_GMELIT11_1:line | -1194 | 1600 | 1600 | -406 | 75 | []
AL_CO_00002 | N-1 400 kV Elbasan 2-Zemlak | [BG-GR] 400 kV Blagoevgrad - Thessaloniki | XBG_TH11_GTHESS13_1:line | 1194 | 1600 | 1600 | -406 | 75 | []
RS_KS_CO_00002 | N-1 400 kV Kosovo B-Nis 2 | [MK-GR] 400 kV Bitola-Meliti | XFL_BI11_GMELIT11_1:line | -1192 | 1600 | 1600 | -408 | 75 | []
GR_CO_00005 | N-1 400 kV Thessaloniki-Lagadas ck.2 | [BG-GR] 400 kV Blagoevgrad - Thessaloniki | XBG_TH11_GTHESS13_1:line | 1190 | 1600 | 1600 | -410 | 74 | []
TR_GR_CO_00001 | N-1 400 kV Babaeski-N Santa | [BG-GR] 400 kV Blagoevgrad - Thessaloniki | XBG_TH11_GTHESS13_1:line | 1187 | 1600 | 1600 | -413 | 74 | []
BG_RS_CO_00001 | N-1 400kV Sofia Zapad - Nis Â | [BG-GR] 400 kV Blagoevgrad - Thessaloniki | XBG_TH11_GTHESS13_1:line | 1187 | 1600 | 1600 | -413 | 74 | []
BG_MK_CO_00001 | N-1 400kV Chervena Mogila - Stip | [BG-GR] 400 kV Blagoevgrad - Thessaloniki | XBG_TH11_GTHESS13_1:line | 1182 | 1600 | 1600 | -418 | 74 | []
TR_GR_CO_00001 | N-1 400 kV Babaeski-N Santa | [BG-GR] 400 kV Maritsa Iztok-Nea Santa | XMI_NS11_GNSANT11_1:line | 1181 | 1600 | 1600 | -419 | 74 | []
KS_CO_00001 | N-1 400 kV Kosovo B-Urosevac | [BG-GR] 400 kV Blagoevgrad - Thessaloniki | XBG_TH11_GTHESS13_1:line | 1180 | 1600 | 1600 | -420 | 74 | []
BG_GR_CO_00002 | N-1 400kV MARITSA IZTOK-NEA SANTA-CK-1 | [TR-GR] 400 kV Babaeski-Nea Santa | XNS_BA11_GNSANT15_1:line | 1106 | 1517 | 1517 | -411 | 73 | []
MK_CO_00003 | N-1 400 kV Skopje 4 âSkopje 5 | [BG-GR] 400 kV Blagoevgrad - Thessaloniki | XBG_TH11_GTHESS13_1:line | 1147 | 1600 | 1600 | -453 | 72 | []
MK_CO_00003 | N-1 400 kV Skopje 4 âSkopje 5 | [MK-GR] 400 kV Bitola-Meliti | XFL_BI11_GMELIT11_1:line | -1145 | 1600 | 1600 | -455 | 72 | []
AL_CO_00001 | N-1 400 kV Elbasan 2-Tirana 2 | [BG-GR] 400 kV Blagoevgrad - Thessaloniki | XBG_TH11_GTHESS13_1:line | 1128 | 1600 | 1600 | -472 | 71 | []

## 0330Curative
Detailed results
Generated at: | 2024-03-11 19:20
Business day: | 12.03.2024
Timestamp: | 03:30
Border & direction: | North-Greece Importing
Horizon: | DA
Remedial actions: | true
Evaluation type: | CURATIVE
TTC [MW]: | 3229
Fallback applied | false
Loading threshold | 0.7
Applied RAs
CO ID | RA ID | Name of the RA | Usage | Type | Location | Status
Limiting CNECs
CO ID | Name of the CO | Name of the CNE | CNE UCTE branch | Calculated I (A) | I max (PRE) | I max (CUR) | Margin (A) | Loading (%) | Applicable curative RAs
GR_CO_00001 | N-1 400 kV Filippoi-Nea Santa ck.2 | [BG-GR] 400 kV Blagoevgrad - Thessaloniki | XBG_TH11_GTHESS13_1:line | 1594 |  | 1600 | -6 | 100 | []
AL_GR_CO_00001 | N-1 400 kV Zemplak-Kardia | [MK-GR] 400 kV Bitola-Meliti | XFL_BI11_GMELIT11_1:line | -1574 |  | 1600 | -26 | 98 | []
BG_CO_00001 | N-1 400kV Chervena Mogila - Blagoevgrad ck. 1 | [MK-GR] 400 kV Bitola-Meliti | XFL_BI11_GMELIT11_1:line | 1508 |  | 1600 | -92 | 94 | []
BG_GR_CO_00001 | N-1 400 kV Blagoevgrad - Thessaloniki | [MK-GR] 400 kV Bitola-Meliti | XFL_BI11_GMELIT11_1:line | 1482 |  | 1600 | -118 | 93 | []
AL_CO_00002 | N-1 400 kV Elbasan 2-Zemlak | [MK-GR] 400 kV Bitola-Meliti | XFL_BI11_GMELIT11_1:line | -1452 |  | 1600 | -148 | 91 | []
GR_CO_00001 | N-1 400 kV Filippoi-Nea Santa ck.2 | [MK-GR] 400 kV Bitola-Meliti | XFL_BI11_GMELIT11_1:line | 1449 |  | 1600 | -151 | 91 | []
GR_CO_00002 | N-1 400 kV Filippoi-Lagadas ck.2 | [BG-GR] 400 kV Blagoevgrad - Thessaloniki | XBG_TH11_GTHESS13_1:line | 1399 |  | 1600 | -201 | 87 | []
MK_GR_CO_00002 | N-1 400 kV Dubrovo-Thessaloniki | [MK-GR] 400 kV Bitola-Meliti | XFL_BI11_GMELIT11_1:line | -1384 |  | 1600 | -216 | 87 | []
GR_CO_00002 | N-1 400 kV Filippoi-Lagadas ck.2 | [MK-GR] 400 kV Bitola-Meliti | XFL_BI11_GMELIT11_1:line | -1364 |  | 1600 | -236 | 85 | []
GR_CO_00004 | N-1 400 kV Amideo-Lagadas ck.2 | [MK-GR] 400 kV Bitola-Meliti | XFL_BI11_GMELIT11_1:line | -1352 |  | 1600 | -248 | 85 | []
AL_CO_00001 | N-1 400 kV Elbasan 2-Tirana 2 | [MK-GR] 400 kV Bitola-Meliti | XFL_BI11_GMELIT11_1:line | -1322 |  | 1600 | -278 | 83 | []
BG_CO_00002 | N-1 400kV Sofia Zapad - Chervena Mogila ck. 1 | [MK-GR] 400 kV Bitola-Meliti | XFL_BI11_GMELIT11_1:line | -1297 |  | 1600 | -303 | 81 | []
BG_GR_CO_00002 | N-1 400kV MARITSA IZTOK-NEA SANTA-CK-1 | [MK-GR] 400 kV Bitola-Meliti | XFL_BI11_GMELIT11_1:line | -1294 |  | 1600 | -306 | 81 | []
TR_GR_CO_00001 | N-1 400 kV Babaeski-N Santa | [MK-GR] 400 kV Bitola-Meliti | XFL_BI11_GMELIT11_1:line | -1285 |  | 1600 | -315 | 80 | []
AL_GR_CO_00001 | N-1 400 kV Zemplak-Kardia | [BG-GR] 400 kV Blagoevgrad - Thessaloniki | XBG_TH11_GTHESS13_1:line | 1269 |  | 1600 | -331 | 79 | []
GR_CO_00003 | N-1 400 kV Meliti-Amideo ck.2 | [BG-GR] 400 kV Blagoevgrad - Thessaloniki | XBG_TH11_GTHESS13_1:line | 1261 |  | 1600 | -339 | 79 | []
MK_GR_CO_00001 | N-1 400 kV Bitola-Meliti | [BG-GR] 400 kV Blagoevgrad - Thessaloniki | XBG_TH11_GTHESS13_1:line | 1261 |  | 1600 | -339 | 79 | []
KS_ME_CO_00001 | N-1 400 kV Pec 3-Ribarevina | [MK-GR] 400 kV Bitola-Meliti | XFL_BI11_GMELIT11_1:line | -1258 |  | 1600 | -342 | 79 | []
AL_ME_CO_00001 | N-1 400 kV Tirana 2âPodgorica 2 | [MK-GR] 400 kV Bitola-Meliti | XFL_BI11_GMELIT11_1:line | -1258 |  | 1600 | -342 | 79 | []
BG_CO_00009 | N-1 400kV Maritsa Iztok 2Â - Maritsa Iztok 3 | [MK-GR] 400 kV Bitola-Meliti | XFL_BI11_GMELIT11_1:line | -1258 |  | 1600 | -342 | 79 | []
TR_CO_00001 | N-1 400 kV Habitabat NGCC -Babaeski | [MK-GR] 400 kV Bitola-Meliti | XFL_BI11_GMELIT11_1:line | -1254 |  | 1600 | -346 | 78 | []
BG_CO_00016 | N-1 400kV Kozloduy - Sofia Zapad ck.2 | [MK-GR] 400 kV Bitola-Meliti | XFL_BI11_GMELIT11_1:line | -1252 |  | 1600 | -348 | 78 | []
BG_TR_CO_00002 | N-1 400kV Maritsa 3 - Hamitabat 2 | [MK-GR] 400 kV Bitola-Meliti | XFL_BI11_GMELIT11_1:line | -1250 |  | 1600 | -350 | 78 | []
BG_CO_00012 | Â N-1 400kV Varna - Burgas | [MK-GR] 400 kV Bitola-Meliti | XFL_BI11_GMELIT11_1:line | -1250 |  | 1600 | -350 | 78 | []
BG_TR_CO_00001 | N-1 400kV Maritsa 3 - Hamitabat 1 | [MK-GR] 400 kV Bitola-Meliti | XFL_BI11_GMELIT11_1:line | -1250 |  | 1600 | -350 | 78 | []
RS_CO_00004 | N-1 400 kV Nis 2 âLeskovac 2 | [MK-GR] 400 kV Bitola-Meliti | XFL_BI11_GMELIT11_1:line | -1249 |  | 1600 | -351 | 78 | []
MK_CO_00002 | N-1 400 kV Dubrovo âStip | [MK-GR] 400 kV Bitola-Meliti | XFL_BI11_GMELIT11_1:line | -1248 |  | 1600 | -352 | 78 | []
BC | Base Case | [MK-GR] 400 kV Bitola-Meliti | XFL_BI11_GMELIT11_1:line | -1248 |  | 1600 | -352 | 78 | []
RS_CO_00003 | N-1 400 kV Vranje 4 âLeskovac 2 | [MK-GR] 400 kV Bitola-Meliti | XFL_BI11_GMELIT11_1:line | -1248 |  | 1600 | -352 | 78 | []
BG_CO_00013 | N-1 400kV Burgas â Maritsa Iztok 2 | [MK-GR] 400 kV Bitola-Meliti | XFL_BI11_GMELIT11_1:line | -1248 |  | 1600 | -352 | 78 | []
BG_CO_00010 | N-1 400kV Maritsa Iztok â Maritsa Iztok 3 | [MK-GR] 400 kV Bitola-Meliti | XFL_BI11_GMELIT11_1:line | -1248 |  | 1600 | -352 | 78 | []
RS_MK_00001 | N-1 400 kV Vranje 4 -Stip | [MK-GR] 400 kV Bitola-Meliti | XFL_BI11_GMELIT11_1:line | -1247 |  | 1600 | -353 | 78 | []
BG_CO_00011 | N-1 400kV Maritsa Iztok - Plovdiv | [MK-GR] 400 kV Bitola-Meliti | XFL_BI11_GMELIT11_1:line | -1244 |  | 1600 | -356 | 78 | []
BG_CO_00007 | N-1 400kV Maritsa Iztok - Plovdiv ck. 2 | [MK-GR] 400 kV Bitola-Meliti | XFL_BI11_GMELIT11_1:line | -1243 |  | 1600 | -357 | 78 | []
BG_CO_00008 | N-1 400kV Plovdiv - Vetren | [MK-GR] 400 kV Bitola-Meliti | XFL_BI11_GMELIT11_1:line | -1241 |  | 1600 | -359 | 78 | []
BG_GR_CO_00002 | N-1 400kV MARITSA IZTOK-NEA SANTA-CK-1 | [BG-GR] 400 kV Blagoevgrad - Thessaloniki | XBG_TH11_GTHESS13_1:line | 1223 |  | 1600 | -377 | 76 | []
BG_RS_CO_00001 | N-1 400kV Sofia Zapad - Nis Â | [MK-GR] 400 kV Bitola-Meliti | XFL_BI11_GMELIT11_1:line | -1209 |  | 1600 | -391 | 76 | []
RS_KS_CO_00002 | N-1 400 kV Kosovo B-Nis 2 | [BG-GR] 400 kV Blagoevgrad - Thessaloniki | XBG_TH11_GTHESS13_1:line | 1201 |  | 1600 | -399 | 75 | []
BG_MK_CO_00001 | N-1 400kV Chervena Mogila - Stip | [MK-GR] 400 kV Bitola-Meliti | XFL_BI11_GMELIT11_1:line | -1201 |  | 1600 | -399 | 75 | []
MK_CO_00001 | N-1 400 kV Bitola-Dubrovo | [MK-GR] 400 kV Bitola-Meliti | XFL_BI11_GMELIT11_1:line | -1199 |  | 1600 | -401 | 75 | []
MK_KS_CO_00001 | N-1 400 kV Skopje 5 âUrosevac | [BG-GR] 400 kV Blagoevgrad - Thessaloniki | XBG_TH11_GTHESS13_1:line | 1197 |  | 1600 | -403 | 75 | []
GR_CO_00005 | N-1 400 kV Thessaloniki-Lagadas ck.2 | [MK-GR] 400 kV Bitola-Meliti | XFL_BI11_GMELIT11_1:line | -1194 |  | 1600 | -406 | 75 | []
AL_CO_00002 | N-1 400 kV Elbasan 2-Zemlak | [BG-GR] 400 kV Blagoevgrad - Thessaloniki | XBG_TH11_GTHESS13_1:line | 1194 |  | 1600 | -406 | 75 | []
RS_KS_CO_00002 | N-1 400 kV Kosovo B-Nis 2 | [MK-GR] 400 kV Bitola-Meliti | XFL_BI11_GMELIT11_1:line | -1192 |  | 1600 | -408 | 75 | []
GR_CO_00005 | N-1 400 kV Thessaloniki-Lagadas ck.2 | [BG-GR] 400 kV Blagoevgrad - Thessaloniki | XBG_TH11_GTHESS13_1:line | 1190 |  | 1600 | -410 | 74 | []
TR_GR_CO_00001 | N-1 400 kV Babaeski-N Santa | [BG-GR] 400 kV Blagoevgrad - Thessaloniki | XBG_TH11_GTHESS13_1:line | 1187 |  | 1600 | -413 | 74 | []
BG_RS_CO_00001 | N-1 400kV Sofia Zapad - Nis Â | [BG-GR] 400 kV Blagoevgrad - Thessaloniki | XBG_TH11_GTHESS13_1:line | 1187 |  | 1600 | -413 | 74 | []
BG_MK_CO_00001 | N-1 400kV Chervena Mogila - Stip | [BG-GR] 400 kV Blagoevgrad - Thessaloniki | XBG_TH11_GTHESS13_1:line | 1182 |  | 1600 | -418 | 74 | []
TR_GR_CO_00001 | N-1 400 kV Babaeski-N Santa | [BG-GR] 400 kV Maritsa Iztok-Nea Santa | XMI_NS11_GNSANT11_1:line | 1181 |  | 1600 | -419 | 74 | []
KS_CO_00001 | N-1 400 kV Kosovo B-Urosevac | [BG-GR] 400 kV Blagoevgrad - Thessaloniki | XBG_TH11_GTHESS13_1:line | 1180 |  | 1600 | -420 | 74 | []
BG_GR_CO_00002 | N-1 400kV MARITSA IZTOK-NEA SANTA-CK-1 | [TR-GR] 400 kV Babaeski-Nea Santa | XNS_BA11_GNSANT15_1:line | 1106 |  | 1517 | -411 | 73 | []
MK_CO_00003 | N-1 400 kV Skopje 4 âSkopje 5 | [BG-GR] 400 kV Blagoevgrad - Thessaloniki | XBG_TH11_GTHESS13_1:line | 1147 |  | 1600 | -453 | 72 | []
MK_CO_00003 | N-1 400 kV Skopje 4 âSkopje 5 | [MK-GR] 400 kV Bitola-Meliti | XFL_BI11_GMELIT11_1:line | -1145 |  | 1600 | -455 | 72 | []
AL_CO_00001 | N-1 400 kV Elbasan 2-Tirana 2 | [BG-GR] 400 kV Blagoevgrad - Thessaloniki | XBG_TH11_GTHESS13_1:line | 1128 |  | 1600 | -472 | 71 | []

## 0430Preventive
Detailed results
Generated at: | 2024-03-11 19:20
Business day: | 12.03.2024
Timestamp: | 04:30
Border & direction: | North-Greece Importing
Horizon: | DA
Remedial actions: | true
Evaluation type: | PREVENTIVE
TTC [MW]: | 3275
Fallback applied | false
Loading threshold | 0.7
Applied RAs
CO ID | RA ID | Name of the RA | Usage | Type | Location | Status
Limiting CNECs
CO ID | Name of the CO | Name of the CNE | CNE UCTE branch | Calculated I (A) | I max (PRE) | I max (CUR) | Margin (A) | Loading (%) | Applicable curative RAs
AL_GR_CO_00001 | N-1 400 kV Zemplak-Kardia | [MK-GR] 400 kV Bitola-Meliti | XFL_BI11_GMELIT11_1:line | -1599 | 1600 | 1600 | -1 | 100 | []
GR_CO_00001 | N-1 400 kV Filippoi-Nea Santa ck.2 | [BG-GR] 400 kV Blagoevgrad - Thessaloniki | XBG_TH11_GTHESS13_1:line | 1582 | 1600 | 1600 | -18 | 99 | []
BG_CO_00001 | N-1 400kV Chervena Mogila - Blagoevgrad ck. 1 | [MK-GR] 400 kV Bitola-Meliti | XFL_BI11_GMELIT11_1:line | -1498 | 1600 | 1600 | -102 | 94 | []
BG_GR_CO_00001 | N-1 400 kV Blagoevgrad - Thessaloniki | [MK-GR] 400 kV Bitola-Meliti | XFL_BI11_GMELIT11_1:line | -1485 | 1600 | 1600 | -115 | 93 | []
AL_CO_00002 | N-1 400 kV Elbasan 2-Zemlak | [MK-GR] 400 kV Bitola-Meliti | XFL_BI11_GMELIT11_1:line | -1476 | 1600 | 1600 | -124 | 92 | []
GR_CO_00001 | N-1 400 kV Filippoi-Nea Santa ck.2 | [MK-GR] 400 kV Bitola-Meliti | XFL_BI11_GMELIT11_1:line | -1446 | 1600 | 1600 | -154 | 90 | []
MK_GR_CO_00002 | N-1 400 kV Dubrovo-Thessaloniki | [MK-GR] 400 kV Bitola-Meliti | XFL_BI11_GMELIT11_1:line | -1397 | 1600 | 1600 | -203 | 87 | []
GR_CO_00002 | N-1 400 kV Filippoi-Lagadas ck.2 | [BG-GR] 400 kV Blagoevgrad - Thessaloniki | XBG_TH11_GTHESS13_1:line | 1391 | 1600 | 1600 | -209 | 87 | []
GR_CO_00002 | N-1 400 kV Filippoi-Lagadas ck.2 | [MK-GR] 400 kV Bitola-Meliti | XFL_BI11_GMELIT11_1:line | -1367 | 1600 | 1600 | -233 | 85 | []
GR_CO_00004 | N-1 400 kV Amideo-Lagadas ck.2 | [MK-GR] 400 kV Bitola-Meliti | XFL_BI11_GMELIT11_1:line | -1357 | 1600 | 1600 | -243 | 85 | []
AL_CO_00001 | N-1 400 kV Elbasan 2-Tirana 2 | [MK-GR] 400 kV Bitola-Meliti | XFL_BI11_GMELIT11_1:line | -1336 | 1600 | 1600 | -264 | 84 | []
BG_GR_CO_00002 | N-1 400kV MARITSA IZTOK-NEA SANTA-CK-1 | [MK-GR] 400 kV Bitola-Meliti | XFL_BI11_GMELIT11_1:line | -1301 | 1600 | 1600 | -299 | 81 | []
BG_CO_00002 | N-1 400kV Sofia Zapad - Chervena Mogila ck. 1 | [MK-GR] 400 kV Bitola-Meliti | XFL_BI11_GMELIT11_1:line | -1301 | 1600 | 1600 | -299 | 81 | []
TR_GR_CO_00001 | N-1 400 kV Babaeski-N Santa | [MK-GR] 400 kV Bitola-Meliti | XFL_BI11_GMELIT11_1:line | -1291 | 1600 | 1600 | -309 | 81 | []
AL_GR_CO_00001 | N-1 400 kV Zemplak-Kardia | [BG-GR] 400 kV Blagoevgrad - Thessaloniki | XBG_TH11_GTHESS13_1:line | 1275 | 1600 | 1600 | -325 | 80 | []
AL_ME_CO_00001 | N-1 400 kV Tirana 2âPodgorica 2 | [MK-GR] 400 kV Bitola-Meliti | XFL_BI11_GMELIT11_1:line | -1270 | 1600 | 1600 | -330 | 79 | []
BG_CO_00009 | N-1 400kV Maritsa Iztok 2Â - Maritsa Iztok 3 | [MK-GR] 400 kV Bitola-Meliti | XFL_BI11_GMELIT11_1:line | -1265 | 1600 | 1600 | -335 | 79 | []
TR_CO_00001 | N-1 400 kV Habitabat NGCC -Babaeski | [MK-GR] 400 kV Bitola-Meliti | XFL_BI11_GMELIT11_1:line | -1261 | 1600 | 1600 | -339 | 79 | []
GR_CO_00003 | N-1 400 kV Meliti-Amideo ck.2 | [BG-GR] 400 kV Blagoevgrad - Thessaloniki | XBG_TH11_GTHESS13_1:line | 1261 | 1600 | 1600 | -339 | 79 | []
MK_GR_CO_00001 | N-1 400 kV Bitola-Meliti | [BG-GR] 400 kV Blagoevgrad - Thessaloniki | XBG_TH11_GTHESS13_1:line | 1260 | 1600 | 1600 | -340 | 79 | []
BG_CO_00016 | N-1 400kV Kozloduy - Sofia Zapad ck.2 | [MK-GR] 400 kV Bitola-Meliti | XFL_BI11_GMELIT11_1:line | -1259 | 1600 | 1600 | -341 | 79 | []
KS_ME_CO_00001 | N-1 400 kV Pec 3-Ribarevina | [MK-GR] 400 kV Bitola-Meliti | XFL_BI11_GMELIT11_1:line | -1258 | 1600 | 1600 | -342 | 79 | []
BG_TR_CO_00002 | N-1 400kV Maritsa 3 - Hamitabat 2 | [MK-GR] 400 kV Bitola-Meliti | XFL_BI11_GMELIT11_1:line | -1258 | 1600 | 1600 | -342 | 79 | []
BG_CO_00012 | Â N-1 400kV Varna - Burgas | [MK-GR] 400 kV Bitola-Meliti | XFL_BI11_GMELIT11_1:line | -1258 | 1600 | 1600 | -342 | 79 | []
BG_TR_CO_00001 | N-1 400kV Maritsa 3 - Hamitabat 1 | [MK-GR] 400 kV Bitola-Meliti | XFL_BI11_GMELIT11_1:line | -1257 | 1600 | 1600 | -343 | 79 | []
RS_CO_00004 | N-1 400 kV Nis 2 âLeskovac 2 | [MK-GR] 400 kV Bitola-Meliti | XFL_BI11_GMELIT11_1:line | -1256 | 1600 | 1600 | -344 | 79 | []
BG_CO_00013 | N-1 400kV Burgas â Maritsa Iztok 2 | [MK-GR] 400 kV Bitola-Meliti | XFL_BI11_GMELIT11_1:line | -1256 | 1600 | 1600 | -344 | 78 | []
RS_CO_00003 | N-1 400 kV Vranje 4 âLeskovac 2 | [MK-GR] 400 kV Bitola-Meliti | XFL_BI11_GMELIT11_1:line | -1256 | 1600 | 1600 | -344 | 78 | []
BC | Base Case | [MK-GR] 400 kV Bitola-Meliti | XFL_BI11_GMELIT11_1:line | -1255 | 1600 | 1600 | -345 | 78 | []
MK_CO_00002 | N-1 400 kV Dubrovo âStip | [MK-GR] 400 kV Bitola-Meliti | XFL_BI11_GMELIT11_1:line | -1255 | 1600 | 1600 | -345 | 78 | []
BG_CO_00010 | N-1 400kV Maritsa Iztok â Maritsa Iztok 3 | [MK-GR] 400 kV Bitola-Meliti | XFL_BI11_GMELIT11_1:line | -1255 | 1600 | 1600 | -345 | 78 | []
RS_MK_00001 | N-1 400 kV Vranje 4 -Stip | [MK-GR] 400 kV Bitola-Meliti | XFL_BI11_GMELIT11_1:line | -1255 | 1600 | 1600 | -345 | 78 | []
BG_CO_00011 | N-1 400kV Maritsa Iztok - Plovdiv | [MK-GR] 400 kV Bitola-Meliti | XFL_BI11_GMELIT11_1:line | -1251 | 1600 | 1600 | -349 | 78 | []
BG_CO_00007 | N-1 400kV Maritsa Iztok - Plovdiv ck. 2 | [MK-GR] 400 kV Bitola-Meliti | XFL_BI11_GMELIT11_1:line | -1250 | 1600 | 1600 | -350 | 78 | []
BG_CO_00008 | N-1 400kV Plovdiv - Vetren | [MK-GR] 400 kV Bitola-Meliti | XFL_BI11_GMELIT11_1:line | -1249 | 1600 | 1600 | -351 | 78 | []
BG_RS_CO_00001 | N-1 400kV Sofia Zapad - Nis Â | [MK-GR] 400 kV Bitola-Meliti | XFL_BI11_GMELIT11_1:line | -1222 | 1600 | 1600 | -378 | 76 | []
BG_GR_CO_00002 | N-1 400kV MARITSA IZTOK-NEA SANTA-CK-1 | [BG-GR] 400 kV Blagoevgrad - Thessaloniki | XBG_TH11_GTHESS13_1:line | 1218 | 1600 | 1600 | -382 | 76 | []
MK_KS_CO_00001 | N-1 400 kV Skopje 5 âUrosevac | [BG-GR] 400 kV Blagoevgrad - Thessaloniki | XBG_TH11_GTHESS13_1:line | 1215 | 1600 | 1600 | -385 | 76 | []
BG_MK_CO_00001 | N-1 400kV Chervena Mogila - Stip | [MK-GR] 400 kV Bitola-Meliti | XFL_BI11_GMELIT11_1:line | -1211 | 1600 | 1600 | -389 | 76 | []
MK_CO_00001 | N-1 400 kV Bitola-Dubrovo | [MK-GR] 400 kV Bitola-Meliti | XFL_BI11_GMELIT11_1:line | -1205 | 1600 | 1600 | -395 | 75 | []
GR_CO_00005 | N-1 400 kV Thessaloniki-Lagadas ck.2 | [MK-GR] 400 kV Bitola-Meliti | XFL_BI11_GMELIT11_1:line | -1203 | 1600 | 1600 | -397 | 75 | []
RS_KS_CO_00002 | N-1 400 kV Kosovo B-Nis 2 | [MK-GR] 400 kV Bitola-Meliti | XFL_BI11_GMELIT11_1:line | -1199 | 1600 | 1600 | -401 | 75 | []
AL_CO_00002 | N-1 400 kV Elbasan 2-Zemlak | [BG-GR] 400 kV Blagoevgrad - Thessaloniki | XBG_TH11_GTHESS13_1:line | 1198 | 1600 | 1600 | -402 | 75 | []
RS_KS_CO_00002 | N-1 400 kV Kosovo B-Nis 2 | [BG-GR] 400 kV Blagoevgrad - Thessaloniki | XBG_TH11_GTHESS13_1:line | 1193 | 1600 | 1600 | -407 | 75 | []
KS_CO_00001 | N-1 400 kV Kosovo B-Urosevac | [BG-GR] 400 kV Blagoevgrad - Thessaloniki | XBG_TH11_GTHESS13_1:line | 1186 | 1600 | 1600 | -414 | 74 | []
GR_CO_00005 | N-1 400 kV Thessaloniki-Lagadas ck.2 | [BG-GR] 400 kV Blagoevgrad - Thessaloniki | XBG_TH11_GTHESS13_1:line | 1184 | 1600 | 1600 | -416 | 74 | []
TR_GR_CO_00001 | N-1 400 kV Babaeski-N Santa | [BG-GR] 400 kV Blagoevgrad - Thessaloniki | XBG_TH11_GTHESS13_1:line | 1180 | 1600 | 1600 | -420 | 74 | []
TR_GR_CO_00001 | N-1 400 kV Babaeski-N Santa | [BG-GR] 400 kV Maritsa Iztok-Nea Santa | XMI_NS11_GNSANT11_1:line | 1179 | 1600 | 1600 | -421 | 74 | []
BG_MK_CO_00001 | N-1 400kV Chervena Mogila - Stip | [BG-GR] 400 kV Blagoevgrad - Thessaloniki | XBG_TH11_GTHESS13_1:line | 1170 | 1600 | 1600 | -430 | 73 | []
BG_GR_CO_00002 | N-1 400kV MARITSA IZTOK-NEA SANTA-CK-1 | [TR-GR] 400 kV Babaeski-Nea Santa | XNS_BA11_GNSANT15_1:line | 1106 | 1517 | 1517 | -411 | 73 | []
BG_RS_CO_00001 | N-1 400kV Sofia Zapad - Nis Â | [BG-GR] 400 kV Blagoevgrad - Thessaloniki | XBG_TH11_GTHESS13_1:line | 1166 | 1600 | 1600 | -434 | 73 | []
MK_CO_00003 | N-1 400 kV Skopje 4 âSkopje 5 | [BG-GR] 400 kV Blagoevgrad - Thessaloniki | XBG_TH11_GTHESS13_1:line | 1149 | 1600 | 1600 | -451 | 72 | []
MK_CO_00003 | N-1 400 kV Skopje 4 âSkopje 5 | [MK-GR] 400 kV Bitola-Meliti | XFL_BI11_GMELIT11_1:line | -1141 | 1600 | 1600 | -459 | 71 | []
AL_CO_00001 | N-1 400 kV Elbasan 2-Tirana 2 | [BG-GR] 400 kV Blagoevgrad - Thessaloniki | XBG_TH11_GTHESS13_1:line | 1127 | 1600 | 1600 | -473 | 70 | []

## 0430Curative
Detailed results
Generated at: | 2024-03-11 19:20
Business day: | 12.03.2024
Timestamp: | 04:30
Border & direction: | North-Greece Importing
Horizon: | DA
Remedial actions: | true
Evaluation type: | CURATIVE
TTC [MW]: | 3275
Fallback applied | false
Loading threshold | 0.7
Applied RAs
CO ID | RA ID | Name of the RA | Usage | Type | Location | Status
Limiting CNECs
CO ID | Name of the CO | Name of the CNE | CNE UCTE branch | Calculated I (A) | I max (PRE) | I max (CUR) | Margin (A) | Loading (%) | Applicable curative RAs
AL_GR_CO_00001 | N-1 400 kV Zemplak-Kardia | [MK-GR] 400 kV Bitola-Meliti | XFL_BI11_GMELIT11_1:line | -1599 |  | 1600 | -1 | 100 | []
GR_CO_00001 | N-1 400 kV Filippoi-Nea Santa ck.2 | [BG-GR] 400 kV Blagoevgrad - Thessaloniki | XBG_TH11_GTHESS13_1:line | 1582 |  | 1600 | -18 | 99 | []
BG_CO_00001 | N-1 400kV Chervena Mogila - Blagoevgrad ck. 1 | [MK-GR] 400 kV Bitola-Meliti | XFL_BI11_GMELIT11_1:line | -1498 |  | 1600 | -102 | 94 | []
BG_GR_CO_00001 | N-1 400 kV Blagoevgrad - Thessaloniki | [MK-GR] 400 kV Bitola-Meliti | XFL_BI11_GMELIT11_1:line | -1485 |  | 1600 | -115 | 93 | []
AL_CO_00002 | N-1 400 kV Elbasan 2-Zemlak | [MK-GR] 400 kV Bitola-Meliti | XFL_BI11_GMELIT11_1:line | -1476 |  | 1600 | -124 | 92 | []
GR_CO_00001 | N-1 400 kV Filippoi-Nea Santa ck.2 | [MK-GR] 400 kV Bitola-Meliti | XFL_BI11_GMELIT11_1:line | -1446 |  | 1600 | -154 | 90 | []
MK_GR_CO_00002 | N-1 400 kV Dubrovo-Thessaloniki | [MK-GR] 400 kV Bitola-Meliti | XFL_BI11_GMELIT11_1:line | -1397 |  | 1600 | -203 | 87 | []
GR_CO_00002 | N-1 400 kV Filippoi-Lagadas ck.2 | [BG-GR] 400 kV Blagoevgrad - Thessaloniki | XBG_TH11_GTHESS13_1:line | 1391 |  | 1600 | -209 | 87 | []
GR_CO_00002 | N-1 400 kV Filippoi-Lagadas ck.2 | [MK-GR] 400 kV Bitola-Meliti | XFL_BI11_GMELIT11_1:line | -1367 |  | 1600 | -233 | 85 | []
GR_CO_00004 | N-1 400 kV Amideo-Lagadas ck.2 | [MK-GR] 400 kV Bitola-Meliti | XFL_BI11_GMELIT11_1:line | -1357 |  | 1600 | -243 | 85 | []
AL_CO_00001 | N-1 400 kV Elbasan 2-Tirana 2 | [MK-GR] 400 kV Bitola-Meliti | XFL_BI11_GMELIT11_1:line | -1336 |  | 1600 | -264 | 84 | []
BG_GR_CO_00002 | N-1 400kV MARITSA IZTOK-NEA SANTA-CK-1 | [MK-GR] 400 kV Bitola-Meliti | XFL_BI11_GMELIT11_1:line | -1301 |  | 1600 | -299 | 81 | []
BG_CO_00002 | N-1 400kV Sofia Zapad - Chervena Mogila ck. 1 | [MK-GR] 400 kV Bitola-Meliti | XFL_BI11_GMELIT11_1:line | -1301 |  | 1600 | -299 | 81 | []
TR_GR_CO_00001 | N-1 400 kV Babaeski-N Santa | [MK-GR] 400 kV Bitola-Meliti | XFL_BI11_GMELIT11_1:line | -1291 |  | 1600 | -309 | 81 | []
AL_GR_CO_00001 | N-1 400 kV Zemplak-Kardia | [BG-GR] 400 kV Blagoevgrad - Thessaloniki | XBG_TH11_GTHESS13_1:line | 1275 |  | 1600 | -325 | 80 | []
AL_ME_CO_00001 | N-1 400 kV Tirana 2âPodgorica 2 | [MK-GR] 400 kV Bitola-Meliti | XFL_BI11_GMELIT11_1:line | -1270 |  | 1600 | -330 | 79 | []
BG_CO_00009 | N-1 400kV Maritsa Iztok 2Â - Maritsa Iztok 3 | [MK-GR] 400 kV Bitola-Meliti | XFL_BI11_GMELIT11_1:line | -1265 |  | 1600 | -335 | 79 | []
TR_CO_00001 | N-1 400 kV Habitabat NGCC -Babaeski | [MK-GR] 400 kV Bitola-Meliti | XFL_BI11_GMELIT11_1:line | -1261 |  | 1600 | -339 | 79 | []
GR_CO_00003 | N-1 400 kV Meliti-Amideo ck.2 | [BG-GR] 400 kV Blagoevgrad - Thessaloniki | XBG_TH11_GTHESS13_1:line | 1261 |  | 1600 | -339 | 79 | []
MK_GR_CO_00001 | N-1 400 kV Bitola-Meliti | [BG-GR] 400 kV Blagoevgrad - Thessaloniki | XBG_TH11_GTHESS13_1:line | 1260 |  | 1600 | -340 | 79 | []
BG_CO_00016 | N-1 400kV Kozloduy - Sofia Zapad ck.2 | [MK-GR] 400 kV Bitola-Meliti | XFL_BI11_GMELIT11_1:line | -1259 |  | 1600 | -341 | 79 | []
KS_ME_CO_00001 | N-1 400 kV Pec 3-Ribarevina | [MK-GR] 400 kV Bitola-Meliti | XFL_BI11_GMELIT11_1:line | -1258 |  | 1600 | -342 | 79 | []
BG_TR_CO_00002 | N-1 400kV Maritsa 3 - Hamitabat 2 | [MK-GR] 400 kV Bitola-Meliti | XFL_BI11_GMELIT11_1:line | -1258 |  | 1600 | -342 | 79 | []
BG_CO_00012 | Â N-1 400kV Varna - Burgas | [MK-GR] 400 kV Bitola-Meliti | XFL_BI11_GMELIT11_1:line | -1258 |  | 1600 | -342 | 79 | []
BG_TR_CO_00001 | N-1 400kV Maritsa 3 - Hamitabat 1 | [MK-GR] 400 kV Bitola-Meliti | XFL_BI11_GMELIT11_1:line | -1257 |  | 1600 | -343 | 79 | []
RS_CO_00004 | N-1 400 kV Nis 2 âLeskovac 2 | [MK-GR] 400 kV Bitola-Meliti | XFL_BI11_GMELIT11_1:line | -1256 |  | 1600 | -344 | 79 | []
BG_CO_00013 | N-1 400kV Burgas â Maritsa Iztok 2 | [MK-GR] 400 kV Bitola-Meliti | XFL_BI11_GMELIT11_1:line | -1256 |  | 1600 | -344 | 78 | []
RS_CO_00003 | N-1 400 kV Vranje 4 âLeskovac 2 | [MK-GR] 400 kV Bitola-Meliti | XFL_BI11_GMELIT11_1:line | -1256 |  | 1600 | -344 | 78 | []
BC | Base Case | [MK-GR] 400 kV Bitola-Meliti | XFL_BI11_GMELIT11_1:line | -1255 |  | 1600 | -345 | 78 | []
MK_CO_00002 | N-1 400 kV Dubrovo âStip | [MK-GR] 400 kV Bitola-Meliti | XFL_BI11_GMELIT11_1:line | -1255 |  | 1600 | -345 | 78 | []
BG_CO_00010 | N-1 400kV Maritsa Iztok â Maritsa Iztok 3 | [MK-GR] 400 kV Bitola-Meliti | XFL_BI11_GMELIT11_1:line | -1255 |  | 1600 | -345 | 78 | []
RS_MK_00001 | N-1 400 kV Vranje 4 -Stip | [MK-GR] 400 kV Bitola-Meliti | XFL_BI11_GMELIT11_1:line | -1255 |  | 1600 | -345 | 78 | []
BG_CO_00011 | N-1 400kV Maritsa Iztok - Plovdiv | [MK-GR] 400 kV Bitola-Meliti | XFL_BI11_GMELIT11_1:line | -1251 |  | 1600 | -349 | 78 | []
BG_CO_00007 | N-1 400kV Maritsa Iztok - Plovdiv ck. 2 | [MK-GR] 400 kV Bitola-Meliti | XFL_BI11_GMELIT11_1:line | -1250 |  | 1600 | -350 | 78 | []
BG_CO_00008 | N-1 400kV Plovdiv - Vetren | [MK-GR] 400 kV Bitola-Meliti | XFL_BI11_GMELIT11_1:line | -1249 |  | 1600 | -351 | 78 | []
BG_RS_CO_00001 | N-1 400kV Sofia Zapad - Nis Â | [MK-GR] 400 kV Bitola-Meliti | XFL_BI11_GMELIT11_1:line | -1222 |  | 1600 | -378 | 76 | []
BG_GR_CO_00002 | N-1 400kV MARITSA IZTOK-NEA SANTA-CK-1 | [BG-GR] 400 kV Blagoevgrad - Thessaloniki | XBG_TH11_GTHESS13_1:line | 1218 |  | 1600 | -382 | 76 | []
MK_KS_CO_00001 | N-1 400 kV Skopje 5 âUrosevac | [BG-GR] 400 kV Blagoevgrad - Thessaloniki | XBG_TH11_GTHESS13_1:line | 1215 |  | 1600 | -385 | 76 | []
BG_MK_CO_00001 | N-1 400kV Chervena Mogila - Stip | [MK-GR] 400 kV Bitola-Meliti | XFL_BI11_GMELIT11_1:line | -1211 |  | 1600 | -389 | 76 | []
MK_CO_00001 | N-1 400 kV Bitola-Dubrovo | [MK-GR] 400 kV Bitola-Meliti | XFL_BI11_GMELIT11_1:line | -1205 |  | 1600 | -395 | 75 | []
GR_CO_00005 | N-1 400 kV Thessaloniki-Lagadas ck.2 | [MK-GR] 400 kV Bitola-Meliti | XFL_BI11_GMELIT11_1:line | -1203 |  | 1600 | -397 | 75 | []
RS_KS_CO_00002 | N-1 400 kV Kosovo B-Nis 2 | [MK-GR] 400 kV Bitola-Meliti | XFL_BI11_GMELIT11_1:line | -1199 |  | 1600 | -401 | 75 | []
AL_CO_00002 | N-1 400 kV Elbasan 2-Zemlak | [BG-GR] 400 kV Blagoevgrad - Thessaloniki | XBG_TH11_GTHESS13_1:line | 1198 |  | 1600 | -402 | 75 | []
RS_KS_CO_00002 | N-1 400 kV Kosovo B-Nis 2 | [BG-GR] 400 kV Blagoevgrad - Thessaloniki | XBG_TH11_GTHESS13_1:line | 1193 |  | 1600 | -407 | 75 | []
KS_CO_00001 | N-1 400 kV Kosovo B-Urosevac | [BG-GR] 400 kV Blagoevgrad - Thessaloniki | XBG_TH11_GTHESS13_1:line | 1186 |  | 1600 | -414 | 74 | []
GR_CO_00005 | N-1 400 kV Thessaloniki-Lagadas ck.2 | [BG-GR] 400 kV Blagoevgrad - Thessaloniki | XBG_TH11_GTHESS13_1:line | 1184 |  | 1600 | -416 | 74 | []
TR_GR_CO_00001 | N-1 400 kV Babaeski-N Santa | [BG-GR] 400 kV Blagoevgrad - Thessaloniki | XBG_TH11_GTHESS13_1:line | 1180 |  | 1600 | -420 | 74 | []
TR_GR_CO_00001 | N-1 400 kV Babaeski-N Santa | [BG-GR] 400 kV Maritsa Iztok-Nea Santa | XMI_NS11_GNSANT11_1:line | 1179 |  | 1600 | -421 | 74 | []
BG_MK_CO_00001 | N-1 400kV Chervena Mogila - Stip | [BG-GR] 400 kV Blagoevgrad - Thessaloniki | XBG_TH11_GTHESS13_1:line | 1170 |  | 1600 | -430 | 73 | []
BG_GR_CO_00002 | N-1 400kV MARITSA IZTOK-NEA SANTA-CK-1 | [TR-GR] 400 kV Babaeski-Nea Santa | XNS_BA11_GNSANT15_1:line | 1106 |  | 1517 | -411 | 73 | []
BG_RS_CO_00001 | N-1 400kV Sofia Zapad - Nis Â | [BG-GR] 400 kV Blagoevgrad - Thessaloniki | XBG_TH11_GTHESS13_1:line | 1166 |  | 1600 | -434 | 73 | []
MK_CO_00003 | N-1 400 kV Skopje 4 âSkopje 5 | [BG-GR] 400 kV Blagoevgrad - Thessaloniki | XBG_TH11_GTHESS13_1:line | 1149 |  | 1600 | -451 | 72 | []
MK_CO_00003 | N-1 400 kV Skopje 4 âSkopje 5 | [MK-GR] 400 kV Bitola-Meliti | XFL_BI11_GMELIT11_1:line | -1141 |  | 1600 | -459 | 71 | []
AL_CO_00001 | N-1 400 kV Elbasan 2-Tirana 2 | [BG-GR] 400 kV Blagoevgrad - Thessaloniki | XBG_TH11_GTHESS13_1:line | 1127 |  | 1600 | -473 | 70 | []

## 0530Preventive
Detailed results
Generated at: | 2024-03-11 19:20
Business day: | 12.03.2024
Timestamp: | 05:30
Border & direction: | North-Greece Importing
Horizon: | DA
Remedial actions: | true
Evaluation type: | PREVENTIVE
TTC [MW]: | 3193
Fallback applied | false
Loading threshold | 0.7
Applied RAs
CO ID | RA ID | Name of the RA | Usage | Type | Location | Status
Limiting CNECs
CO ID | Name of the CO | Name of the CNE | CNE UCTE branch | Calculated I (A) | I max (PRE) | I max (CUR) | Margin (A) | Loading (%) | Applicable curative RAs
AL_GR_CO_00001 | N-1 400 kV Zemplak-Kardia | [MK-GR] 400 kV Bitola-Meliti | XFL_BI11_GMELIT11_1:line | -1596 | 1600 | 1600 | -4 | 100 | []
GR_CO_00001 | N-1 400 kV Filippoi-Nea Santa ck.2 | [BG-GR] 400 kV Blagoevgrad - Thessaloniki | XBG_TH11_GTHESS13_1:line | 1514 | 1600 | 1600 | -86 | 95 | []
AL_CO_00002 | N-1 400 kV Elbasan 2-Zemlak | [MK-GR] 400 kV Bitola-Meliti | XFL_BI11_GMELIT11_1:line | -1483 | 1600 | 1600 | -117 | 93 | []
BG_CO_00001 | N-1 400kV Chervena Mogila - Blagoevgrad ck. 1 | [MK-GR] 400 kV Bitola-Meliti | XFL_BI11_GMELIT11_1:line | -1482 | 1600 | 1600 | -118 | 93 | []
BG_GR_CO_00001 | N-1 400 kV Blagoevgrad - Thessaloniki | [MK-GR] 400 kV Bitola-Meliti | XFL_BI11_GMELIT11_1:line | -1465 | 1600 | 1600 | -135 | 92 | []
GR_CO_00001 | N-1 400 kV Filippoi-Nea Santa ck.2 | [MK-GR] 400 kV Bitola-Meliti | XFL_BI11_GMELIT11_1:line | -1425 | 1600 | 1600 | -175 | 89 | []
MK_GR_CO_00002 | N-1 400 kV Dubrovo-Thessaloniki | [MK-GR] 400 kV Bitola-Meliti | XFL_BI11_GMELIT11_1:line | -1404 | 1600 | 1600 | -196 | 88 | []
GR_CO_00002 | N-1 400 kV Filippoi-Lagadas ck.2 | [MK-GR] 400 kV Bitola-Meliti | XFL_BI11_GMELIT11_1:line | -1346 | 1600 | 1600 | -254 | 84 | []
AL_CO_00001 | N-1 400 kV Elbasan 2-Tirana 2 | [MK-GR] 400 kV Bitola-Meliti | XFL_BI11_GMELIT11_1:line | -1337 | 1600 | 1600 | -263 | 84 | []
GR_CO_00004 | N-1 400 kV Amideo-Lagadas ck.2 | [MK-GR] 400 kV Bitola-Meliti | XFL_BI11_GMELIT11_1:line | -1335 | 1600 | 1600 | -265 | 83 | []
GR_CO_00002 | N-1 400 kV Filippoi-Lagadas ck.2 | [BG-GR] 400 kV Blagoevgrad - Thessaloniki | XBG_TH11_GTHESS13_1:line | 1326 | 1600 | 1600 | -274 | 83 | []
BG_CO_00002 | N-1 400kV Sofia Zapad - Chervena Mogila ck. 1 | [MK-GR] 400 kV Bitola-Meliti | XFL_BI11_GMELIT11_1:line | -1291 | 1600 | 1600 | -309 | 81 | []
BG_GR_CO_00002 | N-1 400kV MARITSA IZTOK-NEA SANTA-CK-1 | [MK-GR] 400 kV Bitola-Meliti | XFL_BI11_GMELIT11_1:line | -1287 | 1600 | 1600 | -313 | 80 | []
TR_GR_CO_00001 | N-1 400 kV Babaeski-N Santa | [MK-GR] 400 kV Bitola-Meliti | XFL_BI11_GMELIT11_1:line | -1278 | 1600 | 1600 | -322 | 80 | []
AL_ME_CO_00001 | N-1 400 kV Tirana 2âPodgorica 2 | [MK-GR] 400 kV Bitola-Meliti | XFL_BI11_GMELIT11_1:line | -1267 | 1600 | 1600 | -333 | 79 | []
BG_CO_00009 | N-1 400kV Maritsa Iztok 2Â - Maritsa Iztok 3 | [MK-GR] 400 kV Bitola-Meliti | XFL_BI11_GMELIT11_1:line | -1254 | 1600 | 1600 | -346 | 78 | []
TR_CO_00001 | N-1 400 kV Habitabat NGCC -Babaeski | [MK-GR] 400 kV Bitola-Meliti | XFL_BI11_GMELIT11_1:line | -1250 | 1600 | 1600 | -350 | 78 | []
BG_CO_00016 | N-1 400kV Kozloduy - Sofia Zapad ck.2 | [MK-GR] 400 kV Bitola-Meliti | XFL_BI11_GMELIT11_1:line | -1248 | 1600 | 1600 | -352 | 78 | []
BG_CO_00012 | Â N-1 400kV Varna - Burgas | [MK-GR] 400 kV Bitola-Meliti | XFL_BI11_GMELIT11_1:line | -1247 | 1600 | 1600 | -353 | 78 | []
BG_TR_CO_00002 | N-1 400kV Maritsa 3 - Hamitabat 2 | [MK-GR] 400 kV Bitola-Meliti | XFL_BI11_GMELIT11_1:line | -1246 | 1600 | 1600 | -354 | 78 | []
RS_CO_00004 | N-1 400 kV Nis 2 âLeskovac 2 | [MK-GR] 400 kV Bitola-Meliti | XFL_BI11_GMELIT11_1:line | -1246 | 1600 | 1600 | -354 | 78 | []
BG_TR_CO_00001 | N-1 400kV Maritsa 3 - Hamitabat 1 | [MK-GR] 400 kV Bitola-Meliti | XFL_BI11_GMELIT11_1:line | -1245 | 1600 | 1600 | -355 | 78 | []
RS_CO_00003 | N-1 400 kV Vranje 4 âLeskovac 2 | [MK-GR] 400 kV Bitola-Meliti | XFL_BI11_GMELIT11_1:line | -1245 | 1600 | 1600 | -355 | 78 | []
MK_CO_00002 | N-1 400 kV Dubrovo âStip | [MK-GR] 400 kV Bitola-Meliti | XFL_BI11_GMELIT11_1:line | -1245 | 1600 | 1600 | -355 | 78 | []
BC | Base Case | [MK-GR] 400 kV Bitola-Meliti | XFL_BI11_GMELIT11_1:line | -1245 | 1600 | 1600 | -355 | 78 | []
BG_CO_00010 | N-1 400kV Maritsa Iztok â Maritsa Iztok 3 | [MK-GR] 400 kV Bitola-Meliti | XFL_BI11_GMELIT11_1:line | -1245 | 1600 | 1600 | -355 | 78 | []
BG_CO_00013 | N-1 400kV Burgas â Maritsa Iztok 2 | [MK-GR] 400 kV Bitola-Meliti | XFL_BI11_GMELIT11_1:line | -1245 | 1600 | 1600 | -355 | 78 | []
RS_MK_00001 | N-1 400 kV Vranje 4 -Stip | [MK-GR] 400 kV Bitola-Meliti | XFL_BI11_GMELIT11_1:line | -1244 | 1600 | 1600 | -356 | 78 | []
KS_ME_CO_00001 | N-1 400 kV Pec 3-Ribarevina | [MK-GR] 400 kV Bitola-Meliti | XFL_BI11_GMELIT11_1:line | -1242 | 1600 | 1600 | -358 | 78 | []
BG_CO_00007 | N-1 400kV Maritsa Iztok - Plovdiv ck. 2 | [MK-GR] 400 kV Bitola-Meliti | XFL_BI11_GMELIT11_1:line | -1241 | 1600 | 1600 | -359 | 78 | []
BG_CO_00011 | N-1 400kV Maritsa Iztok - Plovdiv | [MK-GR] 400 kV Bitola-Meliti | XFL_BI11_GMELIT11_1:line | -1241 | 1600 | 1600 | -359 | 78 | []
BG_CO_00008 | N-1 400kV Plovdiv - Vetren | [MK-GR] 400 kV Bitola-Meliti | XFL_BI11_GMELIT11_1:line | -1240 | 1600 | 1600 | -360 | 77 | []
AL_GR_CO_00001 | N-1 400 kV Zemplak-Kardia | [BG-GR] 400 kV Blagoevgrad - Thessaloniki | XBG_TH11_GTHESS13_1:line | 1239 | 1600 | 1600 | -361 | 77 | []
BG_RS_CO_00001 | N-1 400kV Sofia Zapad - Nis Â | [MK-GR] 400 kV Bitola-Meliti | XFL_BI11_GMELIT11_1:line | -1220 | 1600 | 1600 | -380 | 76 | []
GR_CO_00003 | N-1 400 kV Meliti-Amideo ck.2 | [BG-GR] 400 kV Blagoevgrad - Thessaloniki | XBG_TH11_GTHESS13_1:line | 1219 | 1600 | 1600 | -381 | 76 | []
MK_GR_CO_00001 | N-1 400 kV Bitola-Meliti | [BG-GR] 400 kV Blagoevgrad - Thessaloniki | XBG_TH11_GTHESS13_1:line | 1218 | 1600 | 1600 | -382 | 76 | []
MK_KS_CO_00001 | N-1 400 kV Skopje 5 âUrosevac | [BG-GR] 400 kV Blagoevgrad - Thessaloniki | XBG_TH11_GTHESS13_1:line | 1208 | 1600 | 1600 | -392 | 75 | []
BG_MK_CO_00001 | N-1 400kV Chervena Mogila - Stip | [MK-GR] 400 kV Bitola-Meliti | XFL_BI11_GMELIT11_1:line | -1207 | 1600 | 1600 | -393 | 75 | []
GR_CO_00005 | N-1 400 kV Thessaloniki-Lagadas ck.2 | [MK-GR] 400 kV Bitola-Meliti | XFL_BI11_GMELIT11_1:line | -1201 | 1600 | 1600 | -399 | 75 | []
MK_CO_00001 | N-1 400 kV Bitola-Dubrovo | [MK-GR] 400 kV Bitola-Meliti | XFL_BI11_GMELIT11_1:line | -1199 | 1600 | 1600 | -401 | 75 | []
RS_KS_CO_00002 | N-1 400 kV Kosovo B-Nis 2 | [MK-GR] 400 kV Bitola-Meliti | XFL_BI11_GMELIT11_1:line | -1192 | 1600 | 1600 | -408 | 74 | []
AL_CO_00002 | N-1 400 kV Elbasan 2-Zemlak | [BG-GR] 400 kV Blagoevgrad - Thessaloniki | XBG_TH11_GTHESS13_1:line | 1169 | 1600 | 1600 | -431 | 73 | []
BG_GR_CO_00002 | N-1 400kV MARITSA IZTOK-NEA SANTA-CK-1 | [BG-GR] 400 kV Blagoevgrad - Thessaloniki | XBG_TH11_GTHESS13_1:line | 1165 | 1600 | 1600 | -435 | 73 | []
KS_CO_00001 | N-1 400 kV Kosovo B-Urosevac | [BG-GR] 400 kV Blagoevgrad - Thessaloniki | XBG_TH11_GTHESS13_1:line | 1160 | 1600 | 1600 | -440 | 72 | []
RS_KS_CO_00002 | N-1 400 kV Kosovo B-Nis 2 | [BG-GR] 400 kV Blagoevgrad - Thessaloniki | XBG_TH11_GTHESS13_1:line | 1147 | 1600 | 1600 | -453 | 72 | []
TR_GR_CO_00001 | N-1 400 kV Babaeski-N Santa | [BG-GR] 400 kV Blagoevgrad - Thessaloniki | XBG_TH11_GTHESS13_1:line | 1136 | 1600 | 1600 | -464 | 71 | []
GR_CO_00005 | N-1 400 kV Thessaloniki-Lagadas ck.2 | [BG-GR] 400 kV Blagoevgrad - Thessaloniki | XBG_TH11_GTHESS13_1:line | 1129 | 1600 | 1600 | -471 | 71 | []
MK_CO_00003 | N-1 400 kV Skopje 4 âSkopje 5 | [BG-GR] 400 kV Blagoevgrad - Thessaloniki | XBG_TH11_GTHESS13_1:line | 1121 | 1600 | 1600 | -479 | 70 | []

## 0530Curative
Detailed results
Generated at: | 2024-03-11 19:20
Business day: | 12.03.2024
Timestamp: | 05:30
Border & direction: | North-Greece Importing
Horizon: | DA
Remedial actions: | true
Evaluation type: | CURATIVE
TTC [MW]: | 3193
Fallback applied | false
Loading threshold | 0.7
Applied RAs
CO ID | RA ID | Name of the RA | Usage | Type | Location | Status
Limiting CNECs
CO ID | Name of the CO | Name of the CNE | CNE UCTE branch | Calculated I (A) | I max (PRE) | I max (CUR) | Margin (A) | Loading (%) | Applicable curative RAs
AL_GR_CO_00001 | N-1 400 kV Zemplak-Kardia | [MK-GR] 400 kV Bitola-Meliti | XFL_BI11_GMELIT11_1:line | -1596 |  | 1600 | -4 | 100 | []
GR_CO_00001 | N-1 400 kV Filippoi-Nea Santa ck.2 | [BG-GR] 400 kV Blagoevgrad - Thessaloniki | XBG_TH11_GTHESS13_1:line | 1514 |  | 1600 | -86 | 95 | []
AL_CO_00002 | N-1 400 kV Elbasan 2-Zemlak | [MK-GR] 400 kV Bitola-Meliti | XFL_BI11_GMELIT11_1:line | -1483 |  | 1600 | -117 | 93 | []
BG_CO_00001 | N-1 400kV Chervena Mogila - Blagoevgrad ck. 1 | [MK-GR] 400 kV Bitola-Meliti | XFL_BI11_GMELIT11_1:line | -1482 |  | 1600 | -118 | 93 | []
BG_GR_CO_00001 | N-1 400 kV Blagoevgrad - Thessaloniki | [MK-GR] 400 kV Bitola-Meliti | XFL_BI11_GMELIT11_1:line | -1465 |  | 1600 | -135 | 92 | []
GR_CO_00001 | N-1 400 kV Filippoi-Nea Santa ck.2 | [MK-GR] 400 kV Bitola-Meliti | XFL_BI11_GMELIT11_1:line | -1425 |  | 1600 | -175 | 89 | []
MK_GR_CO_00002 | N-1 400 kV Dubrovo-Thessaloniki | [MK-GR] 400 kV Bitola-Meliti | XFL_BI11_GMELIT11_1:line | -1404 |  | 1600 | -196 | 88 | []
GR_CO_00002 | N-1 400 kV Filippoi-Lagadas ck.2 | [MK-GR] 400 kV Bitola-Meliti | XFL_BI11_GMELIT11_1:line | -1346 |  | 1600 | -254 | 84 | []
AL_CO_00001 | N-1 400 kV Elbasan 2-Tirana 2 | [MK-GR] 400 kV Bitola-Meliti | XFL_BI11_GMELIT11_1:line | -1337 |  | 1600 | -263 | 84 | []
GR_CO_00004 | N-1 400 kV Amideo-Lagadas ck.2 | [MK-GR] 400 kV Bitola-Meliti | XFL_BI11_GMELIT11_1:line | -1335 |  | 1600 | -265 | 83 | []
GR_CO_00002 | N-1 400 kV Filippoi-Lagadas ck.2 | [BG-GR] 400 kV Blagoevgrad - Thessaloniki | XBG_TH11_GTHESS13_1:line | 1326 |  | 1600 | -274 | 83 | []
BG_CO_00002 | N-1 400kV Sofia Zapad - Chervena Mogila ck. 1 | [MK-GR] 400 kV Bitola-Meliti | XFL_BI11_GMELIT11_1:line | -1291 |  | 1600 | -309 | 81 | []
BG_GR_CO_00002 | N-1 400kV MARITSA IZTOK-NEA SANTA-CK-1 | [MK-GR] 400 kV Bitola-Meliti | XFL_BI11_GMELIT11_1:line | -1287 |  | 1600 | -313 | 80 | []
TR_GR_CO_00001 | N-1 400 kV Babaeski-N Santa | [MK-GR] 400 kV Bitola-Meliti | XFL_BI11_GMELIT11_1:line | -1278 |  | 1600 | -322 | 80 | []
AL_ME_CO_00001 | N-1 400 kV Tirana 2âPodgorica 2 | [MK-GR] 400 kV Bitola-Meliti | XFL_BI11_GMELIT11_1:line | -1267 |  | 1600 | -333 | 79 | []
BG_CO_00009 | N-1 400kV Maritsa Iztok 2Â - Maritsa Iztok 3 | [MK-GR] 400 kV Bitola-Meliti | XFL_BI11_GMELIT11_1:line | -1254 |  | 1600 | -346 | 78 | []
TR_CO_00001 | N-1 400 kV Habitabat NGCC -Babaeski | [MK-GR] 400 kV Bitola-Meliti | XFL_BI11_GMELIT11_1:line | -1250 |  | 1600 | -350 | 78 | []
BG_CO_00016 | N-1 400kV Kozloduy - Sofia Zapad ck.2 | [MK-GR] 400 kV Bitola-Meliti | XFL_BI11_GMELIT11_1:line | -1248 |  | 1600 | -352 | 78 | []
BG_CO_00012 | Â N-1 400kV Varna - Burgas | [MK-GR] 400 kV Bitola-Meliti | XFL_BI11_GMELIT11_1:line | -1247 |  | 1600 | -353 | 78 | []
BG_TR_CO_00002 | N-1 400kV Maritsa 3 - Hamitabat 2 | [MK-GR] 400 kV Bitola-Meliti | XFL_BI11_GMELIT11_1:line | -1246 |  | 1600 | -354 | 78 | []
RS_CO_00004 | N-1 400 kV Nis 2 âLeskovac 2 | [MK-GR] 400 kV Bitola-Meliti | XFL_BI11_GMELIT11_1:line | -1246 |  | 1600 | -354 | 78 | []
BG_TR_CO_00001 | N-1 400kV Maritsa 3 - Hamitabat 1 | [MK-GR] 400 kV Bitola-Meliti | XFL_BI11_GMELIT11_1:line | -1245 |  | 1600 | -355 | 78 | []
RS_CO_00003 | N-1 400 kV Vranje 4 âLeskovac 2 | [MK-GR] 400 kV Bitola-Meliti | XFL_BI11_GMELIT11_1:line | -1245 |  | 1600 | -355 | 78 | []
MK_CO_00002 | N-1 400 kV Dubrovo âStip | [MK-GR] 400 kV Bitola-Meliti | XFL_BI11_GMELIT11_1:line | -1245 |  | 1600 | -355 | 78 | []
BC | Base Case | [MK-GR] 400 kV Bitola-Meliti | XFL_BI11_GMELIT11_1:line | -1245 |  | 1600 | -355 | 78 | []
BG_CO_00010 | N-1 400kV Maritsa Iztok â Maritsa Iztok 3 | [MK-GR] 400 kV Bitola-Meliti | XFL_BI11_GMELIT11_1:line | -1245 |  | 1600 | -355 | 78 | []
BG_CO_00013 | N-1 400kV Burgas â Maritsa Iztok 2 | [MK-GR] 400 kV Bitola-Meliti | XFL_BI11_GMELIT11_1:line | -1245 |  | 1600 | -355 | 78 | []
RS_MK_00001 | N-1 400 kV Vranje 4 -Stip | [MK-GR] 400 kV Bitola-Meliti | XFL_BI11_GMELIT11_1:line | -1244 |  | 1600 | -356 | 78 | []
KS_ME_CO_00001 | N-1 400 kV Pec 3-Ribarevina | [MK-GR] 400 kV Bitola-Meliti | XFL_BI11_GMELIT11_1:line | -1242 |  | 1600 | -358 | 78 | []
BG_CO_00007 | N-1 400kV Maritsa Iztok - Plovdiv ck. 2 | [MK-GR] 400 kV Bitola-Meliti | XFL_BI11_GMELIT11_1:line | -1241 |  | 1600 | -359 | 78 | []
BG_CO_00011 | N-1 400kV Maritsa Iztok - Plovdiv | [MK-GR] 400 kV Bitola-Meliti | XFL_BI11_GMELIT11_1:line | -1241 |  | 1600 | -359 | 78 | []
BG_CO_00008 | N-1 400kV Plovdiv - Vetren | [MK-GR] 400 kV Bitola-Meliti | XFL_BI11_GMELIT11_1:line | -1240 |  | 1600 | -360 | 77 | []
AL_GR_CO_00001 | N-1 400 kV Zemplak-Kardia | [BG-GR] 400 kV Blagoevgrad - Thessaloniki | XBG_TH11_GTHESS13_1:line | 1239 |  | 1600 | -361 | 77 | []
BG_RS_CO_00001 | N-1 400kV Sofia Zapad - Nis Â | [MK-GR] 400 kV Bitola-Meliti | XFL_BI11_GMELIT11_1:line | -1220 |  | 1600 | -380 | 76 | []
GR_CO_00003 | N-1 400 kV Meliti-Amideo ck.2 | [BG-GR] 400 kV Blagoevgrad - Thessaloniki | XBG_TH11_GTHESS13_1:line | 1219 |  | 1600 | -381 | 76 | []
MK_GR_CO_00001 | N-1 400 kV Bitola-Meliti | [BG-GR] 400 kV Blagoevgrad - Thessaloniki | XBG_TH11_GTHESS13_1:line | 1218 |  | 1600 | -382 | 76 | []
MK_KS_CO_00001 | N-1 400 kV Skopje 5 âUrosevac | [BG-GR] 400 kV Blagoevgrad - Thessaloniki | XBG_TH11_GTHESS13_1:line | 1208 |  | 1600 | -392 | 75 | []
BG_MK_CO_00001 | N-1 400kV Chervena Mogila - Stip | [MK-GR] 400 kV Bitola-Meliti | XFL_BI11_GMELIT11_1:line | -1207 |  | 1600 | -393 | 75 | []
GR_CO_00005 | N-1 400 kV Thessaloniki-Lagadas ck.2 | [MK-GR] 400 kV Bitola-Meliti | XFL_BI11_GMELIT11_1:line | -1201 |  | 1600 | -399 | 75 | []
MK_CO_00001 | N-1 400 kV Bitola-Dubrovo | [MK-GR] 400 kV Bitola-Meliti | XFL_BI11_GMELIT11_1:line | -1199 |  | 1600 | -401 | 75 | []
RS_KS_CO_00002 | N-1 400 kV Kosovo B-Nis 2 | [MK-GR] 400 kV Bitola-Meliti | XFL_BI11_GMELIT11_1:line | -1192 |  | 1600 | -408 | 74 | []
AL_CO_00002 | N-1 400 kV Elbasan 2-Zemlak | [BG-GR] 400 kV Blagoevgrad - Thessaloniki | XBG_TH11_GTHESS13_1:line | 1169 |  | 1600 | -431 | 73 | []
BG_GR_CO_00002 | N-1 400kV MARITSA IZTOK-NEA SANTA-CK-1 | [BG-GR] 400 kV Blagoevgrad - Thessaloniki | XBG_TH11_GTHESS13_1:line | 1165 |  | 1600 | -435 | 73 | []
KS_CO_00001 | N-1 400 kV Kosovo B-Urosevac | [BG-GR] 400 kV Blagoevgrad - Thessaloniki | XBG_TH11_GTHESS13_1:line | 1160 |  | 1600 | -440 | 72 | []
RS_KS_CO_00002 | N-1 400 kV Kosovo B-Nis 2 | [BG-GR] 400 kV Blagoevgrad - Thessaloniki | XBG_TH11_GTHESS13_1:line | 1147 |  | 1600 | -453 | 72 | []
TR_GR_CO_00001 | N-1 400 kV Babaeski-N Santa | [BG-GR] 400 kV Blagoevgrad - Thessaloniki | XBG_TH11_GTHESS13_1:line | 1136 |  | 1600 | -464 | 71 | []
GR_CO_00005 | N-1 400 kV Thessaloniki-Lagadas ck.2 | [BG-GR] 400 kV Blagoevgrad - Thessaloniki | XBG_TH11_GTHESS13_1:line | 1129 |  | 1600 | -471 | 71 | []
MK_CO_00003 | N-1 400 kV Skopje 4 âSkopje 5 | [BG-GR] 400 kV Blagoevgrad - Thessaloniki | XBG_TH11_GTHESS13_1:line | 1121 |  | 1600 | -479 | 70 | []

## 0630Preventive
Detailed results
Generated at: | 2024-03-11 19:20
Business day: | 12.03.2024
Timestamp: | 06:30
Border & direction: | North-Greece Importing
Horizon: | DA
Remedial actions: | true
Evaluation type: | PREVENTIVE
TTC [MW]: | 3161
Fallback applied | false
Loading threshold | 0.7
Applied RAs
CO ID | RA ID | Name of the RA | Usage | Type | Location | Status
Limiting CNECs
CO ID | Name of the CO | Name of the CNE | CNE UCTE branch | Calculated I (A) | I max (PRE) | I max (CUR) | Margin (A) | Loading (%) | Applicable curative RAs
AL_GR_CO_00001 | N-1 400 kV Zemplak-Kardia | [MK-GR] 400 kV Bitola-Meliti | XFL_BI11_GMELIT11_1:line | -1597 | 1600 | 1600 | -3 | 100 | []
AL_CO_00002 | N-1 400 kV Elbasan 2-Zemlak | [MK-GR] 400 kV Bitola-Meliti | XFL_BI11_GMELIT11_1:line | -1509 | 1600 | 1600 | -91 | 94 | []
BG_CO_00001 | N-1 400kV Chervena Mogila - Blagoevgrad ck. 1 | [MK-GR] 400 kV Bitola-Meliti | XFL_BI11_GMELIT11_1:line | -1505 | 1600 | 1600 | -95 | 94 | []
BG_GR_CO_00001 | N-1 400 kV Blagoevgrad - Thessaloniki | [MK-GR] 400 kV Bitola-Meliti | XFL_BI11_GMELIT11_1:line | -1479 | 1600 | 1600 | -121 | 92 | []
GR_CO_00001 | N-1 400 kV Filippoi-Nea Santa ck.2 | [BG-GR] 400 kV Blagoevgrad - Thessaloniki | XBG_TH11_GTHESS13_1:line | 1470 | 1600 | 1600 | -130 | 92 | []
MK_GR_CO_00002 | N-1 400 kV Dubrovo-Thessaloniki | [MK-GR] 400 kV Bitola-Meliti | XFL_BI11_GMELIT11_1:line | -1450 | 1600 | 1600 | -150 | 91 | []
GR_CO_00001 | N-1 400 kV Filippoi-Nea Santa ck.2 | [MK-GR] 400 kV Bitola-Meliti | XFL_BI11_GMELIT11_1:line | -1435 | 1600 | 1600 | -165 | 90 | []
GR_CO_00002 | N-1 400 kV Filippoi-Lagadas ck.2 | [MK-GR] 400 kV Bitola-Meliti | XFL_BI11_GMELIT11_1:line | -1365 | 1600 | 1600 | -235 | 85 | []
AL_CO_00001 | N-1 400 kV Elbasan 2-Tirana 2 | [MK-GR] 400 kV Bitola-Meliti | XFL_BI11_GMELIT11_1:line | -1355 | 1600 | 1600 | -245 | 85 | []
GR_CO_00004 | N-1 400 kV Amideo-Lagadas ck.2 | [MK-GR] 400 kV Bitola-Meliti | XFL_BI11_GMELIT11_1:line | -1354 | 1600 | 1600 | -246 | 85 | []
BG_CO_00002 | N-1 400kV Sofia Zapad - Chervena Mogila ck. 1 | [MK-GR] 400 kV Bitola-Meliti | XFL_BI11_GMELIT11_1:line | -1319 | 1600 | 1600 | -281 | 82 | []
BG_GR_CO_00002 | N-1 400kV MARITSA IZTOK-NEA SANTA-CK-1 | [MK-GR] 400 kV Bitola-Meliti | XFL_BI11_GMELIT11_1:line | -1314 | 1600 | 1600 | -286 | 82 | []
TR_GR_CO_00001 | N-1 400 kV Babaeski-N Santa | [MK-GR] 400 kV Bitola-Meliti | XFL_BI11_GMELIT11_1:line | -1305 | 1600 | 1600 | -295 | 82 | []
AL_ME_CO_00001 | N-1 400 kV Tirana 2âPodgorica 2 | [MK-GR] 400 kV Bitola-Meliti | XFL_BI11_GMELIT11_1:line | -1282 | 1600 | 1600 | -318 | 80 | []
GR_CO_00002 | N-1 400 kV Filippoi-Lagadas ck.2 | [BG-GR] 400 kV Blagoevgrad - Thessaloniki | XBG_TH11_GTHESS13_1:line | 1282 | 1600 | 1600 | -318 | 80 | []
BG_CO_00009 | N-1 400kV Maritsa Iztok 2Â - Maritsa Iztok 3 | [MK-GR] 400 kV Bitola-Meliti | XFL_BI11_GMELIT11_1:line | -1281 | 1600 | 1600 | -319 | 80 | []
TR_CO_00001 | N-1 400 kV Habitabat NGCC -Babaeski | [MK-GR] 400 kV Bitola-Meliti | XFL_BI11_GMELIT11_1:line | -1278 | 1600 | 1600 | -322 | 80 | []
KS_ME_CO_00001 | N-1 400 kV Pec 3-Ribarevina | [MK-GR] 400 kV Bitola-Meliti | XFL_BI11_GMELIT11_1:line | -1277 | 1600 | 1600 | -323 | 80 | []
BG_CO_00016 | N-1 400kV Kozloduy - Sofia Zapad ck.2 | [MK-GR] 400 kV Bitola-Meliti | XFL_BI11_GMELIT11_1:line | -1275 | 1600 | 1600 | -325 | 80 | []
BG_CO_00012 | Â N-1 400kV Varna - Burgas | [MK-GR] 400 kV Bitola-Meliti | XFL_BI11_GMELIT11_1:line | -1274 | 1600 | 1600 | -326 | 80 | []
BG_TR_CO_00002 | N-1 400kV Maritsa 3 - Hamitabat 2 | [MK-GR] 400 kV Bitola-Meliti | XFL_BI11_GMELIT11_1:line | -1274 | 1600 | 1600 | -326 | 80 | []
BG_TR_CO_00001 | N-1 400kV Maritsa 3 - Hamitabat 1 | [MK-GR] 400 kV Bitola-Meliti | XFL_BI11_GMELIT11_1:line | -1273 | 1600 | 1600 | -327 | 80 | []
RS_CO_00004 | N-1 400 kV Nis 2 âLeskovac 2 | [MK-GR] 400 kV Bitola-Meliti | XFL_BI11_GMELIT11_1:line | -1273 | 1600 | 1600 | -327 | 80 | []
RS_CO_00003 | N-1 400 kV Vranje 4 âLeskovac 2 | [MK-GR] 400 kV Bitola-Meliti | XFL_BI11_GMELIT11_1:line | -1273 | 1600 | 1600 | -327 | 80 | []
MK_CO_00002 | N-1 400 kV Dubrovo âStip | [MK-GR] 400 kV Bitola-Meliti | XFL_BI11_GMELIT11_1:line | -1273 | 1600 | 1600 | -327 | 80 | []
BC | Base Case | [MK-GR] 400 kV Bitola-Meliti | XFL_BI11_GMELIT11_1:line | -1273 | 1600 | 1600 | -327 | 80 | []
BG_CO_00010 | N-1 400kV Maritsa Iztok â Maritsa Iztok 3 | [MK-GR] 400 kV Bitola-Meliti | XFL_BI11_GMELIT11_1:line | -1273 | 1600 | 1600 | -327 | 80 | []
RS_MK_00001 | N-1 400 kV Vranje 4 -Stip | [MK-GR] 400 kV Bitola-Meliti | XFL_BI11_GMELIT11_1:line | -1273 | 1600 | 1600 | -327 | 80 | []
BG_CO_00013 | N-1 400kV Burgas â Maritsa Iztok 2 | [MK-GR] 400 kV Bitola-Meliti | XFL_BI11_GMELIT11_1:line | -1271 | 1600 | 1600 | -329 | 79 | []
BG_CO_00011 | N-1 400kV Maritsa Iztok - Plovdiv | [MK-GR] 400 kV Bitola-Meliti | XFL_BI11_GMELIT11_1:line | -1269 | 1600 | 1600 | -331 | 79 | []
BG_CO_00007 | N-1 400kV Maritsa Iztok - Plovdiv ck. 2 | [MK-GR] 400 kV Bitola-Meliti | XFL_BI11_GMELIT11_1:line | -1268 | 1600 | 1600 | -332 | 79 | []
BG_CO_00008 | N-1 400kV Plovdiv - Vetren | [MK-GR] 400 kV Bitola-Meliti | XFL_BI11_GMELIT11_1:line | -1268 | 1600 | 1600 | -332 | 79 | []
BG_RS_CO_00001 | N-1 400kV Sofia Zapad - Nis Â | [MK-GR] 400 kV Bitola-Meliti | XFL_BI11_GMELIT11_1:line | -1250 | 1600 | 1600 | -350 | 78 | []
BG_MK_CO_00001 | N-1 400kV Chervena Mogila - Stip | [MK-GR] 400 kV Bitola-Meliti | XFL_BI11_GMELIT11_1:line | -1239 | 1600 | 1600 | -361 | 77 | []
MK_CO_00001 | N-1 400 kV Bitola-Dubrovo | [MK-GR] 400 kV Bitola-Meliti | XFL_BI11_GMELIT11_1:line | -1231 | 1600 | 1600 | -369 | 77 | []
GR_CO_00005 | N-1 400 kV Thessaloniki-Lagadas ck.2 | [MK-GR] 400 kV Bitola-Meliti | XFL_BI11_GMELIT11_1:line | -1229 | 1600 | 1600 | -371 | 77 | []
RS_KS_CO_00002 | N-1 400 kV Kosovo B-Nis 2 | [MK-GR] 400 kV Bitola-Meliti | XFL_BI11_GMELIT11_1:line | -1221 | 1600 | 1600 | -379 | 76 | []
AL_GR_CO_00001 | N-1 400 kV Zemplak-Kardia | [BG-GR] 400 kV Blagoevgrad - Thessaloniki | XBG_TH11_GTHESS13_1:line | 1203 | 1600 | 1600 | -397 | 75 | []
MK_GR_CO_00001 | N-1 400 kV Bitola-Meliti | [BG-GR] 400 kV Blagoevgrad - Thessaloniki | XBG_TH11_GTHESS13_1:line | 1192 | 1600 | 1600 | -408 | 75 | []
GR_CO_00003 | N-1 400 kV Meliti-Amideo ck.2 | [BG-GR] 400 kV Blagoevgrad - Thessaloniki | XBG_TH11_GTHESS13_1:line | 1192 | 1600 | 1600 | -408 | 75 | []
MK_KS_CO_00001 | N-1 400 kV Skopje 5 âUrosevac | [BG-GR] 400 kV Blagoevgrad - Thessaloniki | XBG_TH11_GTHESS13_1:line | 1167 | 1600 | 1600 | -433 | 73 | []
AL_CO_00002 | N-1 400 kV Elbasan 2-Zemlak | [BG-GR] 400 kV Blagoevgrad - Thessaloniki | XBG_TH11_GTHESS13_1:line | 1150 | 1600 | 1600 | -450 | 72 | []
BG_GR_CO_00002 | N-1 400kV MARITSA IZTOK-NEA SANTA-CK-1 | [BG-GR] 400 kV Blagoevgrad - Thessaloniki | XBG_TH11_GTHESS13_1:line | 1137 | 1600 | 1600 | -463 | 71 | []
MK_CO_00003 | N-1 400 kV Skopje 4 âSkopje 5 | [MK-GR] 400 kV Bitola-Meliti | XFL_BI11_GMELIT11_1:line | -1136 | 1600 | 1600 | -464 | 71 | []
KS_CO_00001 | N-1 400 kV Kosovo B-Urosevac | [BG-GR] 400 kV Blagoevgrad - Thessaloniki | XBG_TH11_GTHESS13_1:line | 1127 | 1600 | 1600 | -473 | 70 | []

## 0630Curative
Detailed results
Generated at: | 2024-03-11 19:20
Business day: | 12.03.2024
Timestamp: | 06:30
Border & direction: | North-Greece Importing
Horizon: | DA
Remedial actions: | true
Evaluation type: | CURATIVE
TTC [MW]: | 3161
Fallback applied | false
Loading threshold | 0.7
Applied RAs
CO ID | RA ID | Name of the RA | Usage | Type | Location | Status
Limiting CNECs
CO ID | Name of the CO | Name of the CNE | CNE UCTE branch | Calculated I (A) | I max (PRE) | I max (CUR) | Margin (A) | Loading (%) | Applicable curative RAs
AL_GR_CO_00001 | N-1 400 kV Zemplak-Kardia | [MK-GR] 400 kV Bitola-Meliti | XFL_BI11_GMELIT11_1:line | -1597 |  | 1600 | -3 | 100 | []
AL_CO_00002 | N-1 400 kV Elbasan 2-Zemlak | [MK-GR] 400 kV Bitola-Meliti | XFL_BI11_GMELIT11_1:line | -1509 |  | 1600 | -91 | 94 | []
BG_CO_00001 | N-1 400kV Chervena Mogila - Blagoevgrad ck. 1 | [MK-GR] 400 kV Bitola-Meliti | XFL_BI11_GMELIT11_1:line | -1505 |  | 1600 | -95 | 94 | []
BG_GR_CO_00001 | N-1 400 kV Blagoevgrad - Thessaloniki | [MK-GR] 400 kV Bitola-Meliti | XFL_BI11_GMELIT11_1:line | -1479 |  | 1600 | -121 | 92 | []
GR_CO_00001 | N-1 400 kV Filippoi-Nea Santa ck.2 | [BG-GR] 400 kV Blagoevgrad - Thessaloniki | XBG_TH11_GTHESS13_1:line | 1470 |  | 1600 | -130 | 92 | []
MK_GR_CO_00002 | N-1 400 kV Dubrovo-Thessaloniki | [MK-GR] 400 kV Bitola-Meliti | XFL_BI11_GMELIT11_1:line | -1450 |  | 1600 | -150 | 91 | []
GR_CO_00001 | N-1 400 kV Filippoi-Nea Santa ck.2 | [MK-GR] 400 kV Bitola-Meliti | XFL_BI11_GMELIT11_1:line | -1435 |  | 1600 | -165 | 90 | []
GR_CO_00002 | N-1 400 kV Filippoi-Lagadas ck.2 | [MK-GR] 400 kV Bitola-Meliti | XFL_BI11_GMELIT11_1:line | -1365 |  | 1600 | -235 | 85 | []
AL_CO_00001 | N-1 400 kV Elbasan 2-Tirana 2 | [MK-GR] 400 kV Bitola-Meliti | XFL_BI11_GMELIT11_1:line | -1355 |  | 1600 | -245 | 85 | []
GR_CO_00004 | N-1 400 kV Amideo-Lagadas ck.2 | [MK-GR] 400 kV Bitola-Meliti | XFL_BI11_GMELIT11_1:line | -1354 |  | 1600 | -246 | 85 | []
BG_CO_00002 | N-1 400kV Sofia Zapad - Chervena Mogila ck. 1 | [MK-GR] 400 kV Bitola-Meliti | XFL_BI11_GMELIT11_1:line | -1319 |  | 1600 | -281 | 82 | []
BG_GR_CO_00002 | N-1 400kV MARITSA IZTOK-NEA SANTA-CK-1 | [MK-GR] 400 kV Bitola-Meliti | XFL_BI11_GMELIT11_1:line | -1314 |  | 1600 | -286 | 82 | []
TR_GR_CO_00001 | N-1 400 kV Babaeski-N Santa | [MK-GR] 400 kV Bitola-Meliti | XFL_BI11_GMELIT11_1:line | -1305 |  | 1600 | -295 | 82 | []
AL_ME_CO_00001 | N-1 400 kV Tirana 2âPodgorica 2 | [MK-GR] 400 kV Bitola-Meliti | XFL_BI11_GMELIT11_1:line | -1282 |  | 1600 | -318 | 80 | []
GR_CO_00002 | N-1 400 kV Filippoi-Lagadas ck.2 | [BG-GR] 400 kV Blagoevgrad - Thessaloniki | XBG_TH11_GTHESS13_1:line | 1282 |  | 1600 | -318 | 80 | []
BG_CO_00009 | N-1 400kV Maritsa Iztok 2Â - Maritsa Iztok 3 | [MK-GR] 400 kV Bitola-Meliti | XFL_BI11_GMELIT11_1:line | -1281 |  | 1600 | -319 | 80 | []
TR_CO_00001 | N-1 400 kV Habitabat NGCC -Babaeski | [MK-GR] 400 kV Bitola-Meliti | XFL_BI11_GMELIT11_1:line | -1278 |  | 1600 | -322 | 80 | []
KS_ME_CO_00001 | N-1 400 kV Pec 3-Ribarevina | [MK-GR] 400 kV Bitola-Meliti | XFL_BI11_GMELIT11_1:line | -1277 |  | 1600 | -323 | 80 | []
BG_CO_00016 | N-1 400kV Kozloduy - Sofia Zapad ck.2 | [MK-GR] 400 kV Bitola-Meliti | XFL_BI11_GMELIT11_1:line | -1275 |  | 1600 | -325 | 80 | []
BG_CO_00012 | Â N-1 400kV Varna - Burgas | [MK-GR] 400 kV Bitola-Meliti | XFL_BI11_GMELIT11_1:line | -1274 |  | 1600 | -326 | 80 | []
BG_TR_CO_00002 | N-1 400kV Maritsa 3 - Hamitabat 2 | [MK-GR] 400 kV Bitola-Meliti | XFL_BI11_GMELIT11_1:line | -1274 |  | 1600 | -326 | 80 | []
BG_TR_CO_00001 | N-1 400kV Maritsa 3 - Hamitabat 1 | [MK-GR] 400 kV Bitola-Meliti | XFL_BI11_GMELIT11_1:line | -1273 |  | 1600 | -327 | 80 | []
RS_CO_00004 | N-1 400 kV Nis 2 âLeskovac 2 | [MK-GR] 400 kV Bitola-Meliti | XFL_BI11_GMELIT11_1:line | -1273 |  | 1600 | -327 | 80 | []
RS_CO_00003 | N-1 400 kV Vranje 4 âLeskovac 2 | [MK-GR] 400 kV Bitola-Meliti | XFL_BI11_GMELIT11_1:line | -1273 |  | 1600 | -327 | 80 | []
MK_CO_00002 | N-1 400 kV Dubrovo âStip | [MK-GR] 400 kV Bitola-Meliti | XFL_BI11_GMELIT11_1:line | -1273 |  | 1600 | -327 | 80 | []
BC | Base Case | [MK-GR] 400 kV Bitola-Meliti | XFL_BI11_GMELIT11_1:line | -1273 |  | 1600 | -327 | 80 | []
BG_CO_00010 | N-1 400kV Maritsa Iztok â Maritsa Iztok 3 | [MK-GR] 400 kV Bitola-Meliti | XFL_BI11_GMELIT11_1:line | -1273 |  | 1600 | -327 | 80 | []
RS_MK_00001 | N-1 400 kV Vranje 4 -Stip | [MK-GR] 400 kV Bitola-Meliti | XFL_BI11_GMELIT11_1:line | -1273 |  | 1600 | -327 | 80 | []
BG_CO_00013 | N-1 400kV Burgas â Maritsa Iztok 2 | [MK-GR] 400 kV Bitola-Meliti | XFL_BI11_GMELIT11_1:line | -1271 |  | 1600 | -329 | 79 | []
BG_CO_00011 | N-1 400kV Maritsa Iztok - Plovdiv | [MK-GR] 400 kV Bitola-Meliti | XFL_BI11_GMELIT11_1:line | -1269 |  | 1600 | -331 | 79 | []
BG_CO_00007 | N-1 400kV Maritsa Iztok - Plovdiv ck. 2 | [MK-GR] 400 kV Bitola-Meliti | XFL_BI11_GMELIT11_1:line | -1268 |  | 1600 | -332 | 79 | []
BG_CO_00008 | N-1 400kV Plovdiv - Vetren | [MK-GR] 400 kV Bitola-Meliti | XFL_BI11_GMELIT11_1:line | -1268 |  | 1600 | -332 | 79 | []
BG_RS_CO_00001 | N-1 400kV Sofia Zapad - Nis Â | [MK-GR] 400 kV Bitola-Meliti | XFL_BI11_GMELIT11_1:line | -1250 |  | 1600 | -350 | 78 | []
BG_MK_CO_00001 | N-1 400kV Chervena Mogila - Stip | [MK-GR] 400 kV Bitola-Meliti | XFL_BI11_GMELIT11_1:line | -1239 |  | 1600 | -361 | 77 | []
MK_CO_00001 | N-1 400 kV Bitola-Dubrovo | [MK-GR] 400 kV Bitola-Meliti | XFL_BI11_GMELIT11_1:line | -1231 |  | 1600 | -369 | 77 | []
GR_CO_00005 | N-1 400 kV Thessaloniki-Lagadas ck.2 | [MK-GR] 400 kV Bitola-Meliti | XFL_BI11_GMELIT11_1:line | -1229 |  | 1600 | -371 | 77 | []
RS_KS_CO_00002 | N-1 400 kV Kosovo B-Nis 2 | [MK-GR] 400 kV Bitola-Meliti | XFL_BI11_GMELIT11_1:line | -1221 |  | 1600 | -379 | 76 | []
AL_GR_CO_00001 | N-1 400 kV Zemplak-Kardia | [BG-GR] 400 kV Blagoevgrad - Thessaloniki | XBG_TH11_GTHESS13_1:line | 1203 |  | 1600 | -397 | 75 | []
MK_GR_CO_00001 | N-1 400 kV Bitola-Meliti | [BG-GR] 400 kV Blagoevgrad - Thessaloniki | XBG_TH11_GTHESS13_1:line | 1192 |  | 1600 | -408 | 75 | []
GR_CO_00003 | N-1 400 kV Meliti-Amideo ck.2 | [BG-GR] 400 kV Blagoevgrad - Thessaloniki | XBG_TH11_GTHESS13_1:line | 1192 |  | 1600 | -408 | 75 | []
MK_KS_CO_00001 | N-1 400 kV Skopje 5 âUrosevac | [BG-GR] 400 kV Blagoevgrad - Thessaloniki | XBG_TH11_GTHESS13_1:line | 1167 |  | 1600 | -433 | 73 | []
AL_CO_00002 | N-1 400 kV Elbasan 2-Zemlak | [BG-GR] 400 kV Blagoevgrad - Thessaloniki | XBG_TH11_GTHESS13_1:line | 1150 |  | 1600 | -450 | 72 | []
BG_GR_CO_00002 | N-1 400kV MARITSA IZTOK-NEA SANTA-CK-1 | [BG-GR] 400 kV Blagoevgrad - Thessaloniki | XBG_TH11_GTHESS13_1:line | 1137 |  | 1600 | -463 | 71 | []
MK_CO_00003 | N-1 400 kV Skopje 4 âSkopje 5 | [MK-GR] 400 kV Bitola-Meliti | XFL_BI11_GMELIT11_1:line | -1136 |  | 1600 | -464 | 71 | []
KS_CO_00001 | N-1 400 kV Kosovo B-Urosevac | [BG-GR] 400 kV Blagoevgrad - Thessaloniki | XBG_TH11_GTHESS13_1:line | 1127 |  | 1600 | -473 | 70 | []

## 0730Preventive
Detailed results
Generated at: | 2024-03-11 19:20
Business day: | 12.03.2024
Timestamp: | 07:30
Border & direction: | North-Greece Importing
Horizon: | DA
Remedial actions: | true
Evaluation type: | PREVENTIVE
TTC [MW]: | 3097
Fallback applied | false
Loading threshold | 0.7
Applied RAs
CO ID | RA ID | Name of the RA | Usage | Type | Location | Status
Limiting CNECs
CO ID | Name of the CO | Name of the CNE | CNE UCTE branch | Calculated I (A) | I max (PRE) | I max (CUR) | Margin (A) | Loading (%) | Applicable curative RAs
AL_GR_CO_00001 | N-1 400 kV Zemplak-Kardia | [MK-GR] 400 kV Bitola-Meliti | XFL_BI11_GMELIT11_1:line | -1594 | 1600 | 1600 | -6 | 100 | []
BG_CO_00001 | N-1 400kV Chervena Mogila - Blagoevgrad ck. 1 | [MK-GR] 400 kV Bitola-Meliti | XFL_BI11_GMELIT11_1:line | -1526 | 1600 | 1600 | -74 | 95 | []
AL_CO_00002 | N-1 400 kV Elbasan 2-Zemlak | [MK-GR] 400 kV Bitola-Meliti | XFL_BI11_GMELIT11_1:line | -1518 | 1600 | 1600 | -82 | 95 | []
BG_GR_CO_00001 | N-1 400 kV Blagoevgrad - Thessaloniki | [MK-GR] 400 kV Bitola-Meliti | XFL_BI11_GMELIT11_1:line | -1497 | 1600 | 1600 | -103 | 94 | []
MK_GR_CO_00002 | N-1 400 kV Dubrovo-Thessaloniki | [MK-GR] 400 kV Bitola-Meliti | XFL_BI11_GMELIT11_1:line | -1472 | 1600 | 1600 | -128 | 92 | []
GR_CO_00001 | N-1 400 kV Filippoi-Nea Santa ck.2 | [MK-GR] 400 kV Bitola-Meliti | XFL_BI11_GMELIT11_1:line | -1456 | 1600 | 1600 | -144 | 91 | []
GR_CO_00001 | N-1 400 kV Filippoi-Nea Santa ck.2 | [BG-GR] 400 kV Blagoevgrad - Thessaloniki | XBG_TH11_GTHESS13_1:line | 1415 | 1600 | 1600 | -185 | 88 | []
GR_CO_00002 | N-1 400 kV Filippoi-Lagadas ck.2 | [MK-GR] 400 kV Bitola-Meliti | XFL_BI11_GMELIT11_1:line | -1385 | 1600 | 1600 | -215 | 87 | []
GR_CO_00004 | N-1 400 kV Amideo-Lagadas ck.2 | [MK-GR] 400 kV Bitola-Meliti | XFL_BI11_GMELIT11_1:line | -1372 | 1600 | 1600 | -228 | 86 | []
AL_CO_00001 | N-1 400 kV Elbasan 2-Tirana 2 | [MK-GR] 400 kV Bitola-Meliti | XFL_BI11_GMELIT11_1:line | -1362 | 1600 | 1600 | -238 | 85 | []
BG_CO_00002 | N-1 400kV Sofia Zapad - Chervena Mogila ck. 1 | [MK-GR] 400 kV Bitola-Meliti | XFL_BI11_GMELIT11_1:line | -1342 | 1600 | 1600 | -258 | 84 | []
BG_GR_CO_00002 | N-1 400kV MARITSA IZTOK-NEA SANTA-CK-1 | [MK-GR] 400 kV Bitola-Meliti | XFL_BI11_GMELIT11_1:line | -1339 | 1600 | 1600 | -261 | 84 | []
TR_GR_CO_00001 | N-1 400 kV Babaeski-N Santa | [MK-GR] 400 kV Bitola-Meliti | XFL_BI11_GMELIT11_1:line | -1324 | 1600 | 1600 | -276 | 83 | []
BG_CO_00009 | N-1 400kV Maritsa Iztok 2Â - Maritsa Iztok 3 | [MK-GR] 400 kV Bitola-Meliti | XFL_BI11_GMELIT11_1:line | -1298 | 1600 | 1600 | -302 | 81 | []
TR_CO_00001 | N-1 400 kV Habitabat NGCC -Babaeski | [MK-GR] 400 kV Bitola-Meliti | XFL_BI11_GMELIT11_1:line | -1295 | 1600 | 1600 | -305 | 81 | []
BG_CO_00016 | N-1 400kV Kozloduy - Sofia Zapad ck.2 | [MK-GR] 400 kV Bitola-Meliti | XFL_BI11_GMELIT11_1:line | -1293 | 1600 | 1600 | -307 | 81 | []
KS_ME_CO_00001 | N-1 400 kV Pec 3-Ribarevina | [MK-GR] 400 kV Bitola-Meliti | XFL_BI11_GMELIT11_1:line | -1292 | 1600 | 1600 | -308 | 81 | []
BG_TR_CO_00002 | N-1 400kV Maritsa 3 - Hamitabat 2 | [MK-GR] 400 kV Bitola-Meliti | XFL_BI11_GMELIT11_1:line | -1292 | 1600 | 1600 | -308 | 81 | []
RS_CO_00004 | N-1 400 kV Nis 2 âLeskovac 2 | [MK-GR] 400 kV Bitola-Meliti | XFL_BI11_GMELIT11_1:line | -1291 | 1600 | 1600 | -309 | 81 | []
BG_CO_00012 | Â N-1 400kV Varna - Burgas | [MK-GR] 400 kV Bitola-Meliti | XFL_BI11_GMELIT11_1:line | -1291 | 1600 | 1600 | -309 | 81 | []
RS_CO_00003 | N-1 400 kV Vranje 4 âLeskovac 2 | [MK-GR] 400 kV Bitola-Meliti | XFL_BI11_GMELIT11_1:line | -1290 | 1600 | 1600 | -310 | 81 | []
MK_CO_00002 | N-1 400 kV Dubrovo âStip | [MK-GR] 400 kV Bitola-Meliti | XFL_BI11_GMELIT11_1:line | -1290 | 1600 | 1600 | -310 | 81 | []
BC | Base Case | [MK-GR] 400 kV Bitola-Meliti | XFL_BI11_GMELIT11_1:line | -1290 | 1600 | 1600 | -310 | 81 | []
BG_CO_00010 | N-1 400kV Maritsa Iztok â Maritsa Iztok 3 | [MK-GR] 400 kV Bitola-Meliti | XFL_BI11_GMELIT11_1:line | -1290 | 1600 | 1600 | -310 | 81 | []
RS_MK_00001 | N-1 400 kV Vranje 4 -Stip | [MK-GR] 400 kV Bitola-Meliti | XFL_BI11_GMELIT11_1:line | -1290 | 1600 | 1600 | -310 | 81 | []
BG_CO_00013 | N-1 400kV Burgas â Maritsa Iztok 2 | [MK-GR] 400 kV Bitola-Meliti | XFL_BI11_GMELIT11_1:line | -1287 | 1600 | 1600 | -313 | 80 | []
BG_CO_00011 | N-1 400kV Maritsa Iztok - Plovdiv | [MK-GR] 400 kV Bitola-Meliti | XFL_BI11_GMELIT11_1:line | -1287 | 1600 | 1600 | -313 | 80 | []
BG_CO_00008 | N-1 400kV Plovdiv - Vetren | [MK-GR] 400 kV Bitola-Meliti | XFL_BI11_GMELIT11_1:line | -1286 | 1600 | 1600 | -314 | 80 | []
BG_CO_00007 | N-1 400kV Maritsa Iztok - Plovdiv ck. 2 | [MK-GR] 400 kV Bitola-Meliti | XFL_BI11_GMELIT11_1:line | -1286 | 1600 | 1600 | -314 | 80 | []
BG_RS_CO_00001 | N-1 400kV Sofia Zapad - Nis Â | [MK-GR] 400 kV Bitola-Meliti | XFL_BI11_GMELIT11_1:line | -1261 | 1600 | 1600 | -339 | 79 | []
BG_MK_CO_00001 | N-1 400kV Chervena Mogila - Stip | [MK-GR] 400 kV Bitola-Meliti | XFL_BI11_GMELIT11_1:line | -1255 | 1600 | 1600 | -345 | 78 | []
MK_CO_00001 | N-1 400 kV Bitola-Dubrovo | [MK-GR] 400 kV Bitola-Meliti | XFL_BI11_GMELIT11_1:line | -1250 | 1600 | 1600 | -350 | 78 | []
RS_KS_CO_00002 | N-1 400 kV Kosovo B-Nis 2 | [MK-GR] 400 kV Bitola-Meliti | XFL_BI11_GMELIT11_1:line | -1248 | 1600 | 1600 | -352 | 78 | []
GR_CO_00005 | N-1 400 kV Thessaloniki-Lagadas ck.2 | [MK-GR] 400 kV Bitola-Meliti | XFL_BI11_GMELIT11_1:line | -1244 | 1600 | 1600 | -356 | 78 | []
GR_CO_00002 | N-1 400 kV Filippoi-Lagadas ck.2 | [BG-GR] 400 kV Blagoevgrad - Thessaloniki | XBG_TH11_GTHESS13_1:line | 1234 | 1600 | 1600 | -366 | 77 | []
MK_CO_00003 | N-1 400 kV Skopje 4 âSkopje 5 | [MK-GR] 400 kV Bitola-Meliti | XFL_BI11_GMELIT11_1:line | -1167 | 1600 | 1600 | -433 | 73 | []
MK_GR_CO_00001 | N-1 400 kV Bitola-Meliti | [BG-GR] 400 kV Blagoevgrad - Thessaloniki | XBG_TH11_GTHESS13_1:line | 1160 | 1600 | 1600 | -440 | 72 | []
GR_CO_00003 | N-1 400 kV Meliti-Amideo ck.2 | [BG-GR] 400 kV Blagoevgrad - Thessaloniki | XBG_TH11_GTHESS13_1:line | 1159 | 1600 | 1600 | -441 | 72 | []
AL_GR_CO_00001 | N-1 400 kV Zemplak-Kardia | [BG-GR] 400 kV Blagoevgrad - Thessaloniki | XBG_TH11_GTHESS13_1:line | 1137 | 1600 | 1600 | -463 | 71 | []
KS_CO_00001 | N-1 400 kV Kosovo B-Urosevac | [MK-GR] 400 kV Bitola-Meliti | XFL_BI11_GMELIT11_1:line | -1125 | 1600 | 1600 | -475 | 70 | []

## 0730Curative
Detailed results
Generated at: | 2024-03-11 19:20
Business day: | 12.03.2024
Timestamp: | 07:30
Border & direction: | North-Greece Importing
Horizon: | DA
Remedial actions: | true
Evaluation type: | CURATIVE
TTC [MW]: | 3097
Fallback applied | false
Loading threshold | 0.7
Applied RAs
CO ID | RA ID | Name of the RA | Usage | Type | Location | Status
Limiting CNECs
CO ID | Name of the CO | Name of the CNE | CNE UCTE branch | Calculated I (A) | I max (PRE) | I max (CUR) | Margin (A) | Loading (%) | Applicable curative RAs
AL_GR_CO_00001 | N-1 400 kV Zemplak-Kardia | [MK-GR] 400 kV Bitola-Meliti | XFL_BI11_GMELIT11_1:line | -1594 |  | 1600 | -6 | 100 | []
BG_CO_00001 | N-1 400kV Chervena Mogila - Blagoevgrad ck. 1 | [MK-GR] 400 kV Bitola-Meliti | XFL_BI11_GMELIT11_1:line | -1526 |  | 1600 | -74 | 95 | []
AL_CO_00002 | N-1 400 kV Elbasan 2-Zemlak | [MK-GR] 400 kV Bitola-Meliti | XFL_BI11_GMELIT11_1:line | -1518 |  | 1600 | -82 | 95 | []
BG_GR_CO_00001 | N-1 400 kV Blagoevgrad - Thessaloniki | [MK-GR] 400 kV Bitola-Meliti | XFL_BI11_GMELIT11_1:line | -1497 |  | 1600 | -103 | 94 | []
MK_GR_CO_00002 | N-1 400 kV Dubrovo-Thessaloniki | [MK-GR] 400 kV Bitola-Meliti | XFL_BI11_GMELIT11_1:line | -1472 |  | 1600 | -128 | 92 | []
GR_CO_00001 | N-1 400 kV Filippoi-Nea Santa ck.2 | [MK-GR] 400 kV Bitola-Meliti | XFL_BI11_GMELIT11_1:line | -1456 |  | 1600 | -144 | 91 | []
GR_CO_00001 | N-1 400 kV Filippoi-Nea Santa ck.2 | [BG-GR] 400 kV Blagoevgrad - Thessaloniki | XBG_TH11_GTHESS13_1:line | 1415 |  | 1600 | -185 | 88 | []
GR_CO_00002 | N-1 400 kV Filippoi-Lagadas ck.2 | [MK-GR] 400 kV Bitola-Meliti | XFL_BI11_GMELIT11_1:line | -1385 |  | 1600 | -215 | 87 | []
GR_CO_00004 | N-1 400 kV Amideo-Lagadas ck.2 | [MK-GR] 400 kV Bitola-Meliti | XFL_BI11_GMELIT11_1:line | -1372 |  | 1600 | -228 | 86 | []
AL_CO_00001 | N-1 400 kV Elbasan 2-Tirana 2 | [MK-GR] 400 kV Bitola-Meliti | XFL_BI11_GMELIT11_1:line | -1362 |  | 1600 | -238 | 85 | []
BG_CO_00002 | N-1 400kV Sofia Zapad - Chervena Mogila ck. 1 | [MK-GR] 400 kV Bitola-Meliti | XFL_BI11_GMELIT11_1:line | -1342 |  | 1600 | -258 | 84 | []
BG_GR_CO_00002 | N-1 400kV MARITSA IZTOK-NEA SANTA-CK-1 | [MK-GR] 400 kV Bitola-Meliti | XFL_BI11_GMELIT11_1:line | -1339 |  | 1600 | -261 | 84 | []
TR_GR_CO_00001 | N-1 400 kV Babaeski-N Santa | [MK-GR] 400 kV Bitola-Meliti | XFL_BI11_GMELIT11_1:line | -1324 |  | 1600 | -276 | 83 | []
BG_CO_00009 | N-1 400kV Maritsa Iztok 2Â - Maritsa Iztok 3 | [MK-GR] 400 kV Bitola-Meliti | XFL_BI11_GMELIT11_1:line | -1298 |  | 1600 | -302 | 81 | []
TR_CO_00001 | N-1 400 kV Habitabat NGCC -Babaeski | [MK-GR] 400 kV Bitola-Meliti | XFL_BI11_GMELIT11_1:line | -1295 |  | 1600 | -305 | 81 | []
BG_CO_00016 | N-1 400kV Kozloduy - Sofia Zapad ck.2 | [MK-GR] 400 kV Bitola-Meliti | XFL_BI11_GMELIT11_1:line | -1293 |  | 1600 | -307 | 81 | []
KS_ME_CO_00001 | N-1 400 kV Pec 3-Ribarevina | [MK-GR] 400 kV Bitola-Meliti | XFL_BI11_GMELIT11_1:line | -1292 |  | 1600 | -308 | 81 | []
BG_TR_CO_00002 | N-1 400kV Maritsa 3 - Hamitabat 2 | [MK-GR] 400 kV Bitola-Meliti | XFL_BI11_GMELIT11_1:line | -1292 |  | 1600 | -308 | 81 | []
RS_CO_00004 | N-1 400 kV Nis 2 âLeskovac 2 | [MK-GR] 400 kV Bitola-Meliti | XFL_BI11_GMELIT11_1:line | -1291 |  | 1600 | -309 | 81 | []
BG_CO_00012 | Â N-1 400kV Varna - Burgas | [MK-GR] 400 kV Bitola-Meliti | XFL_BI11_GMELIT11_1:line | -1291 |  | 1600 | -309 | 81 | []
RS_CO_00003 | N-1 400 kV Vranje 4 âLeskovac 2 | [MK-GR] 400 kV Bitola-Meliti | XFL_BI11_GMELIT11_1:line | -1290 |  | 1600 | -310 | 81 | []
MK_CO_00002 | N-1 400 kV Dubrovo âStip | [MK-GR] 400 kV Bitola-Meliti | XFL_BI11_GMELIT11_1:line | -1290 |  | 1600 | -310 | 81 | []
BC | Base Case | [MK-GR] 400 kV Bitola-Meliti | XFL_BI11_GMELIT11_1:line | -1290 |  | 1600 | -310 | 81 | []
BG_CO_00010 | N-1 400kV Maritsa Iztok â Maritsa Iztok 3 | [MK-GR] 400 kV Bitola-Meliti | XFL_BI11_GMELIT11_1:line | -1290 |  | 1600 | -310 | 81 | []
RS_MK_00001 | N-1 400 kV Vranje 4 -Stip | [MK-GR] 400 kV Bitola-Meliti | XFL_BI11_GMELIT11_1:line | -1290 |  | 1600 | -310 | 81 | []
BG_CO_00013 | N-1 400kV Burgas â Maritsa Iztok 2 | [MK-GR] 400 kV Bitola-Meliti | XFL_BI11_GMELIT11_1:line | -1287 |  | 1600 | -313 | 80 | []
BG_CO_00011 | N-1 400kV Maritsa Iztok - Plovdiv | [MK-GR] 400 kV Bitola-Meliti | XFL_BI11_GMELIT11_1:line | -1287 |  | 1600 | -313 | 80 | []
BG_CO_00008 | N-1 400kV Plovdiv - Vetren | [MK-GR] 400 kV Bitola-Meliti | XFL_BI11_GMELIT11_1:line | -1286 |  | 1600 | -314 | 80 | []
BG_CO_00007 | N-1 400kV Maritsa Iztok - Plovdiv ck. 2 | [MK-GR] 400 kV Bitola-Meliti | XFL_BI11_GMELIT11_1:line | -1286 |  | 1600 | -314 | 80 | []
BG_RS_CO_00001 | N-1 400kV Sofia Zapad - Nis Â | [MK-GR] 400 kV Bitola-Meliti | XFL_BI11_GMELIT11_1:line | -1261 |  | 1600 | -339 | 79 | []
BG_MK_CO_00001 | N-1 400kV Chervena Mogila - Stip | [MK-GR] 400 kV Bitola-Meliti | XFL_BI11_GMELIT11_1:line | -1255 |  | 1600 | -345 | 78 | []
MK_CO_00001 | N-1 400 kV Bitola-Dubrovo | [MK-GR] 400 kV Bitola-Meliti | XFL_BI11_GMELIT11_1:line | -1250 |  | 1600 | -350 | 78 | []
RS_KS_CO_00002 | N-1 400 kV Kosovo B-Nis 2 | [MK-GR] 400 kV Bitola-Meliti | XFL_BI11_GMELIT11_1:line | -1248 |  | 1600 | -352 | 78 | []
GR_CO_00005 | N-1 400 kV Thessaloniki-Lagadas ck.2 | [MK-GR] 400 kV Bitola-Meliti | XFL_BI11_GMELIT11_1:line | -1244 |  | 1600 | -356 | 78 | []
GR_CO_00002 | N-1 400 kV Filippoi-Lagadas ck.2 | [BG-GR] 400 kV Blagoevgrad - Thessaloniki | XBG_TH11_GTHESS13_1:line | 1234 |  | 1600 | -366 | 77 | []
MK_CO_00003 | N-1 400 kV Skopje 4 âSkopje 5 | [MK-GR] 400 kV Bitola-Meliti | XFL_BI11_GMELIT11_1:line | -1167 |  | 1600 | -433 | 73 | []
MK_GR_CO_00001 | N-1 400 kV Bitola-Meliti | [BG-GR] 400 kV Blagoevgrad - Thessaloniki | XBG_TH11_GTHESS13_1:line | 1160 |  | 1600 | -440 | 72 | []
GR_CO_00003 | N-1 400 kV Meliti-Amideo ck.2 | [BG-GR] 400 kV Blagoevgrad - Thessaloniki | XBG_TH11_GTHESS13_1:line | 1159 |  | 1600 | -441 | 72 | []
AL_GR_CO_00001 | N-1 400 kV Zemplak-Kardia | [BG-GR] 400 kV Blagoevgrad - Thessaloniki | XBG_TH11_GTHESS13_1:line | 1137 |  | 1600 | -463 | 71 | []
KS_CO_00001 | N-1 400 kV Kosovo B-Urosevac | [MK-GR] 400 kV Bitola-Meliti | XFL_BI11_GMELIT11_1:line | -1125 |  | 1600 | -475 | 70 | []

## 0830Preventive
Detailed results
Generated at: | 2024-03-11 19:20
Business day: | 12.03.2024
Timestamp: | 08:30
Border & direction: | North-Greece Importing
Horizon: | DA
Remedial actions: | true
Evaluation type: | PREVENTIVE
TTC [MW]: | 3099
Fallback applied | false
Loading threshold | 0.7
Applied RAs
CO ID | RA ID | Name of the RA | Usage | Type | Location | Status
Limiting CNECs
CO ID | Name of the CO | Name of the CNE | CNE UCTE branch | Calculated I (A) | I max (PRE) | I max (CUR) | Margin (A) | Loading (%) | Applicable curative RAs
AL_GR_CO_00001 | N-1 400 kV Zemplak-Kardia | [MK-GR] 400 kV Bitola-Meliti | XFL_BI11_GMELIT11_1:line | -1597 | 1600 | 1600 | -3 | 100 | []
BG_CO_00001 | N-1 400kV Chervena Mogila - Blagoevgrad ck. 1 | [MK-GR] 400 kV Bitola-Meliti | XFL_BI11_GMELIT11_1:line | -1528 | 1600 | 1600 | -72 | 95 | []
AL_CO_00002 | N-1 400 kV Elbasan 2-Zemlak | [MK-GR] 400 kV Bitola-Meliti | XFL_BI11_GMELIT11_1:line | -1518 | 1600 | 1600 | -82 | 95 | []
BG_GR_CO_00001 | N-1 400 kV Blagoevgrad - Thessaloniki | [MK-GR] 400 kV Bitola-Meliti | XFL_BI11_GMELIT11_1:line | -1505 | 1600 | 1600 | -95 | 94 | []
MK_GR_CO_00002 | N-1 400 kV Dubrovo-Thessaloniki | [MK-GR] 400 kV Bitola-Meliti | XFL_BI11_GMELIT11_1:line | -1475 | 1600 | 1600 | -125 | 92 | []
GR_CO_00001 | N-1 400 kV Filippoi-Nea Santa ck.2 | [MK-GR] 400 kV Bitola-Meliti | XFL_BI11_GMELIT11_1:line | -1467 | 1600 | 1600 | -133 | 92 | []
GR_CO_00002 | N-1 400 kV Filippoi-Lagadas ck.2 | [MK-GR] 400 kV Bitola-Meliti | XFL_BI11_GMELIT11_1:line | -1399 | 1600 | 1600 | -201 | 87 | []
GR_CO_00001 | N-1 400 kV Filippoi-Nea Santa ck.2 | [BG-GR] 400 kV Blagoevgrad - Thessaloniki | XBG_TH11_GTHESS13_1:line | 1397 | 1600 | 1600 | -203 | 87 | []
GR_CO_00004 | N-1 400 kV Amideo-Lagadas ck.2 | [MK-GR] 400 kV Bitola-Meliti | XFL_BI11_GMELIT11_1:line | -1388 | 1600 | 1600 | -212 | 87 | []
AL_CO_00001 | N-1 400 kV Elbasan 2-Tirana 2 | [MK-GR] 400 kV Bitola-Meliti | XFL_BI11_GMELIT11_1:line | -1366 | 1600 | 1600 | -234 | 85 | []
BG_CO_00002 | N-1 400kV Sofia Zapad - Chervena Mogila ck. 1 | [MK-GR] 400 kV Bitola-Meliti | XFL_BI11_GMELIT11_1:line | -1350 | 1600 | 1600 | -250 | 84 | []
BG_GR_CO_00002 | N-1 400kV MARITSA IZTOK-NEA SANTA-CK-1 | [MK-GR] 400 kV Bitola-Meliti | XFL_BI11_GMELIT11_1:line | -1348 | 1600 | 1600 | -252 | 84 | []
TR_GR_CO_00001 | N-1 400 kV Babaeski-N Santa | [MK-GR] 400 kV Bitola-Meliti | XFL_BI11_GMELIT11_1:line | -1336 | 1600 | 1600 | -264 | 84 | []
KS_ME_CO_00001 | N-1 400 kV Pec 3-Ribarevina | [MK-GR] 400 kV Bitola-Meliti | XFL_BI11_GMELIT11_1:line | -1311 | 1600 | 1600 | -289 | 82 | []
BG_CO_00009 | N-1 400kV Maritsa Iztok 2Â - Maritsa Iztok 3 | [MK-GR] 400 kV Bitola-Meliti | XFL_BI11_GMELIT11_1:line | -1308 | 1600 | 1600 | -292 | 82 | []
TR_CO_00001 | N-1 400 kV Habitabat NGCC -Babaeski | [MK-GR] 400 kV Bitola-Meliti | XFL_BI11_GMELIT11_1:line | -1304 | 1600 | 1600 | -296 | 82 | []
BG_CO_00016 | N-1 400kV Kozloduy - Sofia Zapad ck.2 | [MK-GR] 400 kV Bitola-Meliti | XFL_BI11_GMELIT11_1:line | -1304 | 1600 | 1600 | -296 | 81 | []
BG_TR_CO_00002 | N-1 400kV Maritsa 3 - Hamitabat 2 | [MK-GR] 400 kV Bitola-Meliti | XFL_BI11_GMELIT11_1:line | -1302 | 1600 | 1600 | -298 | 81 | []
RS_CO_00004 | N-1 400 kV Nis 2 âLeskovac 2 | [MK-GR] 400 kV Bitola-Meliti | XFL_BI11_GMELIT11_1:line | -1301 | 1600 | 1600 | -299 | 81 | []
BG_CO_00012 | Â N-1 400kV Varna - Burgas | [MK-GR] 400 kV Bitola-Meliti | XFL_BI11_GMELIT11_1:line | -1301 | 1600 | 1600 | -299 | 81 | []
MK_CO_00002 | N-1 400 kV Dubrovo âStip | [MK-GR] 400 kV Bitola-Meliti | XFL_BI11_GMELIT11_1:line | -1301 | 1600 | 1600 | -299 | 81 | []
BC | Base Case | [MK-GR] 400 kV Bitola-Meliti | XFL_BI11_GMELIT11_1:line | -1301 | 1600 | 1600 | -299 | 81 | []
BG_CO_00010 | N-1 400kV Maritsa Iztok â Maritsa Iztok 3 | [MK-GR] 400 kV Bitola-Meliti | XFL_BI11_GMELIT11_1:line | -1301 | 1600 | 1600 | -299 | 81 | []
RS_CO_00003 | N-1 400 kV Vranje 4 âLeskovac 2 | [MK-GR] 400 kV Bitola-Meliti | XFL_BI11_GMELIT11_1:line | -1300 | 1600 | 1600 | -300 | 81 | []
RS_MK_00001 | N-1 400 kV Vranje 4 -Stip | [MK-GR] 400 kV Bitola-Meliti | XFL_BI11_GMELIT11_1:line | -1300 | 1600 | 1600 | -300 | 81 | []
BG_CO_00013 | N-1 400kV Burgas â Maritsa Iztok 2 | [MK-GR] 400 kV Bitola-Meliti | XFL_BI11_GMELIT11_1:line | -1298 | 1600 | 1600 | -302 | 81 | []
BG_CO_00011 | N-1 400kV Maritsa Iztok - Plovdiv | [MK-GR] 400 kV Bitola-Meliti | XFL_BI11_GMELIT11_1:line | -1297 | 1600 | 1600 | -303 | 81 | []
BG_CO_00007 | N-1 400kV Maritsa Iztok - Plovdiv ck. 2 | [MK-GR] 400 kV Bitola-Meliti | XFL_BI11_GMELIT11_1:line | -1296 | 1600 | 1600 | -304 | 81 | []
BG_CO_00008 | N-1 400kV Plovdiv - Vetren | [MK-GR] 400 kV Bitola-Meliti | XFL_BI11_GMELIT11_1:line | -1296 | 1600 | 1600 | -304 | 81 | []
RS_KS_CO_00002 | N-1 400 kV Kosovo B-Nis 2 | [MK-GR] 400 kV Bitola-Meliti | XFL_BI11_GMELIT11_1:line | -1262 | 1600 | 1600 | -338 | 79 | []
BG_RS_CO_00001 | N-1 400kV Sofia Zapad - Nis Â | [MK-GR] 400 kV Bitola-Meliti | XFL_BI11_GMELIT11_1:line | -1261 | 1600 | 1600 | -339 | 79 | []
MK_CO_00001 | N-1 400 kV Bitola-Dubrovo | [MK-GR] 400 kV Bitola-Meliti | XFL_BI11_GMELIT11_1:line | -1259 | 1600 | 1600 | -341 | 79 | []
BG_MK_CO_00001 | N-1 400kV Chervena Mogila - Stip | [MK-GR] 400 kV Bitola-Meliti | XFL_BI11_GMELIT11_1:line | -1259 | 1600 | 1600 | -341 | 79 | []
GR_CO_00005 | N-1 400 kV Thessaloniki-Lagadas ck.2 | [MK-GR] 400 kV Bitola-Meliti | XFL_BI11_GMELIT11_1:line | -1249 | 1600 | 1600 | -351 | 78 | []
GR_CO_00002 | N-1 400 kV Filippoi-Lagadas ck.2 | [BG-GR] 400 kV Blagoevgrad - Thessaloniki | XBG_TH11_GTHESS13_1:line | 1222 | 1600 | 1600 | -378 | 76 | []
MK_CO_00003 | N-1 400 kV Skopje 4 âSkopje 5 | [MK-GR] 400 kV Bitola-Meliti | XFL_BI11_GMELIT11_1:line | -1200 | 1600 | 1600 | -400 | 75 | []
MK_KS_CO_00001 | N-1 400 kV Skopje 5 âUrosevac | [MK-GR] 400 kV Bitola-Meliti | XFL_BI11_GMELIT11_1:line | -1183 | 1600 | 1600 | -417 | 74 | []
KS_CO_00001 | N-1 400 kV Kosovo B-Urosevac | [MK-GR] 400 kV Bitola-Meliti | XFL_BI11_GMELIT11_1:line | -1176 | 1600 | 1600 | -424 | 73 | []
MK_GR_CO_00001 | N-1 400 kV Bitola-Meliti | [BG-GR] 400 kV Blagoevgrad - Thessaloniki | XBG_TH11_GTHESS13_1:line | 1140 | 1600 | 1600 | -460 | 71 | []
GR_CO_00003 | N-1 400 kV Meliti-Amideo ck.2 | [BG-GR] 400 kV Blagoevgrad - Thessaloniki | XBG_TH11_GTHESS13_1:line | 1140 | 1600 | 1600 | -460 | 71 | []

## 0830Curative
Detailed results
Generated at: | 2024-03-11 19:20
Business day: | 12.03.2024
Timestamp: | 08:30
Border & direction: | North-Greece Importing
Horizon: | DA
Remedial actions: | true
Evaluation type: | CURATIVE
TTC [MW]: | 3099
Fallback applied | false
Loading threshold | 0.7
Applied RAs
CO ID | RA ID | Name of the RA | Usage | Type | Location | Status
Limiting CNECs
CO ID | Name of the CO | Name of the CNE | CNE UCTE branch | Calculated I (A) | I max (PRE) | I max (CUR) | Margin (A) | Loading (%) | Applicable curative RAs
AL_GR_CO_00001 | N-1 400 kV Zemplak-Kardia | [MK-GR] 400 kV Bitola-Meliti | XFL_BI11_GMELIT11_1:line | -1597 |  | 1600 | -3 | 100 | []
BG_CO_00001 | N-1 400kV Chervena Mogila - Blagoevgrad ck. 1 | [MK-GR] 400 kV Bitola-Meliti | XFL_BI11_GMELIT11_1:line | -1528 |  | 1600 | -72 | 95 | []
AL_CO_00002 | N-1 400 kV Elbasan 2-Zemlak | [MK-GR] 400 kV Bitola-Meliti | XFL_BI11_GMELIT11_1:line | -1518 |  | 1600 | -82 | 95 | []
BG_GR_CO_00001 | N-1 400 kV Blagoevgrad - Thessaloniki | [MK-GR] 400 kV Bitola-Meliti | XFL_BI11_GMELIT11_1:line | -1505 |  | 1600 | -95 | 94 | []
MK_GR_CO_00002 | N-1 400 kV Dubrovo-Thessaloniki | [MK-GR] 400 kV Bitola-Meliti | XFL_BI11_GMELIT11_1:line | -1475 |  | 1600 | -125 | 92 | []
GR_CO_00001 | N-1 400 kV Filippoi-Nea Santa ck.2 | [MK-GR] 400 kV Bitola-Meliti | XFL_BI11_GMELIT11_1:line | -1467 |  | 1600 | -133 | 92 | []
GR_CO_00002 | N-1 400 kV Filippoi-Lagadas ck.2 | [MK-GR] 400 kV Bitola-Meliti | XFL_BI11_GMELIT11_1:line | -1399 |  | 1600 | -201 | 87 | []
GR_CO_00001 | N-1 400 kV Filippoi-Nea Santa ck.2 | [BG-GR] 400 kV Blagoevgrad - Thessaloniki | XBG_TH11_GTHESS13_1:line | 1397 |  | 1600 | -203 | 87 | []
GR_CO_00004 | N-1 400 kV Amideo-Lagadas ck.2 | [MK-GR] 400 kV Bitola-Meliti | XFL_BI11_GMELIT11_1:line | -1388 |  | 1600 | -212 | 87 | []
AL_CO_00001 | N-1 400 kV Elbasan 2-Tirana 2 | [MK-GR] 400 kV Bitola-Meliti | XFL_BI11_GMELIT11_1:line | -1366 |  | 1600 | -234 | 85 | []
BG_CO_00002 | N-1 400kV Sofia Zapad - Chervena Mogila ck. 1 | [MK-GR] 400 kV Bitola-Meliti | XFL_BI11_GMELIT11_1:line | -1350 |  | 1600 | -250 | 84 | []
BG_GR_CO_00002 | N-1 400kV MARITSA IZTOK-NEA SANTA-CK-1 | [MK-GR] 400 kV Bitola-Meliti | XFL_BI11_GMELIT11_1:line | -1348 |  | 1600 | -252 | 84 | []
TR_GR_CO_00001 | N-1 400 kV Babaeski-N Santa | [MK-GR] 400 kV Bitola-Meliti | XFL_BI11_GMELIT11_1:line | -1336 |  | 1600 | -264 | 84 | []
KS_ME_CO_00001 | N-1 400 kV Pec 3-Ribarevina | [MK-GR] 400 kV Bitola-Meliti | XFL_BI11_GMELIT11_1:line | -1311 |  | 1600 | -289 | 82 | []
BG_CO_00009 | N-1 400kV Maritsa Iztok 2Â - Maritsa Iztok 3 | [MK-GR] 400 kV Bitola-Meliti | XFL_BI11_GMELIT11_1:line | -1308 |  | 1600 | -292 | 82 | []
TR_CO_00001 | N-1 400 kV Habitabat NGCC -Babaeski | [MK-GR] 400 kV Bitola-Meliti | XFL_BI11_GMELIT11_1:line | -1304 |  | 1600 | -296 | 82 | []
BG_CO_00016 | N-1 400kV Kozloduy - Sofia Zapad ck.2 | [MK-GR] 400 kV Bitola-Meliti | XFL_BI11_GMELIT11_1:line | -1304 |  | 1600 | -296 | 81 | []
BG_TR_CO_00002 | N-1 400kV Maritsa 3 - Hamitabat 2 | [MK-GR] 400 kV Bitola-Meliti | XFL_BI11_GMELIT11_1:line | -1302 |  | 1600 | -298 | 81 | []
RS_CO_00004 | N-1 400 kV Nis 2 âLeskovac 2 | [MK-GR] 400 kV Bitola-Meliti | XFL_BI11_GMELIT11_1:line | -1301 |  | 1600 | -299 | 81 | []
BG_CO_00012 | Â N-1 400kV Varna - Burgas | [MK-GR] 400 kV Bitola-Meliti | XFL_BI11_GMELIT11_1:line | -1301 |  | 1600 | -299 | 81 | []
MK_CO_00002 | N-1 400 kV Dubrovo âStip | [MK-GR] 400 kV Bitola-Meliti | XFL_BI11_GMELIT11_1:line | -1301 |  | 1600 | -299 | 81 | []
BC | Base Case | [MK-GR] 400 kV Bitola-Meliti | XFL_BI11_GMELIT11_1:line | -1301 |  | 1600 | -299 | 81 | []
BG_CO_00010 | N-1 400kV Maritsa Iztok â Maritsa Iztok 3 | [MK-GR] 400 kV Bitola-Meliti | XFL_BI11_GMELIT11_1:line | -1301 |  | 1600 | -299 | 81 | []
RS_CO_00003 | N-1 400 kV Vranje 4 âLeskovac 2 | [MK-GR] 400 kV Bitola-Meliti | XFL_BI11_GMELIT11_1:line | -1300 |  | 1600 | -300 | 81 | []
RS_MK_00001 | N-1 400 kV Vranje 4 -Stip | [MK-GR] 400 kV Bitola-Meliti | XFL_BI11_GMELIT11_1:line | -1300 |  | 1600 | -300 | 81 | []
BG_CO_00013 | N-1 400kV Burgas â Maritsa Iztok 2 | [MK-GR] 400 kV Bitola-Meliti | XFL_BI11_GMELIT11_1:line | -1298 |  | 1600 | -302 | 81 | []
BG_CO_00011 | N-1 400kV Maritsa Iztok - Plovdiv | [MK-GR] 400 kV Bitola-Meliti | XFL_BI11_GMELIT11_1:line | -1297 |  | 1600 | -303 | 81 | []
BG_CO_00007 | N-1 400kV Maritsa Iztok - Plovdiv ck. 2 | [MK-GR] 400 kV Bitola-Meliti | XFL_BI11_GMELIT11_1:line | -1296 |  | 1600 | -304 | 81 | []
BG_CO_00008 | N-1 400kV Plovdiv - Vetren | [MK-GR] 400 kV Bitola-Meliti | XFL_BI11_GMELIT11_1:line | -1296 |  | 1600 | -304 | 81 | []
RS_KS_CO_00002 | N-1 400 kV Kosovo B-Nis 2 | [MK-GR] 400 kV Bitola-Meliti | XFL_BI11_GMELIT11_1:line | -1262 |  | 1600 | -338 | 79 | []
BG_RS_CO_00001 | N-1 400kV Sofia Zapad - Nis Â | [MK-GR] 400 kV Bitola-Meliti | XFL_BI11_GMELIT11_1:line | -1261 |  | 1600 | -339 | 79 | []
MK_CO_00001 | N-1 400 kV Bitola-Dubrovo | [MK-GR] 400 kV Bitola-Meliti | XFL_BI11_GMELIT11_1:line | -1259 |  | 1600 | -341 | 79 | []
BG_MK_CO_00001 | N-1 400kV Chervena Mogila - Stip | [MK-GR] 400 kV Bitola-Meliti | XFL_BI11_GMELIT11_1:line | -1259 |  | 1600 | -341 | 79 | []
GR_CO_00005 | N-1 400 kV Thessaloniki-Lagadas ck.2 | [MK-GR] 400 kV Bitola-Meliti | XFL_BI11_GMELIT11_1:line | -1249 |  | 1600 | -351 | 78 | []
GR_CO_00002 | N-1 400 kV Filippoi-Lagadas ck.2 | [BG-GR] 400 kV Blagoevgrad - Thessaloniki | XBG_TH11_GTHESS13_1:line | 1222 |  | 1600 | -378 | 76 | []
MK_CO_00003 | N-1 400 kV Skopje 4 âSkopje 5 | [MK-GR] 400 kV Bitola-Meliti | XFL_BI11_GMELIT11_1:line | -1200 |  | 1600 | -400 | 75 | []
MK_KS_CO_00001 | N-1 400 kV Skopje 5 âUrosevac | [MK-GR] 400 kV Bitola-Meliti | XFL_BI11_GMELIT11_1:line | -1183 |  | 1600 | -417 | 74 | []
KS_CO_00001 | N-1 400 kV Kosovo B-Urosevac | [MK-GR] 400 kV Bitola-Meliti | XFL_BI11_GMELIT11_1:line | -1176 |  | 1600 | -424 | 73 | []
MK_GR_CO_00001 | N-1 400 kV Bitola-Meliti | [BG-GR] 400 kV Blagoevgrad - Thessaloniki | XBG_TH11_GTHESS13_1:line | 1140 |  | 1600 | -460 | 71 | []
GR_CO_00003 | N-1 400 kV Meliti-Amideo ck.2 | [BG-GR] 400 kV Blagoevgrad - Thessaloniki | XBG_TH11_GTHESS13_1:line | 1140 |  | 1600 | -460 | 71 | []

## 0930Preventive
Detailed results
Generated at: | 2024-03-11 19:20
Business day: | 12.03.2024
Timestamp: | 09:30
Border & direction: | North-Greece Importing
Horizon: | DA
Remedial actions: | true
Evaluation type: | PREVENTIVE
TTC [MW]: | 3146
Fallback applied | false
Loading threshold | 0.7
Applied RAs
CO ID | RA ID | Name of the RA | Usage | Type | Location | Status
Limiting CNECs
CO ID | Name of the CO | Name of the CNE | CNE UCTE branch | Calculated I (A) | I max (PRE) | I max (CUR) | Margin (A) | Loading (%) | Applicable curative RAs
AL_GR_CO_00001 | N-1 400 kV Zemplak-Kardia | [MK-GR] 400 kV Bitola-Meliti | XFL_BI11_GMELIT11_1:line | -1598 | 1600 | 1600 | -2 | 100 | []
BG_CO_00001 | N-1 400kV Chervena Mogila - Blagoevgrad ck. 1 | [MK-GR] 400 kV Bitola-Meliti | XFL_BI11_GMELIT11_1:line | -1554 | 1600 | 1600 | -46 | 97 | []
BG_GR_CO_00001 | N-1 400 kV Blagoevgrad - Thessaloniki | [MK-GR] 400 kV Bitola-Meliti | XFL_BI11_GMELIT11_1:line | -1537 | 1600 | 1600 | -63 | 96 | []
AL_CO_00002 | N-1 400 kV Elbasan 2-Zemlak | [MK-GR] 400 kV Bitola-Meliti | XFL_BI11_GMELIT11_1:line | -1521 | 1600 | 1600 | -79 | 95 | []
GR_CO_00001 | N-1 400 kV Filippoi-Nea Santa ck.2 | [MK-GR] 400 kV Bitola-Meliti | XFL_BI11_GMELIT11_1:line | -1492 | 1600 | 1600 | -108 | 93 | []
MK_GR_CO_00002 | N-1 400 kV Dubrovo-Thessaloniki | [MK-GR] 400 kV Bitola-Meliti | XFL_BI11_GMELIT11_1:line | -1482 | 1600 | 1600 | -118 | 93 | []
GR_CO_00001 | N-1 400 kV Filippoi-Nea Santa ck.2 | [BG-GR] 400 kV Blagoevgrad - Thessaloniki | XBG_TH11_GTHESS13_1:line | 1468 | 1600 | 1600 | -132 | 92 | []
GR_CO_00002 | N-1 400 kV Filippoi-Lagadas ck.2 | [MK-GR] 400 kV Bitola-Meliti | XFL_BI11_GMELIT11_1:line | -1423 | 1600 | 1600 | -177 | 89 | []
GR_CO_00004 | N-1 400 kV Amideo-Lagadas ck.2 | [MK-GR] 400 kV Bitola-Meliti | XFL_BI11_GMELIT11_1:line | -1420 | 1600 | 1600 | -180 | 89 | []
AL_CO_00001 | N-1 400 kV Elbasan 2-Tirana 2 | [MK-GR] 400 kV Bitola-Meliti | XFL_BI11_GMELIT11_1:line | -1383 | 1600 | 1600 | -217 | 86 | []
BG_GR_CO_00002 | N-1 400kV MARITSA IZTOK-NEA SANTA-CK-1 | [MK-GR] 400 kV Bitola-Meliti | XFL_BI11_GMELIT11_1:line | -1372 | 1600 | 1600 | -228 | 86 | []
BG_CO_00002 | N-1 400kV Sofia Zapad - Chervena Mogila ck. 1 | [MK-GR] 400 kV Bitola-Meliti | XFL_BI11_GMELIT11_1:line | -1372 | 1600 | 1600 | -228 | 86 | []
TR_GR_CO_00001 | N-1 400 kV Babaeski-N Santa | [MK-GR] 400 kV Bitola-Meliti | XFL_BI11_GMELIT11_1:line | -1356 | 1600 | 1600 | -244 | 85 | []
KS_ME_CO_00001 | N-1 400 kV Pec 3-Ribarevina | [MK-GR] 400 kV Bitola-Meliti | XFL_BI11_GMELIT11_1:line | -1333 | 1600 | 1600 | -267 | 83 | []
BG_CO_00009 | N-1 400kV Maritsa Iztok 2Â - Maritsa Iztok 3 | [MK-GR] 400 kV Bitola-Meliti | XFL_BI11_GMELIT11_1:line | -1328 | 1600 | 1600 | -272 | 83 | []
BG_TR_CO_00002 | N-1 400kV Maritsa 3 - Hamitabat 2 | [MK-GR] 400 kV Bitola-Meliti | XFL_BI11_GMELIT11_1:line | -1324 | 1600 | 1600 | -276 | 83 | []
BG_CO_00016 | N-1 400kV Kozloduy - Sofia Zapad ck.2 | [MK-GR] 400 kV Bitola-Meliti | XFL_BI11_GMELIT11_1:line | -1324 | 1600 | 1600 | -276 | 83 | []
TR_CO_00001 | N-1 400 kV Habitabat NGCC -Babaeski | [MK-GR] 400 kV Bitola-Meliti | XFL_BI11_GMELIT11_1:line | -1323 | 1600 | 1600 | -277 | 83 | []
BG_CO_00012 | Â N-1 400kV Varna - Burgas | [MK-GR] 400 kV Bitola-Meliti | XFL_BI11_GMELIT11_1:line | -1321 | 1600 | 1600 | -279 | 83 | []
RS_CO_00004 | N-1 400 kV Nis 2 âLeskovac 2 | [MK-GR] 400 kV Bitola-Meliti | XFL_BI11_GMELIT11_1:line | -1320 | 1600 | 1600 | -280 | 83 | []
MK_CO_00002 | N-1 400 kV Dubrovo âStip | [MK-GR] 400 kV Bitola-Meliti | XFL_BI11_GMELIT11_1:line | -1320 | 1600 | 1600 | -280 | 83 | []
BC | Base Case | [MK-GR] 400 kV Bitola-Meliti | XFL_BI11_GMELIT11_1:line | -1320 | 1600 | 1600 | -280 | 83 | []
BG_CO_00010 | N-1 400kV Maritsa Iztok â Maritsa Iztok 3 | [MK-GR] 400 kV Bitola-Meliti | XFL_BI11_GMELIT11_1:line | -1320 | 1600 | 1600 | -280 | 83 | []
RS_CO_00003 | N-1 400 kV Vranje 4 âLeskovac 2 | [MK-GR] 400 kV Bitola-Meliti | XFL_BI11_GMELIT11_1:line | -1320 | 1600 | 1600 | -280 | 82 | []
RS_MK_00001 | N-1 400 kV Vranje 4 -Stip | [MK-GR] 400 kV Bitola-Meliti | XFL_BI11_GMELIT11_1:line | -1319 | 1600 | 1600 | -281 | 82 | []
BG_CO_00013 | N-1 400kV Burgas â Maritsa Iztok 2 | [MK-GR] 400 kV Bitola-Meliti | XFL_BI11_GMELIT11_1:line | -1318 | 1600 | 1600 | -282 | 82 | []
BG_CO_00011 | N-1 400kV Maritsa Iztok - Plovdiv | [MK-GR] 400 kV Bitola-Meliti | XFL_BI11_GMELIT11_1:line | -1317 | 1600 | 1600 | -283 | 82 | []
BG_CO_00007 | N-1 400kV Maritsa Iztok - Plovdiv ck. 2 | [MK-GR] 400 kV Bitola-Meliti | XFL_BI11_GMELIT11_1:line | -1316 | 1600 | 1600 | -284 | 82 | []
BG_CO_00008 | N-1 400kV Plovdiv - Vetren | [MK-GR] 400 kV Bitola-Meliti | XFL_BI11_GMELIT11_1:line | -1315 | 1600 | 1600 | -285 | 82 | []
GR_CO_00002 | N-1 400 kV Filippoi-Lagadas ck.2 | [BG-GR] 400 kV Blagoevgrad - Thessaloniki | XBG_TH11_GTHESS13_1:line | 1295 | 1600 | 1600 | -305 | 81 | []
BG_RS_CO_00001 | N-1 400kV Sofia Zapad - Nis Â | [MK-GR] 400 kV Bitola-Meliti | XFL_BI11_GMELIT11_1:line | -1276 | 1600 | 1600 | -324 | 80 | []
BG_MK_CO_00001 | N-1 400kV Chervena Mogila - Stip | [MK-GR] 400 kV Bitola-Meliti | XFL_BI11_GMELIT11_1:line | -1274 | 1600 | 1600 | -326 | 80 | []
RS_KS_CO_00002 | N-1 400 kV Kosovo B-Nis 2 | [MK-GR] 400 kV Bitola-Meliti | XFL_BI11_GMELIT11_1:line | -1274 | 1600 | 1600 | -326 | 80 | []
MK_CO_00001 | N-1 400 kV Bitola-Dubrovo | [MK-GR] 400 kV Bitola-Meliti | XFL_BI11_GMELIT11_1:line | -1270 | 1600 | 1600 | -330 | 79 | []
GR_CO_00005 | N-1 400 kV Thessaloniki-Lagadas ck.2 | [MK-GR] 400 kV Bitola-Meliti | XFL_BI11_GMELIT11_1:line | -1264 | 1600 | 1600 | -336 | 79 | []
MK_CO_00003 | N-1 400 kV Skopje 4 âSkopje 5 | [MK-GR] 400 kV Bitola-Meliti | XFL_BI11_GMELIT11_1:line | -1228 | 1600 | 1600 | -372 | 77 | []
MK_KS_CO_00001 | N-1 400 kV Skopje 5 âUrosevac | [MK-GR] 400 kV Bitola-Meliti | XFL_BI11_GMELIT11_1:line | -1218 | 1600 | 1600 | -382 | 76 | []
MK_GR_CO_00001 | N-1 400 kV Bitola-Meliti | [BG-GR] 400 kV Blagoevgrad - Thessaloniki | XBG_TH11_GTHESS13_1:line | 1206 | 1600 | 1600 | -394 | 75 | []
GR_CO_00003 | N-1 400 kV Meliti-Amideo ck.2 | [BG-GR] 400 kV Blagoevgrad - Thessaloniki | XBG_TH11_GTHESS13_1:line | 1205 | 1600 | 1600 | -395 | 75 | []
KS_CO_00001 | N-1 400 kV Kosovo B-Urosevac | [MK-GR] 400 kV Bitola-Meliti | XFL_BI11_GMELIT11_1:line | -1200 | 1600 | 1600 | -400 | 75 | []
AL_GR_CO_00001 | N-1 400 kV Zemplak-Kardia | [BG-GR] 400 kV Blagoevgrad - Thessaloniki | XBG_TH11_GTHESS13_1:line | 1160 | 1600 | 1600 | -440 | 72 | []
BG_GR_CO_00002 | N-1 400kV MARITSA IZTOK-NEA SANTA-CK-1 | [BG-GR] 400 kV Blagoevgrad - Thessaloniki | XBG_TH11_GTHESS13_1:line | 1156 | 1600 | 1600 | -444 | 72 | []

## 0930Curative
Detailed results
Generated at: | 2024-03-11 19:20
Business day: | 12.03.2024
Timestamp: | 09:30
Border & direction: | North-Greece Importing
Horizon: | DA
Remedial actions: | true
Evaluation type: | CURATIVE
TTC [MW]: | 3146
Fallback applied | false
Loading threshold | 0.7
Applied RAs
CO ID | RA ID | Name of the RA | Usage | Type | Location | Status
Limiting CNECs
CO ID | Name of the CO | Name of the CNE | CNE UCTE branch | Calculated I (A) | I max (PRE) | I max (CUR) | Margin (A) | Loading (%) | Applicable curative RAs
AL_GR_CO_00001 | N-1 400 kV Zemplak-Kardia | [MK-GR] 400 kV Bitola-Meliti | XFL_BI11_GMELIT11_1:line | -1598 |  | 1600 | -2 | 100 | []
BG_CO_00001 | N-1 400kV Chervena Mogila - Blagoevgrad ck. 1 | [MK-GR] 400 kV Bitola-Meliti | XFL_BI11_GMELIT11_1:line | -1554 |  | 1600 | -46 | 97 | []
BG_GR_CO_00001 | N-1 400 kV Blagoevgrad - Thessaloniki | [MK-GR] 400 kV Bitola-Meliti | XFL_BI11_GMELIT11_1:line | -1537 |  | 1600 | -63 | 96 | []
AL_CO_00002 | N-1 400 kV Elbasan 2-Zemlak | [MK-GR] 400 kV Bitola-Meliti | XFL_BI11_GMELIT11_1:line | -1521 |  | 1600 | -79 | 95 | []
GR_CO_00001 | N-1 400 kV Filippoi-Nea Santa ck.2 | [MK-GR] 400 kV Bitola-Meliti | XFL_BI11_GMELIT11_1:line | -1492 |  | 1600 | -108 | 93 | []
MK_GR_CO_00002 | N-1 400 kV Dubrovo-Thessaloniki | [MK-GR] 400 kV Bitola-Meliti | XFL_BI11_GMELIT11_1:line | -1482 |  | 1600 | -118 | 93 | []
GR_CO_00001 | N-1 400 kV Filippoi-Nea Santa ck.2 | [BG-GR] 400 kV Blagoevgrad - Thessaloniki | XBG_TH11_GTHESS13_1:line | 1468 |  | 1600 | -132 | 92 | []
GR_CO_00002 | N-1 400 kV Filippoi-Lagadas ck.2 | [MK-GR] 400 kV Bitola-Meliti | XFL_BI11_GMELIT11_1:line | -1423 |  | 1600 | -177 | 89 | []
GR_CO_00004 | N-1 400 kV Amideo-Lagadas ck.2 | [MK-GR] 400 kV Bitola-Meliti | XFL_BI11_GMELIT11_1:line | -1420 |  | 1600 | -180 | 89 | []
AL_CO_00001 | N-1 400 kV Elbasan 2-Tirana 2 | [MK-GR] 400 kV Bitola-Meliti | XFL_BI11_GMELIT11_1:line | -1383 |  | 1600 | -217 | 86 | []
BG_GR_CO_00002 | N-1 400kV MARITSA IZTOK-NEA SANTA-CK-1 | [MK-GR] 400 kV Bitola-Meliti | XFL_BI11_GMELIT11_1:line | -1372 |  | 1600 | -228 | 86 | []
BG_CO_00002 | N-1 400kV Sofia Zapad - Chervena Mogila ck. 1 | [MK-GR] 400 kV Bitola-Meliti | XFL_BI11_GMELIT11_1:line | -1372 |  | 1600 | -228 | 86 | []
TR_GR_CO_00001 | N-1 400 kV Babaeski-N Santa | [MK-GR] 400 kV Bitola-Meliti | XFL_BI11_GMELIT11_1:line | -1356 |  | 1600 | -244 | 85 | []
KS_ME_CO_00001 | N-1 400 kV Pec 3-Ribarevina | [MK-GR] 400 kV Bitola-Meliti | XFL_BI11_GMELIT11_1:line | -1333 |  | 1600 | -267 | 83 | []
BG_CO_00009 | N-1 400kV Maritsa Iztok 2Â - Maritsa Iztok 3 | [MK-GR] 400 kV Bitola-Meliti | XFL_BI11_GMELIT11_1:line | -1328 |  | 1600 | -272 | 83 | []
BG_TR_CO_00002 | N-1 400kV Maritsa 3 - Hamitabat 2 | [MK-GR] 400 kV Bitola-Meliti | XFL_BI11_GMELIT11_1:line | -1324 |  | 1600 | -276 | 83 | []
BG_CO_00016 | N-1 400kV Kozloduy - Sofia Zapad ck.2 | [MK-GR] 400 kV Bitola-Meliti | XFL_BI11_GMELIT11_1:line | -1324 |  | 1600 | -276 | 83 | []
TR_CO_00001 | N-1 400 kV Habitabat NGCC -Babaeski | [MK-GR] 400 kV Bitola-Meliti | XFL_BI11_GMELIT11_1:line | -1323 |  | 1600 | -277 | 83 | []
BG_CO_00012 | Â N-1 400kV Varna - Burgas | [MK-GR] 400 kV Bitola-Meliti | XFL_BI11_GMELIT11_1:line | -1321 |  | 1600 | -279 | 83 | []
RS_CO_00004 | N-1 400 kV Nis 2 âLeskovac 2 | [MK-GR] 400 kV Bitola-Meliti | XFL_BI11_GMELIT11_1:line | -1320 |  | 1600 | -280 | 83 | []
MK_CO_00002 | N-1 400 kV Dubrovo âStip | [MK-GR] 400 kV Bitola-Meliti | XFL_BI11_GMELIT11_1:line | -1320 |  | 1600 | -280 | 83 | []
BC | Base Case | [MK-GR] 400 kV Bitola-Meliti | XFL_BI11_GMELIT11_1:line | -1320 |  | 1600 | -280 | 83 | []
BG_CO_00010 | N-1 400kV Maritsa Iztok â Maritsa Iztok 3 | [MK-GR] 400 kV Bitola-Meliti | XFL_BI11_GMELIT11_1:line | -1320 |  | 1600 | -280 | 83 | []
RS_CO_00003 | N-1 400 kV Vranje 4 âLeskovac 2 | [MK-GR] 400 kV Bitola-Meliti | XFL_BI11_GMELIT11_1:line | -1320 |  | 1600 | -280 | 82 | []
RS_MK_00001 | N-1 400 kV Vranje 4 -Stip | [MK-GR] 400 kV Bitola-Meliti | XFL_BI11_GMELIT11_1:line | -1319 |  | 1600 | -281 | 82 | []
BG_CO_00013 | N-1 400kV Burgas â Maritsa Iztok 2 | [MK-GR] 400 kV Bitola-Meliti | XFL_BI11_GMELIT11_1:line | -1318 |  | 1600 | -282 | 82 | []
BG_CO_00011 | N-1 400kV Maritsa Iztok - Plovdiv | [MK-GR] 400 kV Bitola-Meliti | XFL_BI11_GMELIT11_1:line | -1317 |  | 1600 | -283 | 82 | []
BG_CO_00007 | N-1 400kV Maritsa Iztok - Plovdiv ck. 2 | [MK-GR] 400 kV Bitola-Meliti | XFL_BI11_GMELIT11_1:line | -1316 |  | 1600 | -284 | 82 | []
BG_CO_00008 | N-1 400kV Plovdiv - Vetren | [MK-GR] 400 kV Bitola-Meliti | XFL_BI11_GMELIT11_1:line | -1315 |  | 1600 | -285 | 82 | []
GR_CO_00002 | N-1 400 kV Filippoi-Lagadas ck.2 | [BG-GR] 400 kV Blagoevgrad - Thessaloniki | XBG_TH11_GTHESS13_1:line | 1295 |  | 1600 | -305 | 81 | []
BG_RS_CO_00001 | N-1 400kV Sofia Zapad - Nis Â | [MK-GR] 400 kV Bitola-Meliti | XFL_BI11_GMELIT11_1:line | -1276 |  | 1600 | -324 | 80 | []
BG_MK_CO_00001 | N-1 400kV Chervena Mogila - Stip | [MK-GR] 400 kV Bitola-Meliti | XFL_BI11_GMELIT11_1:line | -1274 |  | 1600 | -326 | 80 | []
RS_KS_CO_00002 | N-1 400 kV Kosovo B-Nis 2 | [MK-GR] 400 kV Bitola-Meliti | XFL_BI11_GMELIT11_1:line | -1274 |  | 1600 | -326 | 80 | []
MK_CO_00001 | N-1 400 kV Bitola-Dubrovo | [MK-GR] 400 kV Bitola-Meliti | XFL_BI11_GMELIT11_1:line | -1270 |  | 1600 | -330 | 79 | []
GR_CO_00005 | N-1 400 kV Thessaloniki-Lagadas ck.2 | [MK-GR] 400 kV Bitola-Meliti | XFL_BI11_GMELIT11_1:line | -1264 |  | 1600 | -336 | 79 | []
MK_CO_00003 | N-1 400 kV Skopje 4 âSkopje 5 | [MK-GR] 400 kV Bitola-Meliti | XFL_BI11_GMELIT11_1:line | -1228 |  | 1600 | -372 | 77 | []
MK_KS_CO_00001 | N-1 400 kV Skopje 5 âUrosevac | [MK-GR] 400 kV Bitola-Meliti | XFL_BI11_GMELIT11_1:line | -1218 |  | 1600 | -382 | 76 | []
MK_GR_CO_00001 | N-1 400 kV Bitola-Meliti | [BG-GR] 400 kV Blagoevgrad - Thessaloniki | XBG_TH11_GTHESS13_1:line | 1206 |  | 1600 | -394 | 75 | []
GR_CO_00003 | N-1 400 kV Meliti-Amideo ck.2 | [BG-GR] 400 kV Blagoevgrad - Thessaloniki | XBG_TH11_GTHESS13_1:line | 1205 |  | 1600 | -395 | 75 | []
KS_CO_00001 | N-1 400 kV Kosovo B-Urosevac | [MK-GR] 400 kV Bitola-Meliti | XFL_BI11_GMELIT11_1:line | -1200 |  | 1600 | -400 | 75 | []
AL_GR_CO_00001 | N-1 400 kV Zemplak-Kardia | [BG-GR] 400 kV Blagoevgrad - Thessaloniki | XBG_TH11_GTHESS13_1:line | 1160 |  | 1600 | -440 | 72 | []
BG_GR_CO_00002 | N-1 400kV MARITSA IZTOK-NEA SANTA-CK-1 | [BG-GR] 400 kV Blagoevgrad - Thessaloniki | XBG_TH11_GTHESS13_1:line | 1156 |  | 1600 | -444 | 72 | []

## 1030Preventive
Detailed results
Generated at: | 2024-03-11 19:20
Business day: | 12.03.2024
Timestamp: | 10:30
Border & direction: | North-Greece Importing
Horizon: | DA
Remedial actions: | true
Evaluation type: | PREVENTIVE
TTC [MW]: | 3130
Fallback applied | false
Loading threshold | 0.7
Applied RAs
CO ID | RA ID | Name of the RA | Usage | Type | Location | Status
Limiting CNECs
CO ID | Name of the CO | Name of the CNE | CNE UCTE branch | Calculated I (A) | I max (PRE) | I max (CUR) | Margin (A) | Loading (%) | Applicable curative RAs
AL_GR_CO_00001 | N-1 400 kV Zemplak-Kardia | [MK-GR] 400 kV Bitola-Meliti | XFL_BI11_GMELIT11_1:line | -1598 | 1600 | 1600 | -2 | 100 | []
BG_CO_00001 | N-1 400kV Chervena Mogila - Blagoevgrad ck. 1 | [MK-GR] 400 kV Bitola-Meliti | XFL_BI11_GMELIT11_1:line | -1570 | 1600 | 1600 | -30 | 98 | []
BG_GR_CO_00001 | N-1 400 kV Blagoevgrad - Thessaloniki | [MK-GR] 400 kV Bitola-Meliti | XFL_BI11_GMELIT11_1:line | -1555 | 1600 | 1600 | -45 | 97 | []
AL_CO_00002 | N-1 400 kV Elbasan 2-Zemlak | [MK-GR] 400 kV Bitola-Meliti | XFL_BI11_GMELIT11_1:line | -1521 | 1600 | 1600 | -79 | 95 | []
MK_GR_CO_00002 | N-1 400 kV Dubrovo-Thessaloniki | [MK-GR] 400 kV Bitola-Meliti | XFL_BI11_GMELIT11_1:line | -1513 | 1600 | 1600 | -87 | 95 | []
GR_CO_00001 | N-1 400 kV Filippoi-Nea Santa ck.2 | [MK-GR] 400 kV Bitola-Meliti | XFL_BI11_GMELIT11_1:line | -1511 | 1600 | 1600 | -89 | 94 | []
GR_CO_00002 | N-1 400 kV Filippoi-Lagadas ck.2 | [MK-GR] 400 kV Bitola-Meliti | XFL_BI11_GMELIT11_1:line | -1447 | 1600 | 1600 | -153 | 90 | []
GR_CO_00004 | N-1 400 kV Amideo-Lagadas ck.2 | [MK-GR] 400 kV Bitola-Meliti | XFL_BI11_GMELIT11_1:line | -1445 | 1600 | 1600 | -155 | 90 | []
GR_CO_00001 | N-1 400 kV Filippoi-Nea Santa ck.2 | [BG-GR] 400 kV Blagoevgrad - Thessaloniki | XBG_TH11_GTHESS13_1:line | 1421 | 1600 | 1600 | -179 | 89 | []
AL_CO_00001 | N-1 400 kV Elbasan 2-Tirana 2 | [MK-GR] 400 kV Bitola-Meliti | XFL_BI11_GMELIT11_1:line | -1399 | 1600 | 1600 | -201 | 87 | []
BG_GR_CO_00002 | N-1 400kV MARITSA IZTOK-NEA SANTA-CK-1 | [MK-GR] 400 kV Bitola-Meliti | XFL_BI11_GMELIT11_1:line | -1395 | 1600 | 1600 | -205 | 87 | []
BG_CO_00002 | N-1 400kV Sofia Zapad - Chervena Mogila ck. 1 | [MK-GR] 400 kV Bitola-Meliti | XFL_BI11_GMELIT11_1:line | -1391 | 1600 | 1600 | -209 | 87 | []
TR_GR_CO_00001 | N-1 400 kV Babaeski-N Santa | [MK-GR] 400 kV Bitola-Meliti | XFL_BI11_GMELIT11_1:line | -1378 | 1600 | 1600 | -222 | 86 | []
KS_ME_CO_00001 | N-1 400 kV Pec 3-Ribarevina | [MK-GR] 400 kV Bitola-Meliti | XFL_BI11_GMELIT11_1:line | -1360 | 1600 | 1600 | -240 | 85 | []
BG_CO_00009 | N-1 400kV Maritsa Iztok 2Â - Maritsa Iztok 3 | [MK-GR] 400 kV Bitola-Meliti | XFL_BI11_GMELIT11_1:line | -1351 | 1600 | 1600 | -249 | 84 | []
BG_TR_CO_00002 | N-1 400kV Maritsa 3 - Hamitabat 2 | [MK-GR] 400 kV Bitola-Meliti | XFL_BI11_GMELIT11_1:line | -1348 | 1600 | 1600 | -252 | 84 | []
BG_CO_00016 | N-1 400kV Kozloduy - Sofia Zapad ck.2 | [MK-GR] 400 kV Bitola-Meliti | XFL_BI11_GMELIT11_1:line | -1346 | 1600 | 1600 | -254 | 84 | []
TR_CO_00001 | N-1 400 kV Habitabat NGCC -Babaeski | [MK-GR] 400 kV Bitola-Meliti | XFL_BI11_GMELIT11_1:line | -1344 | 1600 | 1600 | -256 | 84 | []
BG_CO_00012 | Â N-1 400kV Varna - Burgas | [MK-GR] 400 kV Bitola-Meliti | XFL_BI11_GMELIT11_1:line | -1343 | 1600 | 1600 | -257 | 84 | []
BC | Base Case | [MK-GR] 400 kV Bitola-Meliti | XFL_BI11_GMELIT11_1:line | -1343 | 1600 | 1600 | -257 | 84 | []
MK_CO_00002 | N-1 400 kV Dubrovo âStip | [MK-GR] 400 kV Bitola-Meliti | XFL_BI11_GMELIT11_1:line | -1343 | 1600 | 1600 | -257 | 84 | []
BG_CO_00010 | N-1 400kV Maritsa Iztok â Maritsa Iztok 3 | [MK-GR] 400 kV Bitola-Meliti | XFL_BI11_GMELIT11_1:line | -1343 | 1600 | 1600 | -257 | 84 | []
RS_CO_00004 | N-1 400 kV Nis 2 âLeskovac 2 | [MK-GR] 400 kV Bitola-Meliti | XFL_BI11_GMELIT11_1:line | -1343 | 1600 | 1600 | -257 | 84 | []
RS_CO_00003 | N-1 400 kV Vranje 4 âLeskovac 2 | [MK-GR] 400 kV Bitola-Meliti | XFL_BI11_GMELIT11_1:line | -1342 | 1600 | 1600 | -258 | 84 | []
RS_MK_00001 | N-1 400 kV Vranje 4 -Stip | [MK-GR] 400 kV Bitola-Meliti | XFL_BI11_GMELIT11_1:line | -1341 | 1600 | 1600 | -259 | 84 | []
BG_CO_00013 | N-1 400kV Burgas â Maritsa Iztok 2 | [MK-GR] 400 kV Bitola-Meliti | XFL_BI11_GMELIT11_1:line | -1341 | 1600 | 1600 | -259 | 84 | []
BG_CO_00011 | N-1 400kV Maritsa Iztok - Plovdiv | [MK-GR] 400 kV Bitola-Meliti | XFL_BI11_GMELIT11_1:line | -1339 | 1600 | 1600 | -261 | 84 | []
BG_CO_00008 | N-1 400kV Plovdiv - Vetren | [MK-GR] 400 kV Bitola-Meliti | XFL_BI11_GMELIT11_1:line | -1337 | 1600 | 1600 | -263 | 84 | []
BG_CO_00007 | N-1 400kV Maritsa Iztok - Plovdiv ck. 2 | [MK-GR] 400 kV Bitola-Meliti | XFL_BI11_GMELIT11_1:line | -1337 | 1600 | 1600 | -263 | 84 | []
MK_KS_CO_00001 | N-1 400 kV Skopje 5 âUrosevac | [MK-GR] 400 kV Bitola-Meliti | XFL_BI11_GMELIT11_1:line | -1302 | 1600 | 1600 | -298 | 81 | []
RS_KS_CO_00002 | N-1 400 kV Kosovo B-Nis 2 | [MK-GR] 400 kV Bitola-Meliti | XFL_BI11_GMELIT11_1:line | -1299 | 1600 | 1600 | -301 | 81 | []
BG_MK_CO_00001 | N-1 400kV Chervena Mogila - Stip | [MK-GR] 400 kV Bitola-Meliti | XFL_BI11_GMELIT11_1:line | -1298 | 1600 | 1600 | -302 | 81 | []
BG_RS_CO_00001 | N-1 400kV Sofia Zapad - Nis Â | [MK-GR] 400 kV Bitola-Meliti | XFL_BI11_GMELIT11_1:line | -1294 | 1600 | 1600 | -306 | 81 | []
GR_CO_00005 | N-1 400 kV Thessaloniki-Lagadas ck.2 | [MK-GR] 400 kV Bitola-Meliti | XFL_BI11_GMELIT11_1:line | -1285 | 1600 | 1600 | -315 | 80 | []
MK_CO_00001 | N-1 400 kV Bitola-Dubrovo | [MK-GR] 400 kV Bitola-Meliti | XFL_BI11_GMELIT11_1:line | -1283 | 1600 | 1600 | -317 | 80 | []
MK_CO_00003 | N-1 400 kV Skopje 4 âSkopje 5 | [MK-GR] 400 kV Bitola-Meliti | XFL_BI11_GMELIT11_1:line | -1272 | 1600 | 1600 | -328 | 79 | []
GR_CO_00002 | N-1 400 kV Filippoi-Lagadas ck.2 | [BG-GR] 400 kV Blagoevgrad - Thessaloniki | XBG_TH11_GTHESS13_1:line | 1257 | 1600 | 1600 | -343 | 79 | []
KS_CO_00001 | N-1 400 kV Kosovo B-Urosevac | [MK-GR] 400 kV Bitola-Meliti | XFL_BI11_GMELIT11_1:line | -1251 | 1600 | 1600 | -349 | 78 | []
MK_GR_CO_00001 | N-1 400 kV Bitola-Meliti | [BG-GR] 400 kV Blagoevgrad - Thessaloniki | XBG_TH11_GTHESS13_1:line | 1171 | 1600 | 1600 | -429 | 73 | []
GR_CO_00003 | N-1 400 kV Meliti-Amideo ck.2 | [BG-GR] 400 kV Blagoevgrad - Thessaloniki | XBG_TH11_GTHESS13_1:line | 1171 | 1600 | 1600 | -429 | 73 | []
IT_GR_CO_00001 | N-1 400 kV Galatina-Arachthos | [MK-GR] 400 kV Bitola-Meliti | XFL_BI11_GMELIT11_1:line | -1123 | 1600 | 1600 | -477 | 70 | []

## 1030Curative
Detailed results
Generated at: | 2024-03-11 19:20
Business day: | 12.03.2024
Timestamp: | 10:30
Border & direction: | North-Greece Importing
Horizon: | DA
Remedial actions: | true
Evaluation type: | CURATIVE
TTC [MW]: | 3130
Fallback applied | false
Loading threshold | 0.7
Applied RAs
CO ID | RA ID | Name of the RA | Usage | Type | Location | Status
Limiting CNECs
CO ID | Name of the CO | Name of the CNE | CNE UCTE branch | Calculated I (A) | I max (PRE) | I max (CUR) | Margin (A) | Loading (%) | Applicable curative RAs
AL_GR_CO_00001 | N-1 400 kV Zemplak-Kardia | [MK-GR] 400 kV Bitola-Meliti | XFL_BI11_GMELIT11_1:line | -1598 |  | 1600 | -2 | 100 | []
BG_CO_00001 | N-1 400kV Chervena Mogila - Blagoevgrad ck. 1 | [MK-GR] 400 kV Bitola-Meliti | XFL_BI11_GMELIT11_1:line | -1570 |  | 1600 | -30 | 98 | []
BG_GR_CO_00001 | N-1 400 kV Blagoevgrad - Thessaloniki | [MK-GR] 400 kV Bitola-Meliti | XFL_BI11_GMELIT11_1:line | -1555 |  | 1600 | -45 | 97 | []
AL_CO_00002 | N-1 400 kV Elbasan 2-Zemlak | [MK-GR] 400 kV Bitola-Meliti | XFL_BI11_GMELIT11_1:line | -1521 |  | 1600 | -79 | 95 | []
MK_GR_CO_00002 | N-1 400 kV Dubrovo-Thessaloniki | [MK-GR] 400 kV Bitola-Meliti | XFL_BI11_GMELIT11_1:line | -1513 |  | 1600 | -87 | 95 | []
GR_CO_00001 | N-1 400 kV Filippoi-Nea Santa ck.2 | [MK-GR] 400 kV Bitola-Meliti | XFL_BI11_GMELIT11_1:line | -1511 |  | 1600 | -89 | 94 | []
GR_CO_00002 | N-1 400 kV Filippoi-Lagadas ck.2 | [MK-GR] 400 kV Bitola-Meliti | XFL_BI11_GMELIT11_1:line | -1447 |  | 1600 | -153 | 90 | []
GR_CO_00004 | N-1 400 kV Amideo-Lagadas ck.2 | [MK-GR] 400 kV Bitola-Meliti | XFL_BI11_GMELIT11_1:line | -1445 |  | 1600 | -155 | 90 | []
GR_CO_00001 | N-1 400 kV Filippoi-Nea Santa ck.2 | [BG-GR] 400 kV Blagoevgrad - Thessaloniki | XBG_TH11_GTHESS13_1:line | 1421 |  | 1600 | -179 | 89 | []
AL_CO_00001 | N-1 400 kV Elbasan 2-Tirana 2 | [MK-GR] 400 kV Bitola-Meliti | XFL_BI11_GMELIT11_1:line | -1399 |  | 1600 | -201 | 87 | []
BG_GR_CO_00002 | N-1 400kV MARITSA IZTOK-NEA SANTA-CK-1 | [MK-GR] 400 kV Bitola-Meliti | XFL_BI11_GMELIT11_1:line | -1395 |  | 1600 | -205 | 87 | []
BG_CO_00002 | N-1 400kV Sofia Zapad - Chervena Mogila ck. 1 | [MK-GR] 400 kV Bitola-Meliti | XFL_BI11_GMELIT11_1:line | -1391 |  | 1600 | -209 | 87 | []
TR_GR_CO_00001 | N-1 400 kV Babaeski-N Santa | [MK-GR] 400 kV Bitola-Meliti | XFL_BI11_GMELIT11_1:line | -1378 |  | 1600 | -222 | 86 | []
KS_ME_CO_00001 | N-1 400 kV Pec 3-Ribarevina | [MK-GR] 400 kV Bitola-Meliti | XFL_BI11_GMELIT11_1:line | -1360 |  | 1600 | -240 | 85 | []
BG_CO_00009 | N-1 400kV Maritsa Iztok 2Â - Maritsa Iztok 3 | [MK-GR] 400 kV Bitola-Meliti | XFL_BI11_GMELIT11_1:line | -1351 |  | 1600 | -249 | 84 | []
BG_TR_CO_00002 | N-1 400kV Maritsa 3 - Hamitabat 2 | [MK-GR] 400 kV Bitola-Meliti | XFL_BI11_GMELIT11_1:line | -1348 |  | 1600 | -252 | 84 | []
BG_CO_00016 | N-1 400kV Kozloduy - Sofia Zapad ck.2 | [MK-GR] 400 kV Bitola-Meliti | XFL_BI11_GMELIT11_1:line | -1346 |  | 1600 | -254 | 84 | []
TR_CO_00001 | N-1 400 kV Habitabat NGCC -Babaeski | [MK-GR] 400 kV Bitola-Meliti | XFL_BI11_GMELIT11_1:line | -1344 |  | 1600 | -256 | 84 | []
BG_CO_00012 | Â N-1 400kV Varna - Burgas | [MK-GR] 400 kV Bitola-Meliti | XFL_BI11_GMELIT11_1:line | -1343 |  | 1600 | -257 | 84 | []
BC | Base Case | [MK-GR] 400 kV Bitola-Meliti | XFL_BI11_GMELIT11_1:line | -1343 |  | 1600 | -257 | 84 | []
MK_CO_00002 | N-1 400 kV Dubrovo âStip | [MK-GR] 400 kV Bitola-Meliti | XFL_BI11_GMELIT11_1:line | -1343 |  | 1600 | -257 | 84 | []
BG_CO_00010 | N-1 400kV Maritsa Iztok â Maritsa Iztok 3 | [MK-GR] 400 kV Bitola-Meliti | XFL_BI11_GMELIT11_1:line | -1343 |  | 1600 | -257 | 84 | []
RS_CO_00004 | N-1 400 kV Nis 2 âLeskovac 2 | [MK-GR] 400 kV Bitola-Meliti | XFL_BI11_GMELIT11_1:line | -1343 |  | 1600 | -257 | 84 | []
RS_CO_00003 | N-1 400 kV Vranje 4 âLeskovac 2 | [MK-GR] 400 kV Bitola-Meliti | XFL_BI11_GMELIT11_1:line | -1342 |  | 1600 | -258 | 84 | []
RS_MK_00001 | N-1 400 kV Vranje 4 -Stip | [MK-GR] 400 kV Bitola-Meliti | XFL_BI11_GMELIT11_1:line | -1341 |  | 1600 | -259 | 84 | []
BG_CO_00013 | N-1 400kV Burgas â Maritsa Iztok 2 | [MK-GR] 400 kV Bitola-Meliti | XFL_BI11_GMELIT11_1:line | -1341 |  | 1600 | -259 | 84 | []
BG_CO_00011 | N-1 400kV Maritsa Iztok - Plovdiv | [MK-GR] 400 kV Bitola-Meliti | XFL_BI11_GMELIT11_1:line | -1339 |  | 1600 | -261 | 84 | []
BG_CO_00008 | N-1 400kV Plovdiv - Vetren | [MK-GR] 400 kV Bitola-Meliti | XFL_BI11_GMELIT11_1:line | -1337 |  | 1600 | -263 | 84 | []
BG_CO_00007 | N-1 400kV Maritsa Iztok - Plovdiv ck. 2 | [MK-GR] 400 kV Bitola-Meliti | XFL_BI11_GMELIT11_1:line | -1337 |  | 1600 | -263 | 84 | []
MK_KS_CO_00001 | N-1 400 kV Skopje 5 âUrosevac | [MK-GR] 400 kV Bitola-Meliti | XFL_BI11_GMELIT11_1:line | -1302 |  | 1600 | -298 | 81 | []
RS_KS_CO_00002 | N-1 400 kV Kosovo B-Nis 2 | [MK-GR] 400 kV Bitola-Meliti | XFL_BI11_GMELIT11_1:line | -1299 |  | 1600 | -301 | 81 | []
BG_MK_CO_00001 | N-1 400kV Chervena Mogila - Stip | [MK-GR] 400 kV Bitola-Meliti | XFL_BI11_GMELIT11_1:line | -1298 |  | 1600 | -302 | 81 | []
BG_RS_CO_00001 | N-1 400kV Sofia Zapad - Nis Â | [MK-GR] 400 kV Bitola-Meliti | XFL_BI11_GMELIT11_1:line | -1294 |  | 1600 | -306 | 81 | []
GR_CO_00005 | N-1 400 kV Thessaloniki-Lagadas ck.2 | [MK-GR] 400 kV Bitola-Meliti | XFL_BI11_GMELIT11_1:line | -1285 |  | 1600 | -315 | 80 | []
MK_CO_00001 | N-1 400 kV Bitola-Dubrovo | [MK-GR] 400 kV Bitola-Meliti | XFL_BI11_GMELIT11_1:line | -1283 |  | 1600 | -317 | 80 | []
MK_CO_00003 | N-1 400 kV Skopje 4 âSkopje 5 | [MK-GR] 400 kV Bitola-Meliti | XFL_BI11_GMELIT11_1:line | -1272 |  | 1600 | -328 | 79 | []
GR_CO_00002 | N-1 400 kV Filippoi-Lagadas ck.2 | [BG-GR] 400 kV Blagoevgrad - Thessaloniki | XBG_TH11_GTHESS13_1:line | 1257 |  | 1600 | -343 | 79 | []
KS_CO_00001 | N-1 400 kV Kosovo B-Urosevac | [MK-GR] 400 kV Bitola-Meliti | XFL_BI11_GMELIT11_1:line | -1251 |  | 1600 | -349 | 78 | []
MK_GR_CO_00001 | N-1 400 kV Bitola-Meliti | [BG-GR] 400 kV Blagoevgrad - Thessaloniki | XBG_TH11_GTHESS13_1:line | 1171 |  | 1600 | -429 | 73 | []
GR_CO_00003 | N-1 400 kV Meliti-Amideo ck.2 | [BG-GR] 400 kV Blagoevgrad - Thessaloniki | XBG_TH11_GTHESS13_1:line | 1171 |  | 1600 | -429 | 73 | []
IT_GR_CO_00001 | N-1 400 kV Galatina-Arachthos | [MK-GR] 400 kV Bitola-Meliti | XFL_BI11_GMELIT11_1:line | -1123 |  | 1600 | -477 | 70 | []

## 1130Preventive
Detailed results
Generated at: | 2024-03-11 19:20
Business day: | 12.03.2024
Timestamp: | 11:30
Border & direction: | North-Greece Importing
Horizon: | DA
Remedial actions: | true
Evaluation type: | PREVENTIVE
TTC [MW]: | 3083
Fallback applied | false
Loading threshold | 0.7
Applied RAs
CO ID | RA ID | Name of the RA | Usage | Type | Location | Status
Limiting CNECs
CO ID | Name of the CO | Name of the CNE | CNE UCTE branch | Calculated I (A) | I max (PRE) | I max (CUR) | Margin (A) | Loading (%) | Applicable curative RAs
BG_CO_00001 | N-1 400kV Chervena Mogila - Blagoevgrad ck. 1 | [MK-GR] 400 kV Bitola-Meliti | XFL_BI11_GMELIT11_1:line | -1596 | 1600 | 1600 | -4 | 100 | []
AL_GR_CO_00001 | N-1 400 kV Zemplak-Kardia | [MK-GR] 400 kV Bitola-Meliti | XFL_BI11_GMELIT11_1:line | -1592 | 1600 | 1600 | -8 | 100 | []
BG_GR_CO_00001 | N-1 400 kV Blagoevgrad - Thessaloniki | [MK-GR] 400 kV Bitola-Meliti | XFL_BI11_GMELIT11_1:line | -1578 | 1600 | 1600 | -22 | 99 | []
MK_GR_CO_00002 | N-1 400 kV Dubrovo-Thessaloniki | [MK-GR] 400 kV Bitola-Meliti | XFL_BI11_GMELIT11_1:line | -1546 | 1600 | 1600 | -54 | 97 | []
AL_CO_00002 | N-1 400 kV Elbasan 2-Zemlak | [MK-GR] 400 kV Bitola-Meliti | XFL_BI11_GMELIT11_1:line | -1544 | 1600 | 1600 | -56 | 97 | []
GR_CO_00001 | N-1 400 kV Filippoi-Nea Santa ck.2 | [MK-GR] 400 kV Bitola-Meliti | XFL_BI11_GMELIT11_1:line | -1527 | 1600 | 1600 | -73 | 95 | []
GR_CO_00004 | N-1 400 kV Amideo-Lagadas ck.2 | [MK-GR] 400 kV Bitola-Meliti | XFL_BI11_GMELIT11_1:line | -1467 | 1600 | 1600 | -133 | 92 | []
GR_CO_00002 | N-1 400 kV Filippoi-Lagadas ck.2 | [MK-GR] 400 kV Bitola-Meliti | XFL_BI11_GMELIT11_1:line | -1466 | 1600 | 1600 | -134 | 92 | []
BG_GR_CO_00002 | N-1 400kV MARITSA IZTOK-NEA SANTA-CK-1 | [MK-GR] 400 kV Bitola-Meliti | XFL_BI11_GMELIT11_1:line | -1423 | 1600 | 1600 | -177 | 89 | []
AL_CO_00001 | N-1 400 kV Elbasan 2-Tirana 2 | [MK-GR] 400 kV Bitola-Meliti | XFL_BI11_GMELIT11_1:line | -1423 | 1600 | 1600 | -177 | 89 | []
BG_CO_00002 | N-1 400kV Sofia Zapad - Chervena Mogila ck. 1 | [MK-GR] 400 kV Bitola-Meliti | XFL_BI11_GMELIT11_1:line | -1415 | 1600 | 1600 | -185 | 88 | []
TR_GR_CO_00001 | N-1 400 kV Babaeski-N Santa | [MK-GR] 400 kV Bitola-Meliti | XFL_BI11_GMELIT11_1:line | -1397 | 1600 | 1600 | -203 | 87 | []
GR_CO_00001 | N-1 400 kV Filippoi-Nea Santa ck.2 | [BG-GR] 400 kV Blagoevgrad - Thessaloniki | XBG_TH11_GTHESS13_1:line | 1391 | 1600 | 1600 | -209 | 87 | []
KS_ME_CO_00001 | N-1 400 kV Pec 3-Ribarevina | [MK-GR] 400 kV Bitola-Meliti | XFL_BI11_GMELIT11_1:line | -1386 | 1600 | 1600 | -214 | 87 | []
BG_TR_CO_00002 | N-1 400kV Maritsa 3 - Hamitabat 2 | [MK-GR] 400 kV Bitola-Meliti | XFL_BI11_GMELIT11_1:line | -1376 | 1600 | 1600 | -224 | 86 | []
BG_CO_00009 | N-1 400kV Maritsa Iztok 2Â - Maritsa Iztok 3 | [MK-GR] 400 kV Bitola-Meliti | XFL_BI11_GMELIT11_1:line | -1375 | 1600 | 1600 | -225 | 86 | []
BG_CO_00016 | N-1 400kV Kozloduy - Sofia Zapad ck.2 | [MK-GR] 400 kV Bitola-Meliti | XFL_BI11_GMELIT11_1:line | -1370 | 1600 | 1600 | -230 | 86 | []
TR_CO_00001 | N-1 400 kV Habitabat NGCC -Babaeski | [MK-GR] 400 kV Bitola-Meliti | XFL_BI11_GMELIT11_1:line | -1368 | 1600 | 1600 | -232 | 85 | []
BG_CO_00012 | Â N-1 400kV Varna - Burgas | [MK-GR] 400 kV Bitola-Meliti | XFL_BI11_GMELIT11_1:line | -1367 | 1600 | 1600 | -233 | 85 | []
BC | Base Case | [MK-GR] 400 kV Bitola-Meliti | XFL_BI11_GMELIT11_1:line | -1366 | 1600 | 1600 | -234 | 85 | []
MK_CO_00002 | N-1 400 kV Dubrovo âStip | [MK-GR] 400 kV Bitola-Meliti | XFL_BI11_GMELIT11_1:line | -1366 | 1600 | 1600 | -234 | 85 | []
BG_CO_00010 | N-1 400kV Maritsa Iztok â Maritsa Iztok 3 | [MK-GR] 400 kV Bitola-Meliti | XFL_BI11_GMELIT11_1:line | -1366 | 1600 | 1600 | -234 | 85 | []
RS_CO_00004 | N-1 400 kV Nis 2 âLeskovac 2 | [MK-GR] 400 kV Bitola-Meliti | XFL_BI11_GMELIT11_1:line | -1366 | 1600 | 1600 | -234 | 85 | []
RS_CO_00003 | N-1 400 kV Vranje 4 âLeskovac 2 | [MK-GR] 400 kV Bitola-Meliti | XFL_BI11_GMELIT11_1:line | -1365 | 1600 | 1600 | -235 | 85 | []
BG_CO_00013 | N-1 400kV Burgas â Maritsa Iztok 2 | [MK-GR] 400 kV Bitola-Meliti | XFL_BI11_GMELIT11_1:line | -1364 | 1600 | 1600 | -236 | 85 | []
RS_MK_00001 | N-1 400 kV Vranje 4 -Stip | [MK-GR] 400 kV Bitola-Meliti | XFL_BI11_GMELIT11_1:line | -1364 | 1600 | 1600 | -236 | 85 | []
BG_CO_00011 | N-1 400kV Maritsa Iztok - Plovdiv | [MK-GR] 400 kV Bitola-Meliti | XFL_BI11_GMELIT11_1:line | -1363 | 1600 | 1600 | -237 | 85 | []
BG_CO_00007 | N-1 400kV Maritsa Iztok - Plovdiv ck. 2 | [MK-GR] 400 kV Bitola-Meliti | XFL_BI11_GMELIT11_1:line | -1362 | 1600 | 1600 | -238 | 85 | []
BG_CO_00008 | N-1 400kV Plovdiv - Vetren | [MK-GR] 400 kV Bitola-Meliti | XFL_BI11_GMELIT11_1:line | -1360 | 1600 | 1600 | -240 | 85 | []
MK_KS_CO_00001 | N-1 400 kV Skopje 5 âUrosevac | [MK-GR] 400 kV Bitola-Meliti | XFL_BI11_GMELIT11_1:line | -1339 | 1600 | 1600 | -261 | 84 | []
RS_KS_CO_00002 | N-1 400 kV Kosovo B-Nis 2 | [MK-GR] 400 kV Bitola-Meliti | XFL_BI11_GMELIT11_1:line | -1325 | 1600 | 1600 | -275 | 83 | []
BG_MK_CO_00001 | N-1 400kV Chervena Mogila - Stip | [MK-GR] 400 kV Bitola-Meliti | XFL_BI11_GMELIT11_1:line | -1322 | 1600 | 1600 | -278 | 83 | []
BG_RS_CO_00001 | N-1 400kV Sofia Zapad - Nis Â | [MK-GR] 400 kV Bitola-Meliti | XFL_BI11_GMELIT11_1:line | -1316 | 1600 | 1600 | -284 | 82 | []
GR_CO_00005 | N-1 400 kV Thessaloniki-Lagadas ck.2 | [MK-GR] 400 kV Bitola-Meliti | XFL_BI11_GMELIT11_1:line | -1312 | 1600 | 1600 | -288 | 82 | []
MK_CO_00001 | N-1 400 kV Bitola-Dubrovo | [MK-GR] 400 kV Bitola-Meliti | XFL_BI11_GMELIT11_1:line | -1305 | 1600 | 1600 | -295 | 82 | []
MK_CO_00003 | N-1 400 kV Skopje 4 âSkopje 5 | [MK-GR] 400 kV Bitola-Meliti | XFL_BI11_GMELIT11_1:line | -1296 | 1600 | 1600 | -304 | 81 | []
KS_CO_00001 | N-1 400 kV Kosovo B-Urosevac | [MK-GR] 400 kV Bitola-Meliti | XFL_BI11_GMELIT11_1:line | -1282 | 1600 | 1600 | -318 | 80 | []
GR_CO_00002 | N-1 400 kV Filippoi-Lagadas ck.2 | [BG-GR] 400 kV Blagoevgrad - Thessaloniki | XBG_TH11_GTHESS13_1:line | 1236 | 1600 | 1600 | -364 | 77 | []
MK_GR_CO_00001 | N-1 400 kV Bitola-Meliti | [BG-GR] 400 kV Blagoevgrad - Thessaloniki | XBG_TH11_GTHESS13_1:line | 1168 | 1600 | 1600 | -432 | 73 | []
GR_CO_00003 | N-1 400 kV Meliti-Amideo ck.2 | [BG-GR] 400 kV Blagoevgrad - Thessaloniki | XBG_TH11_GTHESS13_1:line | 1168 | 1600 | 1600 | -432 | 73 | []
IT_GR_CO_00001 | N-1 400 kV Galatina-Arachthos | [MK-GR] 400 kV Bitola-Meliti | XFL_BI11_GMELIT11_1:line | -1141 | 1600 | 1600 | -459 | 71 | []
BG_GR_CO_00002 | N-1 400kV MARITSA IZTOK-NEA SANTA-CK-1 | [BG-GR] 400 kV Blagoevgrad - Thessaloniki | XBG_TH11_GTHESS13_1:line | 1122 | 1600 | 1600 | -478 | 70 | []

## 1130Curative
Detailed results
Generated at: | 2024-03-11 19:20
Business day: | 12.03.2024
Timestamp: | 11:30
Border & direction: | North-Greece Importing
Horizon: | DA
Remedial actions: | true
Evaluation type: | CURATIVE
TTC [MW]: | 3083
Fallback applied | false
Loading threshold | 0.7
Applied RAs
CO ID | RA ID | Name of the RA | Usage | Type | Location | Status
Limiting CNECs
CO ID | Name of the CO | Name of the CNE | CNE UCTE branch | Calculated I (A) | I max (PRE) | I max (CUR) | Margin (A) | Loading (%) | Applicable curative RAs
BG_CO_00001 | N-1 400kV Chervena Mogila - Blagoevgrad ck. 1 | [MK-GR] 400 kV Bitola-Meliti | XFL_BI11_GMELIT11_1:line | -1596 |  | 1600 | -4 | 100 | []
AL_GR_CO_00001 | N-1 400 kV Zemplak-Kardia | [MK-GR] 400 kV Bitola-Meliti | XFL_BI11_GMELIT11_1:line | -1592 |  | 1600 | -8 | 100 | []
BG_GR_CO_00001 | N-1 400 kV Blagoevgrad - Thessaloniki | [MK-GR] 400 kV Bitola-Meliti | XFL_BI11_GMELIT11_1:line | -1578 |  | 1600 | -22 | 99 | []
MK_GR_CO_00002 | N-1 400 kV Dubrovo-Thessaloniki | [MK-GR] 400 kV Bitola-Meliti | XFL_BI11_GMELIT11_1:line | -1546 |  | 1600 | -54 | 97 | []
AL_CO_00002 | N-1 400 kV Elbasan 2-Zemlak | [MK-GR] 400 kV Bitola-Meliti | XFL_BI11_GMELIT11_1:line | -1544 |  | 1600 | -56 | 97 | []
GR_CO_00001 | N-1 400 kV Filippoi-Nea Santa ck.2 | [MK-GR] 400 kV Bitola-Meliti | XFL_BI11_GMELIT11_1:line | -1527 |  | 1600 | -73 | 95 | []
GR_CO_00004 | N-1 400 kV Amideo-Lagadas ck.2 | [MK-GR] 400 kV Bitola-Meliti | XFL_BI11_GMELIT11_1:line | -1467 |  | 1600 | -133 | 92 | []
GR_CO_00002 | N-1 400 kV Filippoi-Lagadas ck.2 | [MK-GR] 400 kV Bitola-Meliti | XFL_BI11_GMELIT11_1:line | -1466 |  | 1600 | -134 | 92 | []
BG_GR_CO_00002 | N-1 400kV MARITSA IZTOK-NEA SANTA-CK-1 | [MK-GR] 400 kV Bitola-Meliti | XFL_BI11_GMELIT11_1:line | -1423 |  | 1600 | -177 | 89 | []
AL_CO_00001 | N-1 400 kV Elbasan 2-Tirana 2 | [MK-GR] 400 kV Bitola-Meliti | XFL_BI11_GMELIT11_1:line | -1423 |  | 1600 | -177 | 89 | []
BG_CO_00002 | N-1 400kV Sofia Zapad - Chervena Mogila ck. 1 | [MK-GR] 400 kV Bitola-Meliti | XFL_BI11_GMELIT11_1:line | -1415 |  | 1600 | -185 | 88 | []
TR_GR_CO_00001 | N-1 400 kV Babaeski-N Santa | [MK-GR] 400 kV Bitola-Meliti | XFL_BI11_GMELIT11_1:line | -1397 |  | 1600 | -203 | 87 | []
GR_CO_00001 | N-1 400 kV Filippoi-Nea Santa ck.2 | [BG-GR] 400 kV Blagoevgrad - Thessaloniki | XBG_TH11_GTHESS13_1:line | 1391 |  | 1600 | -209 | 87 | []
KS_ME_CO_00001 | N-1 400 kV Pec 3-Ribarevina | [MK-GR] 400 kV Bitola-Meliti | XFL_BI11_GMELIT11_1:line | -1386 |  | 1600 | -214 | 87 | []
BG_TR_CO_00002 | N-1 400kV Maritsa 3 - Hamitabat 2 | [MK-GR] 400 kV Bitola-Meliti | XFL_BI11_GMELIT11_1:line | -1376 |  | 1600 | -224 | 86 | []
BG_CO_00009 | N-1 400kV Maritsa Iztok 2Â - Maritsa Iztok 3 | [MK-GR] 400 kV Bitola-Meliti | XFL_BI11_GMELIT11_1:line | -1375 |  | 1600 | -225 | 86 | []
BG_CO_00016 | N-1 400kV Kozloduy - Sofia Zapad ck.2 | [MK-GR] 400 kV Bitola-Meliti | XFL_BI11_GMELIT11_1:line | -1370 |  | 1600 | -230 | 86 | []
TR_CO_00001 | N-1 400 kV Habitabat NGCC -Babaeski | [MK-GR] 400 kV Bitola-Meliti | XFL_BI11_GMELIT11_1:line | -1368 |  | 1600 | -232 | 85 | []
BG_CO_00012 | Â N-1 400kV Varna - Burgas | [MK-GR] 400 kV Bitola-Meliti | XFL_BI11_GMELIT11_1:line | -1367 |  | 1600 | -233 | 85 | []
BC | Base Case | [MK-GR] 400 kV Bitola-Meliti | XFL_BI11_GMELIT11_1:line | -1366 |  | 1600 | -234 | 85 | []
MK_CO_00002 | N-1 400 kV Dubrovo âStip | [MK-GR] 400 kV Bitola-Meliti | XFL_BI11_GMELIT11_1:line | -1366 |  | 1600 | -234 | 85 | []
BG_CO_00010 | N-1 400kV Maritsa Iztok â Maritsa Iztok 3 | [MK-GR] 400 kV Bitola-Meliti | XFL_BI11_GMELIT11_1:line | -1366 |  | 1600 | -234 | 85 | []
RS_CO_00004 | N-1 400 kV Nis 2 âLeskovac 2 | [MK-GR] 400 kV Bitola-Meliti | XFL_BI11_GMELIT11_1:line | -1366 |  | 1600 | -234 | 85 | []
RS_CO_00003 | N-1 400 kV Vranje 4 âLeskovac 2 | [MK-GR] 400 kV Bitola-Meliti | XFL_BI11_GMELIT11_1:line | -1365 |  | 1600 | -235 | 85 | []
BG_CO_00013 | N-1 400kV Burgas â Maritsa Iztok 2 | [MK-GR] 400 kV Bitola-Meliti | XFL_BI11_GMELIT11_1:line | -1364 |  | 1600 | -236 | 85 | []
RS_MK_00001 | N-1 400 kV Vranje 4 -Stip | [MK-GR] 400 kV Bitola-Meliti | XFL_BI11_GMELIT11_1:line | -1364 |  | 1600 | -236 | 85 | []
BG_CO_00011 | N-1 400kV Maritsa Iztok - Plovdiv | [MK-GR] 400 kV Bitola-Meliti | XFL_BI11_GMELIT11_1:line | -1363 |  | 1600 | -237 | 85 | []
BG_CO_00007 | N-1 400kV Maritsa Iztok - Plovdiv ck. 2 | [MK-GR] 400 kV Bitola-Meliti | XFL_BI11_GMELIT11_1:line | -1362 |  | 1600 | -238 | 85 | []
BG_CO_00008 | N-1 400kV Plovdiv - Vetren | [MK-GR] 400 kV Bitola-Meliti | XFL_BI11_GMELIT11_1:line | -1360 |  | 1600 | -240 | 85 | []
MK_KS_CO_00001 | N-1 400 kV Skopje 5 âUrosevac | [MK-GR] 400 kV Bitola-Meliti | XFL_BI11_GMELIT11_1:line | -1339 |  | 1600 | -261 | 84 | []
RS_KS_CO_00002 | N-1 400 kV Kosovo B-Nis 2 | [MK-GR] 400 kV Bitola-Meliti | XFL_BI11_GMELIT11_1:line | -1325 |  | 1600 | -275 | 83 | []
BG_MK_CO_00001 | N-1 400kV Chervena Mogila - Stip | [MK-GR] 400 kV Bitola-Meliti | XFL_BI11_GMELIT11_1:line | -1322 |  | 1600 | -278 | 83 | []
BG_RS_CO_00001 | N-1 400kV Sofia Zapad - Nis Â | [MK-GR] 400 kV Bitola-Meliti | XFL_BI11_GMELIT11_1:line | -1316 |  | 1600 | -284 | 82 | []
GR_CO_00005 | N-1 400 kV Thessaloniki-Lagadas ck.2 | [MK-GR] 400 kV Bitola-Meliti | XFL_BI11_GMELIT11_1:line | -1312 |  | 1600 | -288 | 82 | []
MK_CO_00001 | N-1 400 kV Bitola-Dubrovo | [MK-GR] 400 kV Bitola-Meliti | XFL_BI11_GMELIT11_1:line | -1305 |  | 1600 | -295 | 82 | []
MK_CO_00003 | N-1 400 kV Skopje 4 âSkopje 5 | [MK-GR] 400 kV Bitola-Meliti | XFL_BI11_GMELIT11_1:line | -1296 |  | 1600 | -304 | 81 | []
KS_CO_00001 | N-1 400 kV Kosovo B-Urosevac | [MK-GR] 400 kV Bitola-Meliti | XFL_BI11_GMELIT11_1:line | -1282 |  | 1600 | -318 | 80 | []
GR_CO_00002 | N-1 400 kV Filippoi-Lagadas ck.2 | [BG-GR] 400 kV Blagoevgrad - Thessaloniki | XBG_TH11_GTHESS13_1:line | 1236 |  | 1600 | -364 | 77 | []
MK_GR_CO_00001 | N-1 400 kV Bitola-Meliti | [BG-GR] 400 kV Blagoevgrad - Thessaloniki | XBG_TH11_GTHESS13_1:line | 1168 |  | 1600 | -432 | 73 | []
GR_CO_00003 | N-1 400 kV Meliti-Amideo ck.2 | [BG-GR] 400 kV Blagoevgrad - Thessaloniki | XBG_TH11_GTHESS13_1:line | 1168 |  | 1600 | -432 | 73 | []
IT_GR_CO_00001 | N-1 400 kV Galatina-Arachthos | [MK-GR] 400 kV Bitola-Meliti | XFL_BI11_GMELIT11_1:line | -1141 |  | 1600 | -459 | 71 | []
BG_GR_CO_00002 | N-1 400kV MARITSA IZTOK-NEA SANTA-CK-1 | [BG-GR] 400 kV Blagoevgrad - Thessaloniki | XBG_TH11_GTHESS13_1:line | 1122 |  | 1600 | -478 | 70 | []

## 1230Preventive
Detailed results
Generated at: | 2024-03-11 19:20
Business day: | 12.03.2024
Timestamp: | 12:30
Border & direction: | North-Greece Importing
Horizon: | DA
Remedial actions: | true
Evaluation type: | PREVENTIVE
TTC [MW]: | 3031
Fallback applied | false
Loading threshold | 0.7
Applied RAs
CO ID | RA ID | Name of the RA | Usage | Type | Location | Status
Limiting CNECs
CO ID | Name of the CO | Name of the CNE | CNE UCTE branch | Calculated I (A) | I max (PRE) | I max (CUR) | Margin (A) | Loading (%) | Applicable curative RAs
AL_GR_CO_00001 | N-1 400 kV Zemplak-Kardia | [MK-GR] 400 kV Bitola-Meliti | XFL_BI11_GMELIT11_1:line | -1592 | 1600 | 1600 | -8 | 100 | []
BG_CO_00001 | N-1 400kV Chervena Mogila - Blagoevgrad ck. 1 | [MK-GR] 400 kV Bitola-Meliti | XFL_BI11_GMELIT11_1:line | -1586 | 1600 | 1600 | -14 | 99 | []
BG_GR_CO_00001 | N-1 400 kV Blagoevgrad - Thessaloniki | [MK-GR] 400 kV Bitola-Meliti | XFL_BI11_GMELIT11_1:line | -1568 | 1600 | 1600 | -32 | 98 | []
MK_GR_CO_00002 | N-1 400 kV Dubrovo-Thessaloniki | [MK-GR] 400 kV Bitola-Meliti | XFL_BI11_GMELIT11_1:line | -1556 | 1600 | 1600 | -44 | 97 | []
AL_CO_00002 | N-1 400 kV Elbasan 2-Zemlak | [MK-GR] 400 kV Bitola-Meliti | XFL_BI11_GMELIT11_1:line | -1547 | 1600 | 1600 | -53 | 97 | []
GR_CO_00001 | N-1 400 kV Filippoi-Nea Santa ck.2 | [MK-GR] 400 kV Bitola-Meliti | XFL_BI11_GMELIT11_1:line | -1518 | 1600 | 1600 | -82 | 95 | []
GR_CO_00004 | N-1 400 kV Amideo-Lagadas ck.2 | [MK-GR] 400 kV Bitola-Meliti | XFL_BI11_GMELIT11_1:line | -1462 | 1600 | 1600 | -138 | 91 | []
GR_CO_00002 | N-1 400 kV Filippoi-Lagadas ck.2 | [MK-GR] 400 kV Bitola-Meliti | XFL_BI11_GMELIT11_1:line | -1460 | 1600 | 1600 | -140 | 91 | []
AL_CO_00001 | N-1 400 kV Elbasan 2-Tirana 2 | [MK-GR] 400 kV Bitola-Meliti | XFL_BI11_GMELIT11_1:line | -1422 | 1600 | 1600 | -178 | 89 | []
BG_GR_CO_00002 | N-1 400kV MARITSA IZTOK-NEA SANTA-CK-1 | [MK-GR] 400 kV Bitola-Meliti | XFL_BI11_GMELIT11_1:line | -1422 | 1600 | 1600 | -178 | 89 | []
BG_CO_00002 | N-1 400kV Sofia Zapad - Chervena Mogila ck. 1 | [MK-GR] 400 kV Bitola-Meliti | XFL_BI11_GMELIT11_1:line | -1412 | 1600 | 1600 | -188 | 88 | []
TR_GR_CO_00001 | N-1 400 kV Babaeski-N Santa | [MK-GR] 400 kV Bitola-Meliti | XFL_BI11_GMELIT11_1:line | -1395 | 1600 | 1600 | -205 | 87 | []
KS_ME_CO_00001 | N-1 400 kV Pec 3-Ribarevina | [MK-GR] 400 kV Bitola-Meliti | XFL_BI11_GMELIT11_1:line | -1387 | 1600 | 1600 | -213 | 87 | []
BG_TR_CO_00002 | N-1 400kV Maritsa 3 - Hamitabat 2 | [MK-GR] 400 kV Bitola-Meliti | XFL_BI11_GMELIT11_1:line | -1377 | 1600 | 1600 | -223 | 86 | []
BG_CO_00009 | N-1 400kV Maritsa Iztok 2Â - Maritsa Iztok 3 | [MK-GR] 400 kV Bitola-Meliti | XFL_BI11_GMELIT11_1:line | -1374 | 1600 | 1600 | -226 | 86 | []
BG_CO_00016 | N-1 400kV Kozloduy - Sofia Zapad ck.2 | [MK-GR] 400 kV Bitola-Meliti | XFL_BI11_GMELIT11_1:line | -1369 | 1600 | 1600 | -231 | 86 | []
TR_CO_00001 | N-1 400 kV Habitabat NGCC -Babaeski | [MK-GR] 400 kV Bitola-Meliti | XFL_BI11_GMELIT11_1:line | -1367 | 1600 | 1600 | -233 | 85 | []
BG_CO_00012 | Â N-1 400kV Varna - Burgas | [MK-GR] 400 kV Bitola-Meliti | XFL_BI11_GMELIT11_1:line | -1366 | 1600 | 1600 | -234 | 85 | []
BC | Base Case | [MK-GR] 400 kV Bitola-Meliti | XFL_BI11_GMELIT11_1:line | -1366 | 1600 | 1600 | -234 | 85 | []
MK_CO_00002 | N-1 400 kV Dubrovo âStip | [MK-GR] 400 kV Bitola-Meliti | XFL_BI11_GMELIT11_1:line | -1366 | 1600 | 1600 | -234 | 85 | []
BG_CO_00010 | N-1 400kV Maritsa Iztok â Maritsa Iztok 3 | [MK-GR] 400 kV Bitola-Meliti | XFL_BI11_GMELIT11_1:line | -1366 | 1600 | 1600 | -234 | 85 | []
RS_CO_00004 | N-1 400 kV Nis 2 âLeskovac 2 | [MK-GR] 400 kV Bitola-Meliti | XFL_BI11_GMELIT11_1:line | -1366 | 1600 | 1600 | -234 | 85 | []
RS_CO_00003 | N-1 400 kV Vranje 4 âLeskovac 2 | [MK-GR] 400 kV Bitola-Meliti | XFL_BI11_GMELIT11_1:line | -1365 | 1600 | 1600 | -235 | 85 | []
RS_MK_00001 | N-1 400 kV Vranje 4 -Stip | [MK-GR] 400 kV Bitola-Meliti | XFL_BI11_GMELIT11_1:line | -1364 | 1600 | 1600 | -236 | 85 | []
BG_CO_00013 | N-1 400kV Burgas â Maritsa Iztok 2 | [MK-GR] 400 kV Bitola-Meliti | XFL_BI11_GMELIT11_1:line | -1364 | 1600 | 1600 | -236 | 85 | []
BG_CO_00011 | N-1 400kV Maritsa Iztok - Plovdiv | [MK-GR] 400 kV Bitola-Meliti | XFL_BI11_GMELIT11_1:line | -1363 | 1600 | 1600 | -237 | 85 | []
BG_CO_00008 | N-1 400kV Plovdiv - Vetren | [MK-GR] 400 kV Bitola-Meliti | XFL_BI11_GMELIT11_1:line | -1360 | 1600 | 1600 | -240 | 85 | []
BG_CO_00007 | N-1 400kV Maritsa Iztok - Plovdiv ck. 2 | [MK-GR] 400 kV Bitola-Meliti | XFL_BI11_GMELIT11_1:line | -1360 | 1600 | 1600 | -240 | 85 | []
MK_KS_CO_00001 | N-1 400 kV Skopje 5 âUrosevac | [MK-GR] 400 kV Bitola-Meliti | XFL_BI11_GMELIT11_1:line | -1351 | 1600 | 1600 | -249 | 84 | []
RS_KS_CO_00002 | N-1 400 kV Kosovo B-Nis 2 | [MK-GR] 400 kV Bitola-Meliti | XFL_BI11_GMELIT11_1:line | -1329 | 1600 | 1600 | -271 | 83 | []
BG_MK_CO_00001 | N-1 400kV Chervena Mogila - Stip | [MK-GR] 400 kV Bitola-Meliti | XFL_BI11_GMELIT11_1:line | -1326 | 1600 | 1600 | -274 | 83 | []
GR_CO_00001 | N-1 400 kV Filippoi-Nea Santa ck.2 | [BG-GR] 400 kV Blagoevgrad - Thessaloniki | XBG_TH11_GTHESS13_1:line | 1324 | 1600 | 1600 | -276 | 83 | []
BG_RS_CO_00001 | N-1 400kV Sofia Zapad - Nis Â | [MK-GR] 400 kV Bitola-Meliti | XFL_BI11_GMELIT11_1:line | -1316 | 1600 | 1600 | -284 | 82 | []
GR_CO_00005 | N-1 400 kV Thessaloniki-Lagadas ck.2 | [MK-GR] 400 kV Bitola-Meliti | XFL_BI11_GMELIT11_1:line | -1315 | 1600 | 1600 | -285 | 82 | []
MK_CO_00003 | N-1 400 kV Skopje 4 âSkopje 5 | [MK-GR] 400 kV Bitola-Meliti | XFL_BI11_GMELIT11_1:line | -1306 | 1600 | 1600 | -294 | 82 | []
MK_CO_00001 | N-1 400 kV Bitola-Dubrovo | [MK-GR] 400 kV Bitola-Meliti | XFL_BI11_GMELIT11_1:line | -1304 | 1600 | 1600 | -296 | 82 | []
KS_CO_00001 | N-1 400 kV Kosovo B-Urosevac | [MK-GR] 400 kV Bitola-Meliti | XFL_BI11_GMELIT11_1:line | -1290 | 1600 | 1600 | -310 | 81 | []
GR_CO_00002 | N-1 400 kV Filippoi-Lagadas ck.2 | [BG-GR] 400 kV Blagoevgrad - Thessaloniki | XBG_TH11_GTHESS13_1:line | 1176 | 1600 | 1600 | -424 | 74 | []
IT_GR_CO_00001 | N-1 400 kV Galatina-Arachthos | [MK-GR] 400 kV Bitola-Meliti | XFL_BI11_GMELIT11_1:line | -1142 | 1600 | 1600 | -458 | 71 | []
MK_GR_CO_00001 | N-1 400 kV Bitola-Meliti | [BG-GR] 400 kV Blagoevgrad - Thessaloniki | XBG_TH11_GTHESS13_1:line | 1122 | 1600 | 1600 | -478 | 70 | []
GR_CO_00003 | N-1 400 kV Meliti-Amideo ck.2 | [BG-GR] 400 kV Blagoevgrad - Thessaloniki | XBG_TH11_GTHESS13_1:line | 1122 | 1600 | 1600 | -478 | 70 | []

## 1230Curative
Detailed results
Generated at: | 2024-03-11 19:20
Business day: | 12.03.2024
Timestamp: | 12:30
Border & direction: | North-Greece Importing
Horizon: | DA
Remedial actions: | true
Evaluation type: | CURATIVE
TTC [MW]: | 3031
Fallback applied | false
Loading threshold | 0.7
Applied RAs
CO ID | RA ID | Name of the RA | Usage | Type | Location | Status
Limiting CNECs
CO ID | Name of the CO | Name of the CNE | CNE UCTE branch | Calculated I (A) | I max (PRE) | I max (CUR) | Margin (A) | Loading (%) | Applicable curative RAs
AL_GR_CO_00001 | N-1 400 kV Zemplak-Kardia | [MK-GR] 400 kV Bitola-Meliti | XFL_BI11_GMELIT11_1:line | -1592 |  | 1600 | -8 | 100 | []
BG_CO_00001 | N-1 400kV Chervena Mogila - Blagoevgrad ck. 1 | [MK-GR] 400 kV Bitola-Meliti | XFL_BI11_GMELIT11_1:line | -1586 |  | 1600 | -14 | 99 | []
BG_GR_CO_00001 | N-1 400 kV Blagoevgrad - Thessaloniki | [MK-GR] 400 kV Bitola-Meliti | XFL_BI11_GMELIT11_1:line | -1568 |  | 1600 | -32 | 98 | []
MK_GR_CO_00002 | N-1 400 kV Dubrovo-Thessaloniki | [MK-GR] 400 kV Bitola-Meliti | XFL_BI11_GMELIT11_1:line | -1556 |  | 1600 | -44 | 97 | []
AL_CO_00002 | N-1 400 kV Elbasan 2-Zemlak | [MK-GR] 400 kV Bitola-Meliti | XFL_BI11_GMELIT11_1:line | -1547 |  | 1600 | -53 | 97 | []
GR_CO_00001 | N-1 400 kV Filippoi-Nea Santa ck.2 | [MK-GR] 400 kV Bitola-Meliti | XFL_BI11_GMELIT11_1:line | -1518 |  | 1600 | -82 | 95 | []
GR_CO_00004 | N-1 400 kV Amideo-Lagadas ck.2 | [MK-GR] 400 kV Bitola-Meliti | XFL_BI11_GMELIT11_1:line | -1462 |  | 1600 | -138 | 91 | []
GR_CO_00002 | N-1 400 kV Filippoi-Lagadas ck.2 | [MK-GR] 400 kV Bitola-Meliti | XFL_BI11_GMELIT11_1:line | -1460 |  | 1600 | -140 | 91 | []
AL_CO_00001 | N-1 400 kV Elbasan 2-Tirana 2 | [MK-GR] 400 kV Bitola-Meliti | XFL_BI11_GMELIT11_1:line | -1422 |  | 1600 | -178 | 89 | []
BG_GR_CO_00002 | N-1 400kV MARITSA IZTOK-NEA SANTA-CK-1 | [MK-GR] 400 kV Bitola-Meliti | XFL_BI11_GMELIT11_1:line | -1422 |  | 1600 | -178 | 89 | []
BG_CO_00002 | N-1 400kV Sofia Zapad - Chervena Mogila ck. 1 | [MK-GR] 400 kV Bitola-Meliti | XFL_BI11_GMELIT11_1:line | -1412 |  | 1600 | -188 | 88 | []
TR_GR_CO_00001 | N-1 400 kV Babaeski-N Santa | [MK-GR] 400 kV Bitola-Meliti | XFL_BI11_GMELIT11_1:line | -1395 |  | 1600 | -205 | 87 | []
KS_ME_CO_00001 | N-1 400 kV Pec 3-Ribarevina | [MK-GR] 400 kV Bitola-Meliti | XFL_BI11_GMELIT11_1:line | -1387 |  | 1600 | -213 | 87 | []
BG_TR_CO_00002 | N-1 400kV Maritsa 3 - Hamitabat 2 | [MK-GR] 400 kV Bitola-Meliti | XFL_BI11_GMELIT11_1:line | -1377 |  | 1600 | -223 | 86 | []
BG_CO_00009 | N-1 400kV Maritsa Iztok 2Â - Maritsa Iztok 3 | [MK-GR] 400 kV Bitola-Meliti | XFL_BI11_GMELIT11_1:line | -1374 |  | 1600 | -226 | 86 | []
BG_CO_00016 | N-1 400kV Kozloduy - Sofia Zapad ck.2 | [MK-GR] 400 kV Bitola-Meliti | XFL_BI11_GMELIT11_1:line | -1369 |  | 1600 | -231 | 86 | []
TR_CO_00001 | N-1 400 kV Habitabat NGCC -Babaeski | [MK-GR] 400 kV Bitola-Meliti | XFL_BI11_GMELIT11_1:line | -1367 |  | 1600 | -233 | 85 | []
BG_CO_00012 | Â N-1 400kV Varna - Burgas | [MK-GR] 400 kV Bitola-Meliti | XFL_BI11_GMELIT11_1:line | -1366 |  | 1600 | -234 | 85 | []
BC | Base Case | [MK-GR] 400 kV Bitola-Meliti | XFL_BI11_GMELIT11_1:line | -1366 |  | 1600 | -234 | 85 | []
MK_CO_00002 | N-1 400 kV Dubrovo âStip | [MK-GR] 400 kV Bitola-Meliti | XFL_BI11_GMELIT11_1:line | -1366 |  | 1600 | -234 | 85 | []
BG_CO_00010 | N-1 400kV Maritsa Iztok â Maritsa Iztok 3 | [MK-GR] 400 kV Bitola-Meliti | XFL_BI11_GMELIT11_1:line | -1366 |  | 1600 | -234 | 85 | []
RS_CO_00004 | N-1 400 kV Nis 2 âLeskovac 2 | [MK-GR] 400 kV Bitola-Meliti | XFL_BI11_GMELIT11_1:line | -1366 |  | 1600 | -234 | 85 | []
RS_CO_00003 | N-1 400 kV Vranje 4 âLeskovac 2 | [MK-GR] 400 kV Bitola-Meliti | XFL_BI11_GMELIT11_1:line | -1365 |  | 1600 | -235 | 85 | []
RS_MK_00001 | N-1 400 kV Vranje 4 -Stip | [MK-GR] 400 kV Bitola-Meliti | XFL_BI11_GMELIT11_1:line | -1364 |  | 1600 | -236 | 85 | []
BG_CO_00013 | N-1 400kV Burgas â Maritsa Iztok 2 | [MK-GR] 400 kV Bitola-Meliti | XFL_BI11_GMELIT11_1:line | -1364 |  | 1600 | -236 | 85 | []
BG_CO_00011 | N-1 400kV Maritsa Iztok - Plovdiv | [MK-GR] 400 kV Bitola-Meliti | XFL_BI11_GMELIT11_1:line | -1363 |  | 1600 | -237 | 85 | []
BG_CO_00008 | N-1 400kV Plovdiv - Vetren | [MK-GR] 400 kV Bitola-Meliti | XFL_BI11_GMELIT11_1:line | -1360 |  | 1600 | -240 | 85 | []
BG_CO_00007 | N-1 400kV Maritsa Iztok - Plovdiv ck. 2 | [MK-GR] 400 kV Bitola-Meliti | XFL_BI11_GMELIT11_1:line | -1360 |  | 1600 | -240 | 85 | []
MK_KS_CO_00001 | N-1 400 kV Skopje 5 âUrosevac | [MK-GR] 400 kV Bitola-Meliti | XFL_BI11_GMELIT11_1:line | -1351 |  | 1600 | -249 | 84 | []
RS_KS_CO_00002 | N-1 400 kV Kosovo B-Nis 2 | [MK-GR] 400 kV Bitola-Meliti | XFL_BI11_GMELIT11_1:line | -1329 |  | 1600 | -271 | 83 | []
BG_MK_CO_00001 | N-1 400kV Chervena Mogila - Stip | [MK-GR] 400 kV Bitola-Meliti | XFL_BI11_GMELIT11_1:line | -1326 |  | 1600 | -274 | 83 | []
GR_CO_00001 | N-1 400 kV Filippoi-Nea Santa ck.2 | [BG-GR] 400 kV Blagoevgrad - Thessaloniki | XBG_TH11_GTHESS13_1:line | 1324 |  | 1600 | -276 | 83 | []
BG_RS_CO_00001 | N-1 400kV Sofia Zapad - Nis Â | [MK-GR] 400 kV Bitola-Meliti | XFL_BI11_GMELIT11_1:line | -1316 |  | 1600 | -284 | 82 | []
GR_CO_00005 | N-1 400 kV Thessaloniki-Lagadas ck.2 | [MK-GR] 400 kV Bitola-Meliti | XFL_BI11_GMELIT11_1:line | -1315 |  | 1600 | -285 | 82 | []
MK_CO_00003 | N-1 400 kV Skopje 4 âSkopje 5 | [MK-GR] 400 kV Bitola-Meliti | XFL_BI11_GMELIT11_1:line | -1306 |  | 1600 | -294 | 82 | []
MK_CO_00001 | N-1 400 kV Bitola-Dubrovo | [MK-GR] 400 kV Bitola-Meliti | XFL_BI11_GMELIT11_1:line | -1304 |  | 1600 | -296 | 82 | []
KS_CO_00001 | N-1 400 kV Kosovo B-Urosevac | [MK-GR] 400 kV Bitola-Meliti | XFL_BI11_GMELIT11_1:line | -1290 |  | 1600 | -310 | 81 | []
GR_CO_00002 | N-1 400 kV Filippoi-Lagadas ck.2 | [BG-GR] 400 kV Blagoevgrad - Thessaloniki | XBG_TH11_GTHESS13_1:line | 1176 |  | 1600 | -424 | 74 | []
IT_GR_CO_00001 | N-1 400 kV Galatina-Arachthos | [MK-GR] 400 kV Bitola-Meliti | XFL_BI11_GMELIT11_1:line | -1142 |  | 1600 | -458 | 71 | []
MK_GR_CO_00001 | N-1 400 kV Bitola-Meliti | [BG-GR] 400 kV Blagoevgrad - Thessaloniki | XBG_TH11_GTHESS13_1:line | 1122 |  | 1600 | -478 | 70 | []
GR_CO_00003 | N-1 400 kV Meliti-Amideo ck.2 | [BG-GR] 400 kV Blagoevgrad - Thessaloniki | XBG_TH11_GTHESS13_1:line | 1122 |  | 1600 | -478 | 70 | []

## 1330Preventive
Detailed results
Generated at: | 2024-03-11 19:20
Business day: | 12.03.2024
Timestamp: | 13:30
Border & direction: | North-Greece Importing
Horizon: | DA
Remedial actions: | true
Evaluation type: | PREVENTIVE
TTC [MW]: | 3006
Fallback applied | false
Loading threshold | 0.7
Applied RAs
CO ID | RA ID | Name of the RA | Usage | Type | Location | Status
Limiting CNECs
CO ID | Name of the CO | Name of the CNE | CNE UCTE branch | Calculated I (A) | I max (PRE) | I max (CUR) | Margin (A) | Loading (%) | Applicable curative RAs
AL_GR_CO_00001 | N-1 400 kV Zemplak-Kardia | [MK-GR] 400 kV Bitola-Meliti | XFL_BI11_GMELIT11_1:line | -1592 | 1600 | 1600 | -8 | 99 | []
BG_CO_00001 | N-1 400kV Chervena Mogila - Blagoevgrad ck. 1 | [MK-GR] 400 kV Bitola-Meliti | XFL_BI11_GMELIT11_1:line | -1555 | 1600 | 1600 | -45 | 97 | []
BG_GR_CO_00001 | N-1 400 kV Blagoevgrad - Thessaloniki | [MK-GR] 400 kV Bitola-Meliti | XFL_BI11_GMELIT11_1:line | -1534 | 1600 | 1600 | -66 | 96 | []
MK_GR_CO_00002 | N-1 400 kV Dubrovo-Thessaloniki | [MK-GR] 400 kV Bitola-Meliti | XFL_BI11_GMELIT11_1:line | -1533 | 1600 | 1600 | -67 | 96 | []
AL_CO_00002 | N-1 400 kV Elbasan 2-Zemlak | [MK-GR] 400 kV Bitola-Meliti | XFL_BI11_GMELIT11_1:line | -1509 | 1600 | 1600 | -91 | 94 | []
GR_CO_00001 | N-1 400 kV Filippoi-Nea Santa ck.2 | [MK-GR] 400 kV Bitola-Meliti | XFL_BI11_GMELIT11_1:line | -1493 | 1600 | 1600 | -107 | 93 | []
GR_CO_00002 | N-1 400 kV Filippoi-Lagadas ck.2 | [MK-GR] 400 kV Bitola-Meliti | XFL_BI11_GMELIT11_1:line | -1433 | 1600 | 1600 | -167 | 90 | []
GR_CO_00004 | N-1 400 kV Amideo-Lagadas ck.2 | [MK-GR] 400 kV Bitola-Meliti | XFL_BI11_GMELIT11_1:line | -1432 | 1600 | 1600 | -168 | 89 | []
AL_CO_00001 | N-1 400 kV Elbasan 2-Tirana 2 | [MK-GR] 400 kV Bitola-Meliti | XFL_BI11_GMELIT11_1:line | -1396 | 1600 | 1600 | -204 | 87 | []
BG_GR_CO_00002 | N-1 400kV MARITSA IZTOK-NEA SANTA-CK-1 | [MK-GR] 400 kV Bitola-Meliti | XFL_BI11_GMELIT11_1:line | -1389 | 1600 | 1600 | -211 | 87 | []
BG_CO_00002 | N-1 400kV Sofia Zapad - Chervena Mogila ck. 1 | [MK-GR] 400 kV Bitola-Meliti | XFL_BI11_GMELIT11_1:line | -1384 | 1600 | 1600 | -216 | 87 | []
TR_GR_CO_00001 | N-1 400 kV Babaeski-N Santa | [MK-GR] 400 kV Bitola-Meliti | XFL_BI11_GMELIT11_1:line | -1371 | 1600 | 1600 | -229 | 86 | []
KS_ME_CO_00001 | N-1 400 kV Pec 3-Ribarevina | [MK-GR] 400 kV Bitola-Meliti | XFL_BI11_GMELIT11_1:line | -1359 | 1600 | 1600 | -241 | 85 | []
BG_CO_00009 | N-1 400kV Maritsa Iztok 2Â - Maritsa Iztok 3 | [MK-GR] 400 kV Bitola-Meliti | XFL_BI11_GMELIT11_1:line | -1348 | 1600 | 1600 | -252 | 84 | []
BG_TR_CO_00002 | N-1 400kV Maritsa 3 - Hamitabat 2 | [MK-GR] 400 kV Bitola-Meliti | XFL_BI11_GMELIT11_1:line | -1348 | 1600 | 1600 | -252 | 84 | []
BG_CO_00016 | N-1 400kV Kozloduy - Sofia Zapad ck.2 | [MK-GR] 400 kV Bitola-Meliti | XFL_BI11_GMELIT11_1:line | -1344 | 1600 | 1600 | -256 | 84 | []
TR_CO_00001 | N-1 400 kV Habitabat NGCC -Babaeski | [MK-GR] 400 kV Bitola-Meliti | XFL_BI11_GMELIT11_1:line | -1343 | 1600 | 1600 | -257 | 84 | []
BG_CO_00012 | Â N-1 400kV Varna - Burgas | [MK-GR] 400 kV Bitola-Meliti | XFL_BI11_GMELIT11_1:line | -1341 | 1600 | 1600 | -259 | 84 | []
BC | Base Case | [MK-GR] 400 kV Bitola-Meliti | XFL_BI11_GMELIT11_1:line | -1341 | 1600 | 1600 | -259 | 84 | []
MK_CO_00002 | N-1 400 kV Dubrovo âStip | [MK-GR] 400 kV Bitola-Meliti | XFL_BI11_GMELIT11_1:line | -1341 | 1600 | 1600 | -259 | 84 | []
BG_CO_00010 | N-1 400kV Maritsa Iztok â Maritsa Iztok 3 | [MK-GR] 400 kV Bitola-Meliti | XFL_BI11_GMELIT11_1:line | -1341 | 1600 | 1600 | -259 | 84 | []
RS_CO_00004 | N-1 400 kV Nis 2 âLeskovac 2 | [MK-GR] 400 kV Bitola-Meliti | XFL_BI11_GMELIT11_1:line | -1340 | 1600 | 1600 | -260 | 84 | []
RS_CO_00003 | N-1 400 kV Vranje 4 âLeskovac 2 | [MK-GR] 400 kV Bitola-Meliti | XFL_BI11_GMELIT11_1:line | -1340 | 1600 | 1600 | -260 | 84 | []
RS_MK_00001 | N-1 400 kV Vranje 4 -Stip | [MK-GR] 400 kV Bitola-Meliti | XFL_BI11_GMELIT11_1:line | -1339 | 1600 | 1600 | -261 | 84 | []
BG_CO_00013 | N-1 400kV Burgas â Maritsa Iztok 2 | [MK-GR] 400 kV Bitola-Meliti | XFL_BI11_GMELIT11_1:line | -1338 | 1600 | 1600 | -262 | 84 | []
BG_CO_00011 | N-1 400kV Maritsa Iztok - Plovdiv | [MK-GR] 400 kV Bitola-Meliti | XFL_BI11_GMELIT11_1:line | -1337 | 1600 | 1600 | -263 | 84 | []
BG_CO_00007 | N-1 400kV Maritsa Iztok - Plovdiv ck. 2 | [MK-GR] 400 kV Bitola-Meliti | XFL_BI11_GMELIT11_1:line | -1337 | 1600 | 1600 | -263 | 84 | []
BG_CO_00008 | N-1 400kV Plovdiv - Vetren | [MK-GR] 400 kV Bitola-Meliti | XFL_BI11_GMELIT11_1:line | -1335 | 1600 | 1600 | -265 | 83 | []
MK_KS_CO_00001 | N-1 400 kV Skopje 5 âUrosevac | [MK-GR] 400 kV Bitola-Meliti | XFL_BI11_GMELIT11_1:line | -1312 | 1600 | 1600 | -288 | 82 | []
RS_KS_CO_00002 | N-1 400 kV Kosovo B-Nis 2 | [MK-GR] 400 kV Bitola-Meliti | XFL_BI11_GMELIT11_1:line | -1305 | 1600 | 1600 | -295 | 82 | []
BG_MK_CO_00001 | N-1 400kV Chervena Mogila - Stip | [MK-GR] 400 kV Bitola-Meliti | XFL_BI11_GMELIT11_1:line | -1304 | 1600 | 1600 | -296 | 81 | []
BG_RS_CO_00001 | N-1 400kV Sofia Zapad - Nis Â | [MK-GR] 400 kV Bitola-Meliti | XFL_BI11_GMELIT11_1:line | -1296 | 1600 | 1600 | -304 | 81 | []
GR_CO_00005 | N-1 400 kV Thessaloniki-Lagadas ck.2 | [MK-GR] 400 kV Bitola-Meliti | XFL_BI11_GMELIT11_1:line | -1293 | 1600 | 1600 | -307 | 81 | []
GR_CO_00001 | N-1 400 kV Filippoi-Nea Santa ck.2 | [BG-GR] 400 kV Blagoevgrad - Thessaloniki | XBG_TH11_GTHESS13_1:line | 1284 | 1600 | 1600 | -316 | 80 | []
MK_CO_00001 | N-1 400 kV Bitola-Dubrovo | [MK-GR] 400 kV Bitola-Meliti | XFL_BI11_GMELIT11_1:line | -1283 | 1600 | 1600 | -317 | 80 | []
MK_CO_00003 | N-1 400 kV Skopje 4 âSkopje 5 | [MK-GR] 400 kV Bitola-Meliti | XFL_BI11_GMELIT11_1:line | -1278 | 1600 | 1600 | -322 | 80 | []
KS_CO_00001 | N-1 400 kV Kosovo B-Urosevac | [MK-GR] 400 kV Bitola-Meliti | XFL_BI11_GMELIT11_1:line | -1260 | 1600 | 1600 | -340 | 79 | []
GR_CO_00002 | N-1 400 kV Filippoi-Lagadas ck.2 | [BG-GR] 400 kV Blagoevgrad - Thessaloniki | XBG_TH11_GTHESS13_1:line | 1137 | 1600 | 1600 | -463 | 71 | []
IT_GR_CO_00001 | N-1 400 kV Galatina-Arachthos | [MK-GR] 400 kV Bitola-Meliti | XFL_BI11_GMELIT11_1:line | -1123 | 1600 | 1600 | -477 | 70 | []

## 1330Curative
Detailed results
Generated at: | 2024-03-11 19:20
Business day: | 12.03.2024
Timestamp: | 13:30
Border & direction: | North-Greece Importing
Horizon: | DA
Remedial actions: | true
Evaluation type: | CURATIVE
TTC [MW]: | 3006
Fallback applied | false
Loading threshold | 0.7
Applied RAs
CO ID | RA ID | Name of the RA | Usage | Type | Location | Status
Limiting CNECs
CO ID | Name of the CO | Name of the CNE | CNE UCTE branch | Calculated I (A) | I max (PRE) | I max (CUR) | Margin (A) | Loading (%) | Applicable curative RAs
AL_GR_CO_00001 | N-1 400 kV Zemplak-Kardia | [MK-GR] 400 kV Bitola-Meliti | XFL_BI11_GMELIT11_1:line | -1592 |  | 1600 | -8 | 99 | []
BG_CO_00001 | N-1 400kV Chervena Mogila - Blagoevgrad ck. 1 | [MK-GR] 400 kV Bitola-Meliti | XFL_BI11_GMELIT11_1:line | -1555 |  | 1600 | -45 | 97 | []
BG_GR_CO_00001 | N-1 400 kV Blagoevgrad - Thessaloniki | [MK-GR] 400 kV Bitola-Meliti | XFL_BI11_GMELIT11_1:line | -1534 |  | 1600 | -66 | 96 | []
MK_GR_CO_00002 | N-1 400 kV Dubrovo-Thessaloniki | [MK-GR] 400 kV Bitola-Meliti | XFL_BI11_GMELIT11_1:line | -1533 |  | 1600 | -67 | 96 | []
AL_CO_00002 | N-1 400 kV Elbasan 2-Zemlak | [MK-GR] 400 kV Bitola-Meliti | XFL_BI11_GMELIT11_1:line | -1509 |  | 1600 | -91 | 94 | []
GR_CO_00001 | N-1 400 kV Filippoi-Nea Santa ck.2 | [MK-GR] 400 kV Bitola-Meliti | XFL_BI11_GMELIT11_1:line | -1493 |  | 1600 | -107 | 93 | []
GR_CO_00002 | N-1 400 kV Filippoi-Lagadas ck.2 | [MK-GR] 400 kV Bitola-Meliti | XFL_BI11_GMELIT11_1:line | -1433 |  | 1600 | -167 | 90 | []
GR_CO_00004 | N-1 400 kV Amideo-Lagadas ck.2 | [MK-GR] 400 kV Bitola-Meliti | XFL_BI11_GMELIT11_1:line | -1432 |  | 1600 | -168 | 89 | []
AL_CO_00001 | N-1 400 kV Elbasan 2-Tirana 2 | [MK-GR] 400 kV Bitola-Meliti | XFL_BI11_GMELIT11_1:line | -1396 |  | 1600 | -204 | 87 | []
BG_GR_CO_00002 | N-1 400kV MARITSA IZTOK-NEA SANTA-CK-1 | [MK-GR] 400 kV Bitola-Meliti | XFL_BI11_GMELIT11_1:line | -1389 |  | 1600 | -211 | 87 | []
BG_CO_00002 | N-1 400kV Sofia Zapad - Chervena Mogila ck. 1 | [MK-GR] 400 kV Bitola-Meliti | XFL_BI11_GMELIT11_1:line | -1384 |  | 1600 | -216 | 87 | []
TR_GR_CO_00001 | N-1 400 kV Babaeski-N Santa | [MK-GR] 400 kV Bitola-Meliti | XFL_BI11_GMELIT11_1:line | -1371 |  | 1600 | -229 | 86 | []
KS_ME_CO_00001 | N-1 400 kV Pec 3-Ribarevina | [MK-GR] 400 kV Bitola-Meliti | XFL_BI11_GMELIT11_1:line | -1359 |  | 1600 | -241 | 85 | []
BG_CO_00009 | N-1 400kV Maritsa Iztok 2Â - Maritsa Iztok 3 | [MK-GR] 400 kV Bitola-Meliti | XFL_BI11_GMELIT11_1:line | -1348 |  | 1600 | -252 | 84 | []
BG_TR_CO_00002 | N-1 400kV Maritsa 3 - Hamitabat 2 | [MK-GR] 400 kV Bitola-Meliti | XFL_BI11_GMELIT11_1:line | -1348 |  | 1600 | -252 | 84 | []
BG_CO_00016 | N-1 400kV Kozloduy - Sofia Zapad ck.2 | [MK-GR] 400 kV Bitola-Meliti | XFL_BI11_GMELIT11_1:line | -1344 |  | 1600 | -256 | 84 | []
TR_CO_00001 | N-1 400 kV Habitabat NGCC -Babaeski | [MK-GR] 400 kV Bitola-Meliti | XFL_BI11_GMELIT11_1:line | -1343 |  | 1600 | -257 | 84 | []
BG_CO_00012 | Â N-1 400kV Varna - Burgas | [MK-GR] 400 kV Bitola-Meliti | XFL_BI11_GMELIT11_1:line | -1341 |  | 1600 | -259 | 84 | []
BC | Base Case | [MK-GR] 400 kV Bitola-Meliti | XFL_BI11_GMELIT11_1:line | -1341 |  | 1600 | -259 | 84 | []
MK_CO_00002 | N-1 400 kV Dubrovo âStip | [MK-GR] 400 kV Bitola-Meliti | XFL_BI11_GMELIT11_1:line | -1341 |  | 1600 | -259 | 84 | []
BG_CO_00010 | N-1 400kV Maritsa Iztok â Maritsa Iztok 3 | [MK-GR] 400 kV Bitola-Meliti | XFL_BI11_GMELIT11_1:line | -1341 |  | 1600 | -259 | 84 | []
RS_CO_00004 | N-1 400 kV Nis 2 âLeskovac 2 | [MK-GR] 400 kV Bitola-Meliti | XFL_BI11_GMELIT11_1:line | -1340 |  | 1600 | -260 | 84 | []
RS_CO_00003 | N-1 400 kV Vranje 4 âLeskovac 2 | [MK-GR] 400 kV Bitola-Meliti | XFL_BI11_GMELIT11_1:line | -1340 |  | 1600 | -260 | 84 | []
RS_MK_00001 | N-1 400 kV Vranje 4 -Stip | [MK-GR] 400 kV Bitola-Meliti | XFL_BI11_GMELIT11_1:line | -1339 |  | 1600 | -261 | 84 | []
BG_CO_00013 | N-1 400kV Burgas â Maritsa Iztok 2 | [MK-GR] 400 kV Bitola-Meliti | XFL_BI11_GMELIT11_1:line | -1338 |  | 1600 | -262 | 84 | []
BG_CO_00011 | N-1 400kV Maritsa Iztok - Plovdiv | [MK-GR] 400 kV Bitola-Meliti | XFL_BI11_GMELIT11_1:line | -1337 |  | 1600 | -263 | 84 | []
BG_CO_00007 | N-1 400kV Maritsa Iztok - Plovdiv ck. 2 | [MK-GR] 400 kV Bitola-Meliti | XFL_BI11_GMELIT11_1:line | -1337 |  | 1600 | -263 | 84 | []
BG_CO_00008 | N-1 400kV Plovdiv - Vetren | [MK-GR] 400 kV Bitola-Meliti | XFL_BI11_GMELIT11_1:line | -1335 |  | 1600 | -265 | 83 | []
MK_KS_CO_00001 | N-1 400 kV Skopje 5 âUrosevac | [MK-GR] 400 kV Bitola-Meliti | XFL_BI11_GMELIT11_1:line | -1312 |  | 1600 | -288 | 82 | []
RS_KS_CO_00002 | N-1 400 kV Kosovo B-Nis 2 | [MK-GR] 400 kV Bitola-Meliti | XFL_BI11_GMELIT11_1:line | -1305 |  | 1600 | -295 | 82 | []
BG_MK_CO_00001 | N-1 400kV Chervena Mogila - Stip | [MK-GR] 400 kV Bitola-Meliti | XFL_BI11_GMELIT11_1:line | -1304 |  | 1600 | -296 | 81 | []
BG_RS_CO_00001 | N-1 400kV Sofia Zapad - Nis Â | [MK-GR] 400 kV Bitola-Meliti | XFL_BI11_GMELIT11_1:line | -1296 |  | 1600 | -304 | 81 | []
GR_CO_00005 | N-1 400 kV Thessaloniki-Lagadas ck.2 | [MK-GR] 400 kV Bitola-Meliti | XFL_BI11_GMELIT11_1:line | -1293 |  | 1600 | -307 | 81 | []
GR_CO_00001 | N-1 400 kV Filippoi-Nea Santa ck.2 | [BG-GR] 400 kV Blagoevgrad - Thessaloniki | XBG_TH11_GTHESS13_1:line | 1284 |  | 1600 | -316 | 80 | []
MK_CO_00001 | N-1 400 kV Bitola-Dubrovo | [MK-GR] 400 kV Bitola-Meliti | XFL_BI11_GMELIT11_1:line | -1283 |  | 1600 | -317 | 80 | []
MK_CO_00003 | N-1 400 kV Skopje 4 âSkopje 5 | [MK-GR] 400 kV Bitola-Meliti | XFL_BI11_GMELIT11_1:line | -1278 |  | 1600 | -322 | 80 | []
KS_CO_00001 | N-1 400 kV Kosovo B-Urosevac | [MK-GR] 400 kV Bitola-Meliti | XFL_BI11_GMELIT11_1:line | -1260 |  | 1600 | -340 | 79 | []
GR_CO_00002 | N-1 400 kV Filippoi-Lagadas ck.2 | [BG-GR] 400 kV Blagoevgrad - Thessaloniki | XBG_TH11_GTHESS13_1:line | 1137 |  | 1600 | -463 | 71 | []
IT_GR_CO_00001 | N-1 400 kV Galatina-Arachthos | [MK-GR] 400 kV Bitola-Meliti | XFL_BI11_GMELIT11_1:line | -1123 |  | 1600 | -477 | 70 | []

## 1430Preventive
Detailed results
Generated at: | 2024-03-11 19:20
Business day: | 12.03.2024
Timestamp: | 14:30
Border & direction: | North-Greece Importing
Horizon: | DA
Remedial actions: | true
Evaluation type: | PREVENTIVE
TTC [MW]: | 3021
Fallback applied | false
Loading threshold | 0.7
Applied RAs
CO ID | RA ID | Name of the RA | Usage | Type | Location | Status
Limiting CNECs
CO ID | Name of the CO | Name of the CNE | CNE UCTE branch | Calculated I (A) | I max (PRE) | I max (CUR) | Margin (A) | Loading (%) | Applicable curative RAs
AL_GR_CO_00001 | N-1 400 kV Zemplak-Kardia | [MK-GR] 400 kV Bitola-Meliti | XFL_BI11_GMELIT11_1:line | -1593 | 1600 | 1600 | -7 | 100 | []
BG_CO_00001 | N-1 400kV Chervena Mogila - Blagoevgrad ck. 1 | [MK-GR] 400 kV Bitola-Meliti | XFL_BI11_GMELIT11_1:line | -1547 | 1600 | 1600 | -53 | 97 | []
MK_GR_CO_00002 | N-1 400 kV Dubrovo-Thessaloniki | [MK-GR] 400 kV Bitola-Meliti | XFL_BI11_GMELIT11_1:line | -1526 | 1600 | 1600 | -74 | 95 | []
BG_GR_CO_00001 | N-1 400 kV Blagoevgrad - Thessaloniki | [MK-GR] 400 kV Bitola-Meliti | XFL_BI11_GMELIT11_1:line | -1521 | 1600 | 1600 | -79 | 95 | []
AL_CO_00002 | N-1 400 kV Elbasan 2-Zemlak | [MK-GR] 400 kV Bitola-Meliti | XFL_BI11_GMELIT11_1:line | -1503 | 1600 | 1600 | -97 | 94 | []
GR_CO_00001 | N-1 400 kV Filippoi-Nea Santa ck.2 | [MK-GR] 400 kV Bitola-Meliti | XFL_BI11_GMELIT11_1:line | -1489 | 1600 | 1600 | -111 | 93 | []
GR_CO_00002 | N-1 400 kV Filippoi-Lagadas ck.2 | [MK-GR] 400 kV Bitola-Meliti | XFL_BI11_GMELIT11_1:line | -1428 | 1600 | 1600 | -172 | 89 | []
GR_CO_00004 | N-1 400 kV Amideo-Lagadas ck.2 | [MK-GR] 400 kV Bitola-Meliti | XFL_BI11_GMELIT11_1:line | -1423 | 1600 | 1600 | -177 | 89 | []
AL_CO_00001 | N-1 400 kV Elbasan 2-Tirana 2 | [MK-GR] 400 kV Bitola-Meliti | XFL_BI11_GMELIT11_1:line | -1387 | 1600 | 1600 | -213 | 87 | []
BG_GR_CO_00002 | N-1 400kV MARITSA IZTOK-NEA SANTA-CK-1 | [MK-GR] 400 kV Bitola-Meliti | XFL_BI11_GMELIT11_1:line | -1376 | 1600 | 1600 | -224 | 86 | []
BG_CO_00002 | N-1 400kV Sofia Zapad - Chervena Mogila ck. 1 | [MK-GR] 400 kV Bitola-Meliti | XFL_BI11_GMELIT11_1:line | -1373 | 1600 | 1600 | -227 | 86 | []
TR_GR_CO_00001 | N-1 400 kV Babaeski-N Santa | [MK-GR] 400 kV Bitola-Meliti | XFL_BI11_GMELIT11_1:line | -1368 | 1600 | 1600 | -232 | 85 | []
KS_ME_CO_00001 | N-1 400 kV Pec 3-Ribarevina | [MK-GR] 400 kV Bitola-Meliti | XFL_BI11_GMELIT11_1:line | -1350 | 1600 | 1600 | -250 | 84 | []
BG_CO_00009 | N-1 400kV Maritsa Iztok 2Â - Maritsa Iztok 3 | [MK-GR] 400 kV Bitola-Meliti | XFL_BI11_GMELIT11_1:line | -1338 | 1600 | 1600 | -262 | 84 | []
BG_CO_00016 | N-1 400kV Kozloduy - Sofia Zapad ck.2 | [MK-GR] 400 kV Bitola-Meliti | XFL_BI11_GMELIT11_1:line | -1335 | 1600 | 1600 | -265 | 83 | []
TR_CO_00001 | N-1 400 kV Habitabat NGCC -Babaeski | [MK-GR] 400 kV Bitola-Meliti | XFL_BI11_GMELIT11_1:line | -1335 | 1600 | 1600 | -265 | 83 | []
MK_CO_00002 | N-1 400 kV Dubrovo âStip | [MK-GR] 400 kV Bitola-Meliti | XFL_BI11_GMELIT11_1:line | -1331 | 1600 | 1600 | -269 | 83 | []
BC | Base Case | [MK-GR] 400 kV Bitola-Meliti | XFL_BI11_GMELIT11_1:line | -1331 | 1600 | 1600 | -269 | 83 | []
BG_CO_00010 | N-1 400kV Maritsa Iztok â Maritsa Iztok 3 | [MK-GR] 400 kV Bitola-Meliti | XFL_BI11_GMELIT11_1:line | -1331 | 1600 | 1600 | -269 | 83 | []
BG_CO_00012 | Â N-1 400kV Varna - Burgas | [MK-GR] 400 kV Bitola-Meliti | XFL_BI11_GMELIT11_1:line | -1331 | 1600 | 1600 | -269 | 83 | []
RS_CO_00004 | N-1 400 kV Nis 2 âLeskovac 2 | [MK-GR] 400 kV Bitola-Meliti | XFL_BI11_GMELIT11_1:line | -1331 | 1600 | 1600 | -269 | 83 | []
BG_TR_CO_00002 | N-1 400kV Maritsa 3 - Hamitabat 2 | [MK-GR] 400 kV Bitola-Meliti | XFL_BI11_GMELIT11_1:line | -1331 | 1600 | 1600 | -269 | 83 | []
RS_CO_00003 | N-1 400 kV Vranje 4 âLeskovac 2 | [MK-GR] 400 kV Bitola-Meliti | XFL_BI11_GMELIT11_1:line | -1331 | 1600 | 1600 | -269 | 83 | []
RS_MK_00001 | N-1 400 kV Vranje 4 -Stip | [MK-GR] 400 kV Bitola-Meliti | XFL_BI11_GMELIT11_1:line | -1330 | 1600 | 1600 | -270 | 83 | []
BG_CO_00011 | N-1 400kV Maritsa Iztok - Plovdiv | [MK-GR] 400 kV Bitola-Meliti | XFL_BI11_GMELIT11_1:line | -1328 | 1600 | 1600 | -272 | 83 | []
BG_CO_00013 | N-1 400kV Burgas â Maritsa Iztok 2 | [MK-GR] 400 kV Bitola-Meliti | XFL_BI11_GMELIT11_1:line | -1328 | 1600 | 1600 | -272 | 83 | []
BG_CO_00007 | N-1 400kV Maritsa Iztok - Plovdiv ck. 2 | [MK-GR] 400 kV Bitola-Meliti | XFL_BI11_GMELIT11_1:line | -1327 | 1600 | 1600 | -273 | 83 | []
BG_CO_00008 | N-1 400kV Plovdiv - Vetren | [MK-GR] 400 kV Bitola-Meliti | XFL_BI11_GMELIT11_1:line | -1326 | 1600 | 1600 | -274 | 83 | []
MK_KS_CO_00001 | N-1 400 kV Skopje 5 âUrosevac | [MK-GR] 400 kV Bitola-Meliti | XFL_BI11_GMELIT11_1:line | -1301 | 1600 | 1600 | -299 | 81 | []
RS_KS_CO_00002 | N-1 400 kV Kosovo B-Nis 2 | [MK-GR] 400 kV Bitola-Meliti | XFL_BI11_GMELIT11_1:line | -1298 | 1600 | 1600 | -302 | 81 | []
BG_MK_CO_00001 | N-1 400kV Chervena Mogila - Stip | [MK-GR] 400 kV Bitola-Meliti | XFL_BI11_GMELIT11_1:line | -1294 | 1600 | 1600 | -306 | 81 | []
GR_CO_00001 | N-1 400 kV Filippoi-Nea Santa ck.2 | [BG-GR] 400 kV Blagoevgrad - Thessaloniki | XBG_TH11_GTHESS13_1:line | 1287 | 1600 | 1600 | -313 | 80 | []
BG_RS_CO_00001 | N-1 400kV Sofia Zapad - Nis Â | [MK-GR] 400 kV Bitola-Meliti | XFL_BI11_GMELIT11_1:line | -1287 | 1600 | 1600 | -313 | 80 | []
MK_CO_00001 | N-1 400 kV Bitola-Dubrovo | [MK-GR] 400 kV Bitola-Meliti | XFL_BI11_GMELIT11_1:line | -1277 | 1600 | 1600 | -323 | 80 | []
GR_CO_00005 | N-1 400 kV Thessaloniki-Lagadas ck.2 | [MK-GR] 400 kV Bitola-Meliti | XFL_BI11_GMELIT11_1:line | -1276 | 1600 | 1600 | -324 | 80 | []
MK_CO_00003 | N-1 400 kV Skopje 4 âSkopje 5 | [MK-GR] 400 kV Bitola-Meliti | XFL_BI11_GMELIT11_1:line | -1268 | 1600 | 1600 | -332 | 79 | []
KS_CO_00001 | N-1 400 kV Kosovo B-Urosevac | [MK-GR] 400 kV Bitola-Meliti | XFL_BI11_GMELIT11_1:line | -1252 | 1600 | 1600 | -348 | 78 | []
GR_CO_00002 | N-1 400 kV Filippoi-Lagadas ck.2 | [BG-GR] 400 kV Blagoevgrad - Thessaloniki | XBG_TH11_GTHESS13_1:line | 1135 | 1600 | 1600 | -465 | 71 | []

## 1430Curative
Detailed results
Generated at: | 2024-03-11 19:20
Business day: | 12.03.2024
Timestamp: | 14:30
Border & direction: | North-Greece Importing
Horizon: | DA
Remedial actions: | true
Evaluation type: | CURATIVE
TTC [MW]: | 3021
Fallback applied | false
Loading threshold | 0.7
Applied RAs
CO ID | RA ID | Name of the RA | Usage | Type | Location | Status
Limiting CNECs
CO ID | Name of the CO | Name of the CNE | CNE UCTE branch | Calculated I (A) | I max (PRE) | I max (CUR) | Margin (A) | Loading (%) | Applicable curative RAs
AL_GR_CO_00001 | N-1 400 kV Zemplak-Kardia | [MK-GR] 400 kV Bitola-Meliti | XFL_BI11_GMELIT11_1:line | -1593 |  | 1600 | -7 | 100 | []
BG_CO_00001 | N-1 400kV Chervena Mogila - Blagoevgrad ck. 1 | [MK-GR] 400 kV Bitola-Meliti | XFL_BI11_GMELIT11_1:line | -1547 |  | 1600 | -53 | 97 | []
MK_GR_CO_00002 | N-1 400 kV Dubrovo-Thessaloniki | [MK-GR] 400 kV Bitola-Meliti | XFL_BI11_GMELIT11_1:line | -1526 |  | 1600 | -74 | 95 | []
BG_GR_CO_00001 | N-1 400 kV Blagoevgrad - Thessaloniki | [MK-GR] 400 kV Bitola-Meliti | XFL_BI11_GMELIT11_1:line | -1521 |  | 1600 | -79 | 95 | []
AL_CO_00002 | N-1 400 kV Elbasan 2-Zemlak | [MK-GR] 400 kV Bitola-Meliti | XFL_BI11_GMELIT11_1:line | -1503 |  | 1600 | -97 | 94 | []
GR_CO_00001 | N-1 400 kV Filippoi-Nea Santa ck.2 | [MK-GR] 400 kV Bitola-Meliti | XFL_BI11_GMELIT11_1:line | -1489 |  | 1600 | -111 | 93 | []
GR_CO_00002 | N-1 400 kV Filippoi-Lagadas ck.2 | [MK-GR] 400 kV Bitola-Meliti | XFL_BI11_GMELIT11_1:line | -1428 |  | 1600 | -172 | 89 | []
GR_CO_00004 | N-1 400 kV Amideo-Lagadas ck.2 | [MK-GR] 400 kV Bitola-Meliti | XFL_BI11_GMELIT11_1:line | -1423 |  | 1600 | -177 | 89 | []
AL_CO_00001 | N-1 400 kV Elbasan 2-Tirana 2 | [MK-GR] 400 kV Bitola-Meliti | XFL_BI11_GMELIT11_1:line | -1387 |  | 1600 | -213 | 87 | []
BG_GR_CO_00002 | N-1 400kV MARITSA IZTOK-NEA SANTA-CK-1 | [MK-GR] 400 kV Bitola-Meliti | XFL_BI11_GMELIT11_1:line | -1376 |  | 1600 | -224 | 86 | []
BG_CO_00002 | N-1 400kV Sofia Zapad - Chervena Mogila ck. 1 | [MK-GR] 400 kV Bitola-Meliti | XFL_BI11_GMELIT11_1:line | -1373 |  | 1600 | -227 | 86 | []
TR_GR_CO_00001 | N-1 400 kV Babaeski-N Santa | [MK-GR] 400 kV Bitola-Meliti | XFL_BI11_GMELIT11_1:line | -1368 |  | 1600 | -232 | 85 | []
KS_ME_CO_00001 | N-1 400 kV Pec 3-Ribarevina | [MK-GR] 400 kV Bitola-Meliti | XFL_BI11_GMELIT11_1:line | -1350 |  | 1600 | -250 | 84 | []
BG_CO_00009 | N-1 400kV Maritsa Iztok 2Â - Maritsa Iztok 3 | [MK-GR] 400 kV Bitola-Meliti | XFL_BI11_GMELIT11_1:line | -1338 |  | 1600 | -262 | 84 | []
BG_CO_00016 | N-1 400kV Kozloduy - Sofia Zapad ck.2 | [MK-GR] 400 kV Bitola-Meliti | XFL_BI11_GMELIT11_1:line | -1335 |  | 1600 | -265 | 83 | []
TR_CO_00001 | N-1 400 kV Habitabat NGCC -Babaeski | [MK-GR] 400 kV Bitola-Meliti | XFL_BI11_GMELIT11_1:line | -1335 |  | 1600 | -265 | 83 | []
MK_CO_00002 | N-1 400 kV Dubrovo âStip | [MK-GR] 400 kV Bitola-Meliti | XFL_BI11_GMELIT11_1:line | -1331 |  | 1600 | -269 | 83 | []
BC | Base Case | [MK-GR] 400 kV Bitola-Meliti | XFL_BI11_GMELIT11_1:line | -1331 |  | 1600 | -269 | 83 | []
BG_CO_00010 | N-1 400kV Maritsa Iztok â Maritsa Iztok 3 | [MK-GR] 400 kV Bitola-Meliti | XFL_BI11_GMELIT11_1:line | -1331 |  | 1600 | -269 | 83 | []
BG_CO_00012 | Â N-1 400kV Varna - Burgas | [MK-GR] 400 kV Bitola-Meliti | XFL_BI11_GMELIT11_1:line | -1331 |  | 1600 | -269 | 83 | []
RS_CO_00004 | N-1 400 kV Nis 2 âLeskovac 2 | [MK-GR] 400 kV Bitola-Meliti | XFL_BI11_GMELIT11_1:line | -1331 |  | 1600 | -269 | 83 | []
BG_TR_CO_00002 | N-1 400kV Maritsa 3 - Hamitabat 2 | [MK-GR] 400 kV Bitola-Meliti | XFL_BI11_GMELIT11_1:line | -1331 |  | 1600 | -269 | 83 | []
RS_CO_00003 | N-1 400 kV Vranje 4 âLeskovac 2 | [MK-GR] 400 kV Bitola-Meliti | XFL_BI11_GMELIT11_1:line | -1331 |  | 1600 | -269 | 83 | []
RS_MK_00001 | N-1 400 kV Vranje 4 -Stip | [MK-GR] 400 kV Bitola-Meliti | XFL_BI11_GMELIT11_1:line | -1330 |  | 1600 | -270 | 83 | []
BG_CO_00011 | N-1 400kV Maritsa Iztok - Plovdiv | [MK-GR] 400 kV Bitola-Meliti | XFL_BI11_GMELIT11_1:line | -1328 |  | 1600 | -272 | 83 | []
BG_CO_00013 | N-1 400kV Burgas â Maritsa Iztok 2 | [MK-GR] 400 kV Bitola-Meliti | XFL_BI11_GMELIT11_1:line | -1328 |  | 1600 | -272 | 83 | []
BG_CO_00007 | N-1 400kV Maritsa Iztok - Plovdiv ck. 2 | [MK-GR] 400 kV Bitola-Meliti | XFL_BI11_GMELIT11_1:line | -1327 |  | 1600 | -273 | 83 | []
BG_CO_00008 | N-1 400kV Plovdiv - Vetren | [MK-GR] 400 kV Bitola-Meliti | XFL_BI11_GMELIT11_1:line | -1326 |  | 1600 | -274 | 83 | []
MK_KS_CO_00001 | N-1 400 kV Skopje 5 âUrosevac | [MK-GR] 400 kV Bitola-Meliti | XFL_BI11_GMELIT11_1:line | -1301 |  | 1600 | -299 | 81 | []
RS_KS_CO_00002 | N-1 400 kV Kosovo B-Nis 2 | [MK-GR] 400 kV Bitola-Meliti | XFL_BI11_GMELIT11_1:line | -1298 |  | 1600 | -302 | 81 | []
BG_MK_CO_00001 | N-1 400kV Chervena Mogila - Stip | [MK-GR] 400 kV Bitola-Meliti | XFL_BI11_GMELIT11_1:line | -1294 |  | 1600 | -306 | 81 | []
GR_CO_00001 | N-1 400 kV Filippoi-Nea Santa ck.2 | [BG-GR] 400 kV Blagoevgrad - Thessaloniki | XBG_TH11_GTHESS13_1:line | 1287 |  | 1600 | -313 | 80 | []
BG_RS_CO_00001 | N-1 400kV Sofia Zapad - Nis Â | [MK-GR] 400 kV Bitola-Meliti | XFL_BI11_GMELIT11_1:line | -1287 |  | 1600 | -313 | 80 | []
MK_CO_00001 | N-1 400 kV Bitola-Dubrovo | [MK-GR] 400 kV Bitola-Meliti | XFL_BI11_GMELIT11_1:line | -1277 |  | 1600 | -323 | 80 | []
GR_CO_00005 | N-1 400 kV Thessaloniki-Lagadas ck.2 | [MK-GR] 400 kV Bitola-Meliti | XFL_BI11_GMELIT11_1:line | -1276 |  | 1600 | -324 | 80 | []
MK_CO_00003 | N-1 400 kV Skopje 4 âSkopje 5 | [MK-GR] 400 kV Bitola-Meliti | XFL_BI11_GMELIT11_1:line | -1268 |  | 1600 | -332 | 79 | []
KS_CO_00001 | N-1 400 kV Kosovo B-Urosevac | [MK-GR] 400 kV Bitola-Meliti | XFL_BI11_GMELIT11_1:line | -1252 |  | 1600 | -348 | 78 | []
GR_CO_00002 | N-1 400 kV Filippoi-Lagadas ck.2 | [BG-GR] 400 kV Blagoevgrad - Thessaloniki | XBG_TH11_GTHESS13_1:line | 1135 |  | 1600 | -465 | 71 | []

## 1530Preventive
Detailed results
Generated at: | 2024-03-11 19:20
Business day: | 12.03.2024
Timestamp: | 15:30
Border & direction: | North-Greece Importing
Horizon: | DA
Remedial actions: | true
Evaluation type: | PREVENTIVE
TTC [MW]: | 2986
Fallback applied | false
Loading threshold | 0.7
Applied RAs
CO ID | RA ID | Name of the RA | Usage | Type | Location | Status
Limiting CNECs
CO ID | Name of the CO | Name of the CNE | CNE UCTE branch | Calculated I (A) | I max (PRE) | I max (CUR) | Margin (A) | Loading (%) | Applicable curative RAs
AL_GR_CO_00001 | N-1 400 kV Zemplak-Kardia | [MK-GR] 400 kV Bitola-Meliti | XFL_BI11_GMELIT11_1:line | -1595 | 1600 | 1600 | -5 | 100 | []
BG_CO_00001 | N-1 400kV Chervena Mogila - Blagoevgrad ck. 1 | [MK-GR] 400 kV Bitola-Meliti | XFL_BI11_GMELIT11_1:line | -1521 | 1600 | 1600 | -79 | 95 | []
MK_GR_CO_00002 | N-1 400 kV Dubrovo-Thessaloniki | [MK-GR] 400 kV Bitola-Meliti | XFL_BI11_GMELIT11_1:line | -1514 | 1600 | 1600 | -86 | 95 | []
BG_GR_CO_00001 | N-1 400 kV Blagoevgrad - Thessaloniki | [MK-GR] 400 kV Bitola-Meliti | XFL_BI11_GMELIT11_1:line | -1508 | 1600 | 1600 | -92 | 94 | []
AL_CO_00002 | N-1 400 kV Elbasan 2-Zemlak | [MK-GR] 400 kV Bitola-Meliti | XFL_BI11_GMELIT11_1:line | -1505 | 1600 | 1600 | -95 | 94 | []
GR_CO_00001 | N-1 400 kV Filippoi-Nea Santa ck.2 | [MK-GR] 400 kV Bitola-Meliti | XFL_BI11_GMELIT11_1:line | -1458 | 1600 | 1600 | -142 | 91 | []
GR_CO_00002 | N-1 400 kV Filippoi-Lagadas ck.2 | [MK-GR] 400 kV Bitola-Meliti | XFL_BI11_GMELIT11_1:line | -1397 | 1600 | 1600 | -203 | 87 | []
GR_CO_00004 | N-1 400 kV Amideo-Lagadas ck.2 | [MK-GR] 400 kV Bitola-Meliti | XFL_BI11_GMELIT11_1:line | -1392 | 1600 | 1600 | -208 | 87 | []
AL_CO_00001 | N-1 400 kV Elbasan 2-Tirana 2 | [MK-GR] 400 kV Bitola-Meliti | XFL_BI11_GMELIT11_1:line | -1373 | 1600 | 1600 | -227 | 86 | []
BG_GR_CO_00002 | N-1 400kV MARITSA IZTOK-NEA SANTA-CK-1 | [MK-GR] 400 kV Bitola-Meliti | XFL_BI11_GMELIT11_1:line | -1353 | 1600 | 1600 | -247 | 85 | []
BG_CO_00002 | N-1 400kV Sofia Zapad - Chervena Mogila ck. 1 | [MK-GR] 400 kV Bitola-Meliti | XFL_BI11_GMELIT11_1:line | -1352 | 1600 | 1600 | -248 | 84 | []
TR_GR_CO_00001 | N-1 400 kV Babaeski-N Santa | [MK-GR] 400 kV Bitola-Meliti | XFL_BI11_GMELIT11_1:line | -1343 | 1600 | 1600 | -257 | 84 | []
BG_CO_00009 | N-1 400kV Maritsa Iztok 2Â - Maritsa Iztok 3 | [MK-GR] 400 kV Bitola-Meliti | XFL_BI11_GMELIT11_1:line | -1317 | 1600 | 1600 | -283 | 82 | []
KS_ME_CO_00001 | N-1 400 kV Pec 3-Ribarevina | [MK-GR] 400 kV Bitola-Meliti | XFL_BI11_GMELIT11_1:line | -1316 | 1600 | 1600 | -284 | 82 | []
TR_CO_00001 | N-1 400 kV Habitabat NGCC -Babaeski | [MK-GR] 400 kV Bitola-Meliti | XFL_BI11_GMELIT11_1:line | -1315 | 1600 | 1600 | -285 | 82 | []
BG_CO_00016 | N-1 400kV Kozloduy - Sofia Zapad ck.2 | [MK-GR] 400 kV Bitola-Meliti | XFL_BI11_GMELIT11_1:line | -1314 | 1600 | 1600 | -286 | 82 | []
RS_CO_00004 | N-1 400 kV Nis 2 âLeskovac 2 | [MK-GR] 400 kV Bitola-Meliti | XFL_BI11_GMELIT11_1:line | -1310 | 1600 | 1600 | -290 | 82 | []
BG_CO_00012 | Â N-1 400kV Varna - Burgas | [MK-GR] 400 kV Bitola-Meliti | XFL_BI11_GMELIT11_1:line | -1310 | 1600 | 1600 | -290 | 82 | []
MK_CO_00002 | N-1 400 kV Dubrovo âStip | [MK-GR] 400 kV Bitola-Meliti | XFL_BI11_GMELIT11_1:line | -1310 | 1600 | 1600 | -290 | 82 | []
BC | Base Case | [MK-GR] 400 kV Bitola-Meliti | XFL_BI11_GMELIT11_1:line | -1310 | 1600 | 1600 | -290 | 82 | []
BG_CO_00010 | N-1 400kV Maritsa Iztok â Maritsa Iztok 3 | [MK-GR] 400 kV Bitola-Meliti | XFL_BI11_GMELIT11_1:line | -1310 | 1600 | 1600 | -290 | 82 | []
RS_CO_00003 | N-1 400 kV Vranje 4 âLeskovac 2 | [MK-GR] 400 kV Bitola-Meliti | XFL_BI11_GMELIT11_1:line | -1310 | 1600 | 1600 | -290 | 82 | []
RS_MK_00001 | N-1 400 kV Vranje 4 -Stip | [MK-GR] 400 kV Bitola-Meliti | XFL_BI11_GMELIT11_1:line | -1309 | 1600 | 1600 | -291 | 82 | []
BG_TR_CO_00002 | N-1 400kV Maritsa 3 - Hamitabat 2 | [MK-GR] 400 kV Bitola-Meliti | XFL_BI11_GMELIT11_1:line | -1309 | 1600 | 1600 | -291 | 82 | []
BG_CO_00011 | N-1 400kV Maritsa Iztok - Plovdiv | [MK-GR] 400 kV Bitola-Meliti | XFL_BI11_GMELIT11_1:line | -1307 | 1600 | 1600 | -293 | 82 | []
BG_CO_00013 | N-1 400kV Burgas â Maritsa Iztok 2 | [MK-GR] 400 kV Bitola-Meliti | XFL_BI11_GMELIT11_1:line | -1307 | 1600 | 1600 | -293 | 82 | []
BG_CO_00007 | N-1 400kV Maritsa Iztok - Plovdiv ck. 2 | [MK-GR] 400 kV Bitola-Meliti | XFL_BI11_GMELIT11_1:line | -1306 | 1600 | 1600 | -294 | 82 | []
BG_CO_00008 | N-1 400kV Plovdiv - Vetren | [MK-GR] 400 kV Bitola-Meliti | XFL_BI11_GMELIT11_1:line | -1306 | 1600 | 1600 | -294 | 82 | []
BG_MK_CO_00001 | N-1 400kV Chervena Mogila - Stip | [MK-GR] 400 kV Bitola-Meliti | XFL_BI11_GMELIT11_1:line | -1279 | 1600 | 1600 | -321 | 80 | []
RS_KS_CO_00002 | N-1 400 kV Kosovo B-Nis 2 | [MK-GR] 400 kV Bitola-Meliti | XFL_BI11_GMELIT11_1:line | -1278 | 1600 | 1600 | -322 | 80 | []
BG_RS_CO_00001 | N-1 400kV Sofia Zapad - Nis Â | [MK-GR] 400 kV Bitola-Meliti | XFL_BI11_GMELIT11_1:line | -1277 | 1600 | 1600 | -323 | 80 | []
GR_CO_00005 | N-1 400 kV Thessaloniki-Lagadas ck.2 | [MK-GR] 400 kV Bitola-Meliti | XFL_BI11_GMELIT11_1:line | -1266 | 1600 | 1600 | -334 | 79 | []
MK_CO_00001 | N-1 400 kV Bitola-Dubrovo | [MK-GR] 400 kV Bitola-Meliti | XFL_BI11_GMELIT11_1:line | -1260 | 1600 | 1600 | -340 | 79 | []
GR_CO_00001 | N-1 400 kV Filippoi-Nea Santa ck.2 | [BG-GR] 400 kV Blagoevgrad - Thessaloniki | XBG_TH11_GTHESS13_1:line | 1242 | 1600 | 1600 | -358 | 78 | []
MK_CO_00003 | N-1 400 kV Skopje 4 âSkopje 5 | [MK-GR] 400 kV Bitola-Meliti | XFL_BI11_GMELIT11_1:line | -1228 | 1600 | 1600 | -372 | 77 | []
MK_KS_CO_00001 | N-1 400 kV Skopje 5 âUrosevac | [MK-GR] 400 kV Bitola-Meliti | XFL_BI11_GMELIT11_1:line | -1220 | 1600 | 1600 | -380 | 76 | []
KS_CO_00001 | N-1 400 kV Kosovo B-Urosevac | [MK-GR] 400 kV Bitola-Meliti | XFL_BI11_GMELIT11_1:line | -1198 | 1600 | 1600 | -402 | 75 | []

## 1530Curative
Detailed results
Generated at: | 2024-03-11 19:20
Business day: | 12.03.2024
Timestamp: | 15:30
Border & direction: | North-Greece Importing
Horizon: | DA
Remedial actions: | true
Evaluation type: | CURATIVE
TTC [MW]: | 2986
Fallback applied | false
Loading threshold | 0.7
Applied RAs
CO ID | RA ID | Name of the RA | Usage | Type | Location | Status
Limiting CNECs
CO ID | Name of the CO | Name of the CNE | CNE UCTE branch | Calculated I (A) | I max (PRE) | I max (CUR) | Margin (A) | Loading (%) | Applicable curative RAs
AL_GR_CO_00001 | N-1 400 kV Zemplak-Kardia | [MK-GR] 400 kV Bitola-Meliti | XFL_BI11_GMELIT11_1:line | -1595 |  | 1600 | -5 | 100 | []
BG_CO_00001 | N-1 400kV Chervena Mogila - Blagoevgrad ck. 1 | [MK-GR] 400 kV Bitola-Meliti | XFL_BI11_GMELIT11_1:line | -1521 |  | 1600 | -79 | 95 | []
MK_GR_CO_00002 | N-1 400 kV Dubrovo-Thessaloniki | [MK-GR] 400 kV Bitola-Meliti | XFL_BI11_GMELIT11_1:line | -1514 |  | 1600 | -86 | 95 | []
BG_GR_CO_00001 | N-1 400 kV Blagoevgrad - Thessaloniki | [MK-GR] 400 kV Bitola-Meliti | XFL_BI11_GMELIT11_1:line | -1508 |  | 1600 | -92 | 94 | []
AL_CO_00002 | N-1 400 kV Elbasan 2-Zemlak | [MK-GR] 400 kV Bitola-Meliti | XFL_BI11_GMELIT11_1:line | -1505 |  | 1600 | -95 | 94 | []
GR_CO_00001 | N-1 400 kV Filippoi-Nea Santa ck.2 | [MK-GR] 400 kV Bitola-Meliti | XFL_BI11_GMELIT11_1:line | -1458 |  | 1600 | -142 | 91 | []
GR_CO_00002 | N-1 400 kV Filippoi-Lagadas ck.2 | [MK-GR] 400 kV Bitola-Meliti | XFL_BI11_GMELIT11_1:line | -1397 |  | 1600 | -203 | 87 | []
GR_CO_00004 | N-1 400 kV Amideo-Lagadas ck.2 | [MK-GR] 400 kV Bitola-Meliti | XFL_BI11_GMELIT11_1:line | -1392 |  | 1600 | -208 | 87 | []
AL_CO_00001 | N-1 400 kV Elbasan 2-Tirana 2 | [MK-GR] 400 kV Bitola-Meliti | XFL_BI11_GMELIT11_1:line | -1373 |  | 1600 | -227 | 86 | []
BG_GR_CO_00002 | N-1 400kV MARITSA IZTOK-NEA SANTA-CK-1 | [MK-GR] 400 kV Bitola-Meliti | XFL_BI11_GMELIT11_1:line | -1353 |  | 1600 | -247 | 85 | []
BG_CO_00002 | N-1 400kV Sofia Zapad - Chervena Mogila ck. 1 | [MK-GR] 400 kV Bitola-Meliti | XFL_BI11_GMELIT11_1:line | -1352 |  | 1600 | -248 | 84 | []
TR_GR_CO_00001 | N-1 400 kV Babaeski-N Santa | [MK-GR] 400 kV Bitola-Meliti | XFL_BI11_GMELIT11_1:line | -1343 |  | 1600 | -257 | 84 | []
BG_CO_00009 | N-1 400kV Maritsa Iztok 2Â - Maritsa Iztok 3 | [MK-GR] 400 kV Bitola-Meliti | XFL_BI11_GMELIT11_1:line | -1317 |  | 1600 | -283 | 82 | []
KS_ME_CO_00001 | N-1 400 kV Pec 3-Ribarevina | [MK-GR] 400 kV Bitola-Meliti | XFL_BI11_GMELIT11_1:line | -1316 |  | 1600 | -284 | 82 | []
TR_CO_00001 | N-1 400 kV Habitabat NGCC -Babaeski | [MK-GR] 400 kV Bitola-Meliti | XFL_BI11_GMELIT11_1:line | -1315 |  | 1600 | -285 | 82 | []
BG_CO_00016 | N-1 400kV Kozloduy - Sofia Zapad ck.2 | [MK-GR] 400 kV Bitola-Meliti | XFL_BI11_GMELIT11_1:line | -1314 |  | 1600 | -286 | 82 | []
RS_CO_00004 | N-1 400 kV Nis 2 âLeskovac 2 | [MK-GR] 400 kV Bitola-Meliti | XFL_BI11_GMELIT11_1:line | -1310 |  | 1600 | -290 | 82 | []
BG_CO_00012 | Â N-1 400kV Varna - Burgas | [MK-GR] 400 kV Bitola-Meliti | XFL_BI11_GMELIT11_1:line | -1310 |  | 1600 | -290 | 82 | []
MK_CO_00002 | N-1 400 kV Dubrovo âStip | [MK-GR] 400 kV Bitola-Meliti | XFL_BI11_GMELIT11_1:line | -1310 |  | 1600 | -290 | 82 | []
BC | Base Case | [MK-GR] 400 kV Bitola-Meliti | XFL_BI11_GMELIT11_1:line | -1310 |  | 1600 | -290 | 82 | []
BG_CO_00010 | N-1 400kV Maritsa Iztok â Maritsa Iztok 3 | [MK-GR] 400 kV Bitola-Meliti | XFL_BI11_GMELIT11_1:line | -1310 |  | 1600 | -290 | 82 | []
RS_CO_00003 | N-1 400 kV Vranje 4 âLeskovac 2 | [MK-GR] 400 kV Bitola-Meliti | XFL_BI11_GMELIT11_1:line | -1310 |  | 1600 | -290 | 82 | []
RS_MK_00001 | N-1 400 kV Vranje 4 -Stip | [MK-GR] 400 kV Bitola-Meliti | XFL_BI11_GMELIT11_1:line | -1309 |  | 1600 | -291 | 82 | []
BG_TR_CO_00002 | N-1 400kV Maritsa 3 - Hamitabat 2 | [MK-GR] 400 kV Bitola-Meliti | XFL_BI11_GMELIT11_1:line | -1309 |  | 1600 | -291 | 82 | []
BG_CO_00011 | N-1 400kV Maritsa Iztok - Plovdiv | [MK-GR] 400 kV Bitola-Meliti | XFL_BI11_GMELIT11_1:line | -1307 |  | 1600 | -293 | 82 | []
BG_CO_00013 | N-1 400kV Burgas â Maritsa Iztok 2 | [MK-GR] 400 kV Bitola-Meliti | XFL_BI11_GMELIT11_1:line | -1307 |  | 1600 | -293 | 82 | []
BG_CO_00007 | N-1 400kV Maritsa Iztok - Plovdiv ck. 2 | [MK-GR] 400 kV Bitola-Meliti | XFL_BI11_GMELIT11_1:line | -1306 |  | 1600 | -294 | 82 | []
BG_CO_00008 | N-1 400kV Plovdiv - Vetren | [MK-GR] 400 kV Bitola-Meliti | XFL_BI11_GMELIT11_1:line | -1306 |  | 1600 | -294 | 82 | []
BG_MK_CO_00001 | N-1 400kV Chervena Mogila - Stip | [MK-GR] 400 kV Bitola-Meliti | XFL_BI11_GMELIT11_1:line | -1279 |  | 1600 | -321 | 80 | []
RS_KS_CO_00002 | N-1 400 kV Kosovo B-Nis 2 | [MK-GR] 400 kV Bitola-Meliti | XFL_BI11_GMELIT11_1:line | -1278 |  | 1600 | -322 | 80 | []
BG_RS_CO_00001 | N-1 400kV Sofia Zapad - Nis Â | [MK-GR] 400 kV Bitola-Meliti | XFL_BI11_GMELIT11_1:line | -1277 |  | 1600 | -323 | 80 | []
GR_CO_00005 | N-1 400 kV Thessaloniki-Lagadas ck.2 | [MK-GR] 400 kV Bitola-Meliti | XFL_BI11_GMELIT11_1:line | -1266 |  | 1600 | -334 | 79 | []
MK_CO_00001 | N-1 400 kV Bitola-Dubrovo | [MK-GR] 400 kV Bitola-Meliti | XFL_BI11_GMELIT11_1:line | -1260 |  | 1600 | -340 | 79 | []
GR_CO_00001 | N-1 400 kV Filippoi-Nea Santa ck.2 | [BG-GR] 400 kV Blagoevgrad - Thessaloniki | XBG_TH11_GTHESS13_1:line | 1242 |  | 1600 | -358 | 78 | []
MK_CO_00003 | N-1 400 kV Skopje 4 âSkopje 5 | [MK-GR] 400 kV Bitola-Meliti | XFL_BI11_GMELIT11_1:line | -1228 |  | 1600 | -372 | 77 | []
MK_KS_CO_00001 | N-1 400 kV Skopje 5 âUrosevac | [MK-GR] 400 kV Bitola-Meliti | XFL_BI11_GMELIT11_1:line | -1220 |  | 1600 | -380 | 76 | []
KS_CO_00001 | N-1 400 kV Kosovo B-Urosevac | [MK-GR] 400 kV Bitola-Meliti | XFL_BI11_GMELIT11_1:line | -1198 |  | 1600 | -402 | 75 | []

## 1630Preventive
Detailed results
Generated at: | 2024-03-11 19:20
Business day: | 12.03.2024
Timestamp: | 16:30
Border & direction: | North-Greece Importing
Horizon: | DA
Remedial actions: | true
Evaluation type: | PREVENTIVE
TTC [MW]: | 2970
Fallback applied | false
Loading threshold | 0.7
Applied RAs
CO ID | RA ID | Name of the RA | Usage | Type | Location | Status
Limiting CNECs
CO ID | Name of the CO | Name of the CNE | CNE UCTE branch | Calculated I (A) | I max (PRE) | I max (CUR) | Margin (A) | Loading (%) | Applicable curative RAs
AL_GR_CO_00001 | N-1 400 kV Zemplak-Kardia | [MK-GR] 400 kV Bitola-Meliti | XFL_BI11_GMELIT11_1:line | -1597 | 1600 | 1600 | -3 | 100 | []
AL_CO_00002 | N-1 400 kV Elbasan 2-Zemlak | [MK-GR] 400 kV Bitola-Meliti | XFL_BI11_GMELIT11_1:line | -1506 | 1600 | 1600 | -94 | 94 | []
BG_CO_00001 | N-1 400kV Chervena Mogila - Blagoevgrad ck. 1 | [MK-GR] 400 kV Bitola-Meliti | XFL_BI11_GMELIT11_1:line | -1454 | 1600 | 1600 | -146 | 91 | []
MK_GR_CO_00002 | N-1 400 kV Dubrovo-Thessaloniki | [MK-GR] 400 kV Bitola-Meliti | XFL_BI11_GMELIT11_1:line | -1450 | 1600 | 1600 | -150 | 91 | []
BG_GR_CO_00001 | N-1 400 kV Blagoevgrad - Thessaloniki | [MK-GR] 400 kV Bitola-Meliti | XFL_BI11_GMELIT11_1:line | -1442 | 1600 | 1600 | -158 | 90 | []
GR_CO_00001 | N-1 400 kV Filippoi-Nea Santa ck.2 | [MK-GR] 400 kV Bitola-Meliti | XFL_BI11_GMELIT11_1:line | -1393 | 1600 | 1600 | -207 | 87 | []
GR_CO_00002 | N-1 400 kV Filippoi-Lagadas ck.2 | [MK-GR] 400 kV Bitola-Meliti | XFL_BI11_GMELIT11_1:line | -1329 | 1600 | 1600 | -271 | 83 | []
GR_CO_00004 | N-1 400 kV Amideo-Lagadas ck.2 | [MK-GR] 400 kV Bitola-Meliti | XFL_BI11_GMELIT11_1:line | -1327 | 1600 | 1600 | -273 | 83 | []
AL_CO_00001 | N-1 400 kV Elbasan 2-Tirana 2 | [MK-GR] 400 kV Bitola-Meliti | XFL_BI11_GMELIT11_1:line | -1323 | 1600 | 1600 | -277 | 83 | []
BG_CO_00002 | N-1 400kV Sofia Zapad - Chervena Mogila ck. 1 | [MK-GR] 400 kV Bitola-Meliti | XFL_BI11_GMELIT11_1:line | -1296 | 1600 | 1600 | -304 | 81 | []
BG_GR_CO_00002 | N-1 400kV MARITSA IZTOK-NEA SANTA-CK-1 | [MK-GR] 400 kV Bitola-Meliti | XFL_BI11_GMELIT11_1:line | -1287 | 1600 | 1600 | -313 | 80 | []
TR_GR_CO_00001 | N-1 400 kV Babaeski-N Santa | [MK-GR] 400 kV Bitola-Meliti | XFL_BI11_GMELIT11_1:line | -1286 | 1600 | 1600 | -314 | 80 | []
BG_CO_00009 | N-1 400kV Maritsa Iztok 2Â - Maritsa Iztok 3 | [MK-GR] 400 kV Bitola-Meliti | XFL_BI11_GMELIT11_1:line | -1261 | 1600 | 1600 | -339 | 79 | []
TR_CO_00001 | N-1 400 kV Habitabat NGCC -Babaeski | [MK-GR] 400 kV Bitola-Meliti | XFL_BI11_GMELIT11_1:line | -1259 | 1600 | 1600 | -341 | 79 | []
BG_CO_00016 | N-1 400kV Kozloduy - Sofia Zapad ck.2 | [MK-GR] 400 kV Bitola-Meliti | XFL_BI11_GMELIT11_1:line | -1257 | 1600 | 1600 | -343 | 79 | []
RS_CO_00004 | N-1 400 kV Nis 2 âLeskovac 2 | [MK-GR] 400 kV Bitola-Meliti | XFL_BI11_GMELIT11_1:line | -1255 | 1600 | 1600 | -345 | 78 | []
RS_CO_00003 | N-1 400 kV Vranje 4 âLeskovac 2 | [MK-GR] 400 kV Bitola-Meliti | XFL_BI11_GMELIT11_1:line | -1254 | 1600 | 1600 | -346 | 78 | []
BC | Base Case | [MK-GR] 400 kV Bitola-Meliti | XFL_BI11_GMELIT11_1:line | -1254 | 1600 | 1600 | -346 | 78 | []
MK_CO_00002 | N-1 400 kV Dubrovo âStip | [MK-GR] 400 kV Bitola-Meliti | XFL_BI11_GMELIT11_1:line | -1254 | 1600 | 1600 | -346 | 78 | []
BG_CO_00010 | N-1 400kV Maritsa Iztok â Maritsa Iztok 3 | [MK-GR] 400 kV Bitola-Meliti | XFL_BI11_GMELIT11_1:line | -1254 | 1600 | 1600 | -346 | 78 | []
BG_CO_00012 | Â N-1 400kV Varna - Burgas | [MK-GR] 400 kV Bitola-Meliti | XFL_BI11_GMELIT11_1:line | -1254 | 1600 | 1600 | -346 | 78 | []
RS_MK_00001 | N-1 400 kV Vranje 4 -Stip | [MK-GR] 400 kV Bitola-Meliti | XFL_BI11_GMELIT11_1:line | -1254 | 1600 | 1600 | -346 | 78 | []
BG_TR_CO_00001 | N-1 400kV Maritsa 3 - Hamitabat 1 | [MK-GR] 400 kV Bitola-Meliti | XFL_BI11_GMELIT11_1:line | -1254 | 1600 | 1600 | -346 | 78 | []
BG_TR_CO_00002 | N-1 400kV Maritsa 3 - Hamitabat 2 | [MK-GR] 400 kV Bitola-Meliti | XFL_BI11_GMELIT11_1:line | -1254 | 1600 | 1600 | -346 | 78 | []
BG_CO_00011 | N-1 400kV Maritsa Iztok - Plovdiv | [MK-GR] 400 kV Bitola-Meliti | XFL_BI11_GMELIT11_1:line | -1252 | 1600 | 1600 | -348 | 78 | []
BG_CO_00008 | N-1 400kV Plovdiv - Vetren | [MK-GR] 400 kV Bitola-Meliti | XFL_BI11_GMELIT11_1:line | -1251 | 1600 | 1600 | -349 | 78 | []
BG_CO_00013 | N-1 400kV Burgas â Maritsa Iztok 2 | [MK-GR] 400 kV Bitola-Meliti | XFL_BI11_GMELIT11_1:line | -1251 | 1600 | 1600 | -349 | 78 | []
BG_CO_00007 | N-1 400kV Maritsa Iztok - Plovdiv ck. 2 | [MK-GR] 400 kV Bitola-Meliti | XFL_BI11_GMELIT11_1:line | -1250 | 1600 | 1600 | -350 | 78 | []
KS_ME_CO_00001 | N-1 400 kV Pec 3-Ribarevina | [MK-GR] 400 kV Bitola-Meliti | XFL_BI11_GMELIT11_1:line | -1248 | 1600 | 1600 | -352 | 78 | []
BG_RS_CO_00001 | N-1 400kV Sofia Zapad - Nis Â | [MK-GR] 400 kV Bitola-Meliti | XFL_BI11_GMELIT11_1:line | -1231 | 1600 | 1600 | -369 | 77 | []
GR_CO_00005 | N-1 400 kV Thessaloniki-Lagadas ck.2 | [MK-GR] 400 kV Bitola-Meliti | XFL_BI11_GMELIT11_1:line | -1231 | 1600 | 1600 | -369 | 77 | []
BG_MK_CO_00001 | N-1 400kV Chervena Mogila - Stip | [MK-GR] 400 kV Bitola-Meliti | XFL_BI11_GMELIT11_1:line | -1231 | 1600 | 1600 | -369 | 77 | []
RS_KS_CO_00002 | N-1 400 kV Kosovo B-Nis 2 | [MK-GR] 400 kV Bitola-Meliti | XFL_BI11_GMELIT11_1:line | -1223 | 1600 | 1600 | -377 | 76 | []
MK_CO_00001 | N-1 400 kV Bitola-Dubrovo | [MK-GR] 400 kV Bitola-Meliti | XFL_BI11_GMELIT11_1:line | -1210 | 1600 | 1600 | -390 | 76 | []
GR_CO_00001 | N-1 400 kV Filippoi-Nea Santa ck.2 | [BG-GR] 400 kV Blagoevgrad - Thessaloniki | XBG_TH11_GTHESS13_1:line | 1189 | 1600 | 1600 | -411 | 74 | []
MK_CO_00003 | N-1 400 kV Skopje 4 âSkopje 5 | [MK-GR] 400 kV Bitola-Meliti | XFL_BI11_GMELIT11_1:line | -1158 | 1600 | 1600 | -442 | 72 | []

## 1630Curative
Detailed results
Generated at: | 2024-03-11 19:20
Business day: | 12.03.2024
Timestamp: | 16:30
Border & direction: | North-Greece Importing
Horizon: | DA
Remedial actions: | true
Evaluation type: | CURATIVE
TTC [MW]: | 2970
Fallback applied | false
Loading threshold | 0.7
Applied RAs
CO ID | RA ID | Name of the RA | Usage | Type | Location | Status
Limiting CNECs
CO ID | Name of the CO | Name of the CNE | CNE UCTE branch | Calculated I (A) | I max (PRE) | I max (CUR) | Margin (A) | Loading (%) | Applicable curative RAs
AL_GR_CO_00001 | N-1 400 kV Zemplak-Kardia | [MK-GR] 400 kV Bitola-Meliti | XFL_BI11_GMELIT11_1:line | -1597 |  | 1600 | -3 | 100 | []
AL_CO_00002 | N-1 400 kV Elbasan 2-Zemlak | [MK-GR] 400 kV Bitola-Meliti | XFL_BI11_GMELIT11_1:line | -1506 |  | 1600 | -94 | 94 | []
BG_CO_00001 | N-1 400kV Chervena Mogila - Blagoevgrad ck. 1 | [MK-GR] 400 kV Bitola-Meliti | XFL_BI11_GMELIT11_1:line | -1454 |  | 1600 | -146 | 91 | []
MK_GR_CO_00002 | N-1 400 kV Dubrovo-Thessaloniki | [MK-GR] 400 kV Bitola-Meliti | XFL_BI11_GMELIT11_1:line | -1450 |  | 1600 | -150 | 91 | []
BG_GR_CO_00001 | N-1 400 kV Blagoevgrad - Thessaloniki | [MK-GR] 400 kV Bitola-Meliti | XFL_BI11_GMELIT11_1:line | -1442 |  | 1600 | -158 | 90 | []
GR_CO_00001 | N-1 400 kV Filippoi-Nea Santa ck.2 | [MK-GR] 400 kV Bitola-Meliti | XFL_BI11_GMELIT11_1:line | -1393 |  | 1600 | -207 | 87 | []
GR_CO_00002 | N-1 400 kV Filippoi-Lagadas ck.2 | [MK-GR] 400 kV Bitola-Meliti | XFL_BI11_GMELIT11_1:line | -1329 |  | 1600 | -271 | 83 | []
GR_CO_00004 | N-1 400 kV Amideo-Lagadas ck.2 | [MK-GR] 400 kV Bitola-Meliti | XFL_BI11_GMELIT11_1:line | -1327 |  | 1600 | -273 | 83 | []
AL_CO_00001 | N-1 400 kV Elbasan 2-Tirana 2 | [MK-GR] 400 kV Bitola-Meliti | XFL_BI11_GMELIT11_1:line | -1323 |  | 1600 | -277 | 83 | []
BG_CO_00002 | N-1 400kV Sofia Zapad - Chervena Mogila ck. 1 | [MK-GR] 400 kV Bitola-Meliti | XFL_BI11_GMELIT11_1:line | -1296 |  | 1600 | -304 | 81 | []
BG_GR_CO_00002 | N-1 400kV MARITSA IZTOK-NEA SANTA-CK-1 | [MK-GR] 400 kV Bitola-Meliti | XFL_BI11_GMELIT11_1:line | -1287 |  | 1600 | -313 | 80 | []
TR_GR_CO_00001 | N-1 400 kV Babaeski-N Santa | [MK-GR] 400 kV Bitola-Meliti | XFL_BI11_GMELIT11_1:line | -1286 |  | 1600 | -314 | 80 | []
BG_CO_00009 | N-1 400kV Maritsa Iztok 2Â - Maritsa Iztok 3 | [MK-GR] 400 kV Bitola-Meliti | XFL_BI11_GMELIT11_1:line | -1261 |  | 1600 | -339 | 79 | []
TR_CO_00001 | N-1 400 kV Habitabat NGCC -Babaeski | [MK-GR] 400 kV Bitola-Meliti | XFL_BI11_GMELIT11_1:line | -1259 |  | 1600 | -341 | 79 | []
BG_CO_00016 | N-1 400kV Kozloduy - Sofia Zapad ck.2 | [MK-GR] 400 kV Bitola-Meliti | XFL_BI11_GMELIT11_1:line | -1257 |  | 1600 | -343 | 79 | []
RS_CO_00004 | N-1 400 kV Nis 2 âLeskovac 2 | [MK-GR] 400 kV Bitola-Meliti | XFL_BI11_GMELIT11_1:line | -1255 |  | 1600 | -345 | 78 | []
RS_CO_00003 | N-1 400 kV Vranje 4 âLeskovac 2 | [MK-GR] 400 kV Bitola-Meliti | XFL_BI11_GMELIT11_1:line | -1254 |  | 1600 | -346 | 78 | []
BC | Base Case | [MK-GR] 400 kV Bitola-Meliti | XFL_BI11_GMELIT11_1:line | -1254 |  | 1600 | -346 | 78 | []
MK_CO_00002 | N-1 400 kV Dubrovo âStip | [MK-GR] 400 kV Bitola-Meliti | XFL_BI11_GMELIT11_1:line | -1254 |  | 1600 | -346 | 78 | []
BG_CO_00010 | N-1 400kV Maritsa Iztok â Maritsa Iztok 3 | [MK-GR] 400 kV Bitola-Meliti | XFL_BI11_GMELIT11_1:line | -1254 |  | 1600 | -346 | 78 | []
BG_CO_00012 | Â N-1 400kV Varna - Burgas | [MK-GR] 400 kV Bitola-Meliti | XFL_BI11_GMELIT11_1:line | -1254 |  | 1600 | -346 | 78 | []
RS_MK_00001 | N-1 400 kV Vranje 4 -Stip | [MK-GR] 400 kV Bitola-Meliti | XFL_BI11_GMELIT11_1:line | -1254 |  | 1600 | -346 | 78 | []
BG_TR_CO_00001 | N-1 400kV Maritsa 3 - Hamitabat 1 | [MK-GR] 400 kV Bitola-Meliti | XFL_BI11_GMELIT11_1:line | -1254 |  | 1600 | -346 | 78 | []
BG_TR_CO_00002 | N-1 400kV Maritsa 3 - Hamitabat 2 | [MK-GR] 400 kV Bitola-Meliti | XFL_BI11_GMELIT11_1:line | -1254 |  | 1600 | -346 | 78 | []
BG_CO_00011 | N-1 400kV Maritsa Iztok - Plovdiv | [MK-GR] 400 kV Bitola-Meliti | XFL_BI11_GMELIT11_1:line | -1252 |  | 1600 | -348 | 78 | []
BG_CO_00008 | N-1 400kV Plovdiv - Vetren | [MK-GR] 400 kV Bitola-Meliti | XFL_BI11_GMELIT11_1:line | -1251 |  | 1600 | -349 | 78 | []
BG_CO_00013 | N-1 400kV Burgas â Maritsa Iztok 2 | [MK-GR] 400 kV Bitola-Meliti | XFL_BI11_GMELIT11_1:line | -1251 |  | 1600 | -349 | 78 | []
BG_CO_00007 | N-1 400kV Maritsa Iztok - Plovdiv ck. 2 | [MK-GR] 400 kV Bitola-Meliti | XFL_BI11_GMELIT11_1:line | -1250 |  | 1600 | -350 | 78 | []
KS_ME_CO_00001 | N-1 400 kV Pec 3-Ribarevina | [MK-GR] 400 kV Bitola-Meliti | XFL_BI11_GMELIT11_1:line | -1248 |  | 1600 | -352 | 78 | []
BG_RS_CO_00001 | N-1 400kV Sofia Zapad - Nis Â | [MK-GR] 400 kV Bitola-Meliti | XFL_BI11_GMELIT11_1:line | -1231 |  | 1600 | -369 | 77 | []
GR_CO_00005 | N-1 400 kV Thessaloniki-Lagadas ck.2 | [MK-GR] 400 kV Bitola-Meliti | XFL_BI11_GMELIT11_1:line | -1231 |  | 1600 | -369 | 77 | []
BG_MK_CO_00001 | N-1 400kV Chervena Mogila - Stip | [MK-GR] 400 kV Bitola-Meliti | XFL_BI11_GMELIT11_1:line | -1231 |  | 1600 | -369 | 77 | []
RS_KS_CO_00002 | N-1 400 kV Kosovo B-Nis 2 | [MK-GR] 400 kV Bitola-Meliti | XFL_BI11_GMELIT11_1:line | -1223 |  | 1600 | -377 | 76 | []
MK_CO_00001 | N-1 400 kV Bitola-Dubrovo | [MK-GR] 400 kV Bitola-Meliti | XFL_BI11_GMELIT11_1:line | -1210 |  | 1600 | -390 | 76 | []
GR_CO_00001 | N-1 400 kV Filippoi-Nea Santa ck.2 | [BG-GR] 400 kV Blagoevgrad - Thessaloniki | XBG_TH11_GTHESS13_1:line | 1189 |  | 1600 | -411 | 74 | []
MK_CO_00003 | N-1 400 kV Skopje 4 âSkopje 5 | [MK-GR] 400 kV Bitola-Meliti | XFL_BI11_GMELIT11_1:line | -1158 |  | 1600 | -442 | 72 | []

## 1730Preventive
Detailed results
Generated at: | 2024-03-11 19:20
Business day: | 12.03.2024
Timestamp: | 17:30
Border & direction: | North-Greece Importing
Horizon: | DA
Remedial actions: | true
Evaluation type: | PREVENTIVE
TTC [MW]: | 2916
Fallback applied | false
Loading threshold | 0.7
Applied RAs
CO ID | RA ID | Name of the RA | Usage | Type | Location | Status
Limiting CNECs
CO ID | Name of the CO | Name of the CNE | CNE UCTE branch | Calculated I (A) | I max (PRE) | I max (CUR) | Margin (A) | Loading (%) | Applicable curative RAs
AL_GR_CO_00001 | N-1 400 kV Zemplak-Kardia | [MK-GR] 400 kV Bitola-Meliti | XFL_BI11_GMELIT11_1:line | -1594 | 1600 | 1600 | -6 | 100 | []
AL_CO_00002 | N-1 400 kV Elbasan 2-Zemlak | [MK-GR] 400 kV Bitola-Meliti | XFL_BI11_GMELIT11_1:line | -1517 | 1600 | 1600 | -83 | 95 | []
MK_GR_CO_00002 | N-1 400 kV Dubrovo-Thessaloniki | [MK-GR] 400 kV Bitola-Meliti | XFL_BI11_GMELIT11_1:line | -1474 | 1600 | 1600 | -126 | 92 | []
BG_CO_00001 | N-1 400kV Chervena Mogila - Blagoevgrad ck. 1 | [MK-GR] 400 kV Bitola-Meliti | XFL_BI11_GMELIT11_1:line | -1466 | 1600 | 1600 | -134 | 92 | []
BG_GR_CO_00001 | N-1 400 kV Blagoevgrad - Thessaloniki | [MK-GR] 400 kV Bitola-Meliti | XFL_BI11_GMELIT11_1:line | -1454 | 1600 | 1600 | -146 | 91 | []
GR_CO_00001 | N-1 400 kV Filippoi-Nea Santa ck.2 | [MK-GR] 400 kV Bitola-Meliti | XFL_BI11_GMELIT11_1:line | -1408 | 1600 | 1600 | -192 | 88 | []
GR_CO_00002 | N-1 400 kV Filippoi-Lagadas ck.2 | [MK-GR] 400 kV Bitola-Meliti | XFL_BI11_GMELIT11_1:line | -1347 | 1600 | 1600 | -253 | 84 | []
GR_CO_00004 | N-1 400 kV Amideo-Lagadas ck.2 | [MK-GR] 400 kV Bitola-Meliti | XFL_BI11_GMELIT11_1:line | -1340 | 1600 | 1600 | -260 | 84 | []
AL_CO_00001 | N-1 400 kV Elbasan 2-Tirana 2 | [MK-GR] 400 kV Bitola-Meliti | XFL_BI11_GMELIT11_1:line | -1338 | 1600 | 1600 | -262 | 84 | []
BG_CO_00002 | N-1 400kV Sofia Zapad - Chervena Mogila ck. 1 | [MK-GR] 400 kV Bitola-Meliti | XFL_BI11_GMELIT11_1:line | -1313 | 1600 | 1600 | -287 | 82 | []
TR_GR_CO_00001 | N-1 400 kV Babaeski-N Santa | [MK-GR] 400 kV Bitola-Meliti | XFL_BI11_GMELIT11_1:line | -1304 | 1600 | 1600 | -296 | 81 | []
BG_GR_CO_00002 | N-1 400kV MARITSA IZTOK-NEA SANTA-CK-1 | [MK-GR] 400 kV Bitola-Meliti | XFL_BI11_GMELIT11_1:line | -1303 | 1600 | 1600 | -297 | 81 | []
BG_CO_00009 | N-1 400kV Maritsa Iztok 2Â - Maritsa Iztok 3 | [MK-GR] 400 kV Bitola-Meliti | XFL_BI11_GMELIT11_1:line | -1277 | 1600 | 1600 | -323 | 80 | []
TR_CO_00001 | N-1 400 kV Habitabat NGCC -Babaeski | [MK-GR] 400 kV Bitola-Meliti | XFL_BI11_GMELIT11_1:line | -1277 | 1600 | 1600 | -323 | 80 | []
BG_CO_00016 | N-1 400kV Kozloduy - Sofia Zapad ck.2 | [MK-GR] 400 kV Bitola-Meliti | XFL_BI11_GMELIT11_1:line | -1275 | 1600 | 1600 | -325 | 80 | []
RS_CO_00004 | N-1 400 kV Nis 2 âLeskovac 2 | [MK-GR] 400 kV Bitola-Meliti | XFL_BI11_GMELIT11_1:line | -1272 | 1600 | 1600 | -328 | 80 | []
MK_CO_00002 | N-1 400 kV Dubrovo âStip | [MK-GR] 400 kV Bitola-Meliti | XFL_BI11_GMELIT11_1:line | -1272 | 1600 | 1600 | -328 | 79 | []
BC | Base Case | [MK-GR] 400 kV Bitola-Meliti | XFL_BI11_GMELIT11_1:line | -1272 | 1600 | 1600 | -328 | 79 | []
BG_CO_00010 | N-1 400kV Maritsa Iztok â Maritsa Iztok 3 | [MK-GR] 400 kV Bitola-Meliti | XFL_BI11_GMELIT11_1:line | -1272 | 1600 | 1600 | -328 | 79 | []
RS_CO_00003 | N-1 400 kV Vranje 4 âLeskovac 2 | [MK-GR] 400 kV Bitola-Meliti | XFL_BI11_GMELIT11_1:line | -1272 | 1600 | 1600 | -328 | 79 | []
RS_MK_00001 | N-1 400 kV Vranje 4 -Stip | [MK-GR] 400 kV Bitola-Meliti | XFL_BI11_GMELIT11_1:line | -1271 | 1600 | 1600 | -329 | 79 | []
BG_CO_00012 | Â N-1 400kV Varna - Burgas | [MK-GR] 400 kV Bitola-Meliti | XFL_BI11_GMELIT11_1:line | -1271 | 1600 | 1600 | -329 | 79 | []
BG_TR_CO_00001 | N-1 400kV Maritsa 3 - Hamitabat 1 | [MK-GR] 400 kV Bitola-Meliti | XFL_BI11_GMELIT11_1:line | -1271 | 1600 | 1600 | -329 | 79 | []
BG_TR_CO_00002 | N-1 400kV Maritsa 3 - Hamitabat 2 | [MK-GR] 400 kV Bitola-Meliti | XFL_BI11_GMELIT11_1:line | -1270 | 1600 | 1600 | -330 | 79 | []
BG_CO_00011 | N-1 400kV Maritsa Iztok - Plovdiv | [MK-GR] 400 kV Bitola-Meliti | XFL_BI11_GMELIT11_1:line | -1270 | 1600 | 1600 | -330 | 79 | []
BG_CO_00008 | N-1 400kV Plovdiv - Vetren | [MK-GR] 400 kV Bitola-Meliti | XFL_BI11_GMELIT11_1:line | -1269 | 1600 | 1600 | -331 | 79 | []
BG_CO_00007 | N-1 400kV Maritsa Iztok - Plovdiv ck. 2 | [MK-GR] 400 kV Bitola-Meliti | XFL_BI11_GMELIT11_1:line | -1268 | 1600 | 1600 | -332 | 79 | []
BG_CO_00013 | N-1 400kV Burgas â Maritsa Iztok 2 | [MK-GR] 400 kV Bitola-Meliti | XFL_BI11_GMELIT11_1:line | -1267 | 1600 | 1600 | -333 | 79 | []
KS_ME_CO_00001 | N-1 400 kV Pec 3-Ribarevina | [MK-GR] 400 kV Bitola-Meliti | XFL_BI11_GMELIT11_1:line | -1265 | 1600 | 1600 | -335 | 79 | []
GR_CO_00005 | N-1 400 kV Thessaloniki-Lagadas ck.2 | [MK-GR] 400 kV Bitola-Meliti | XFL_BI11_GMELIT11_1:line | -1248 | 1600 | 1600 | -352 | 78 | []
BG_RS_CO_00001 | N-1 400kV Sofia Zapad - Nis Â | [MK-GR] 400 kV Bitola-Meliti | XFL_BI11_GMELIT11_1:line | -1244 | 1600 | 1600 | -356 | 78 | []
BG_MK_CO_00001 | N-1 400kV Chervena Mogila - Stip | [MK-GR] 400 kV Bitola-Meliti | XFL_BI11_GMELIT11_1:line | -1244 | 1600 | 1600 | -356 | 78 | []
RS_KS_CO_00002 | N-1 400 kV Kosovo B-Nis 2 | [MK-GR] 400 kV Bitola-Meliti | XFL_BI11_GMELIT11_1:line | -1244 | 1600 | 1600 | -356 | 78 | []
MK_CO_00001 | N-1 400 kV Bitola-Dubrovo | [MK-GR] 400 kV Bitola-Meliti | XFL_BI11_GMELIT11_1:line | -1234 | 1600 | 1600 | -366 | 77 | []
MK_CO_00003 | N-1 400 kV Skopje 4 âSkopje 5 | [MK-GR] 400 kV Bitola-Meliti | XFL_BI11_GMELIT11_1:line | -1184 | 1600 | 1600 | -416 | 74 | []
GR_CO_00001 | N-1 400 kV Filippoi-Nea Santa ck.2 | [BG-GR] 400 kV Blagoevgrad - Thessaloniki | XBG_TH11_GTHESS13_1:line | 1165 | 1600 | 1600 | -435 | 73 | []
MK_KS_CO_00001 | N-1 400 kV Skopje 5 âUrosevac | [MK-GR] 400 kV Bitola-Meliti | XFL_BI11_GMELIT11_1:line | -1158 | 1600 | 1600 | -442 | 72 | []
KS_CO_00001 | N-1 400 kV Kosovo B-Urosevac | [MK-GR] 400 kV Bitola-Meliti | XFL_BI11_GMELIT11_1:line | -1132 | 1600 | 1600 | -468 | 71 | []

## 1730Curative
Detailed results
Generated at: | 2024-03-11 19:20
Business day: | 12.03.2024
Timestamp: | 17:30
Border & direction: | North-Greece Importing
Horizon: | DA
Remedial actions: | true
Evaluation type: | CURATIVE
TTC [MW]: | 2916
Fallback applied | false
Loading threshold | 0.7
Applied RAs
CO ID | RA ID | Name of the RA | Usage | Type | Location | Status
Limiting CNECs
CO ID | Name of the CO | Name of the CNE | CNE UCTE branch | Calculated I (A) | I max (PRE) | I max (CUR) | Margin (A) | Loading (%) | Applicable curative RAs
AL_GR_CO_00001 | N-1 400 kV Zemplak-Kardia | [MK-GR] 400 kV Bitola-Meliti | XFL_BI11_GMELIT11_1:line | -1594 |  | 1600 | -6 | 100 | []
AL_CO_00002 | N-1 400 kV Elbasan 2-Zemlak | [MK-GR] 400 kV Bitola-Meliti | XFL_BI11_GMELIT11_1:line | -1517 |  | 1600 | -83 | 95 | []
MK_GR_CO_00002 | N-1 400 kV Dubrovo-Thessaloniki | [MK-GR] 400 kV Bitola-Meliti | XFL_BI11_GMELIT11_1:line | -1474 |  | 1600 | -126 | 92 | []
BG_CO_00001 | N-1 400kV Chervena Mogila - Blagoevgrad ck. 1 | [MK-GR] 400 kV Bitola-Meliti | XFL_BI11_GMELIT11_1:line | -1466 |  | 1600 | -134 | 92 | []
BG_GR_CO_00001 | N-1 400 kV Blagoevgrad - Thessaloniki | [MK-GR] 400 kV Bitola-Meliti | XFL_BI11_GMELIT11_1:line | -1454 |  | 1600 | -146 | 91 | []
GR_CO_00001 | N-1 400 kV Filippoi-Nea Santa ck.2 | [MK-GR] 400 kV Bitola-Meliti | XFL_BI11_GMELIT11_1:line | -1408 |  | 1600 | -192 | 88 | []
GR_CO_00002 | N-1 400 kV Filippoi-Lagadas ck.2 | [MK-GR] 400 kV Bitola-Meliti | XFL_BI11_GMELIT11_1:line | -1347 |  | 1600 | -253 | 84 | []
GR_CO_00004 | N-1 400 kV Amideo-Lagadas ck.2 | [MK-GR] 400 kV Bitola-Meliti | XFL_BI11_GMELIT11_1:line | -1340 |  | 1600 | -260 | 84 | []
AL_CO_00001 | N-1 400 kV Elbasan 2-Tirana 2 | [MK-GR] 400 kV Bitola-Meliti | XFL_BI11_GMELIT11_1:line | -1338 |  | 1600 | -262 | 84 | []
BG_CO_00002 | N-1 400kV Sofia Zapad - Chervena Mogila ck. 1 | [MK-GR] 400 kV Bitola-Meliti | XFL_BI11_GMELIT11_1:line | -1313 |  | 1600 | -287 | 82 | []
TR_GR_CO_00001 | N-1 400 kV Babaeski-N Santa | [MK-GR] 400 kV Bitola-Meliti | XFL_BI11_GMELIT11_1:line | -1304 |  | 1600 | -296 | 81 | []
BG_GR_CO_00002 | N-1 400kV MARITSA IZTOK-NEA SANTA-CK-1 | [MK-GR] 400 kV Bitola-Meliti | XFL_BI11_GMELIT11_1:line | -1303 |  | 1600 | -297 | 81 | []
BG_CO_00009 | N-1 400kV Maritsa Iztok 2Â - Maritsa Iztok 3 | [MK-GR] 400 kV Bitola-Meliti | XFL_BI11_GMELIT11_1:line | -1277 |  | 1600 | -323 | 80 | []
TR_CO_00001 | N-1 400 kV Habitabat NGCC -Babaeski | [MK-GR] 400 kV Bitola-Meliti | XFL_BI11_GMELIT11_1:line | -1277 |  | 1600 | -323 | 80 | []
BG_CO_00016 | N-1 400kV Kozloduy - Sofia Zapad ck.2 | [MK-GR] 400 kV Bitola-Meliti | XFL_BI11_GMELIT11_1:line | -1275 |  | 1600 | -325 | 80 | []
RS_CO_00004 | N-1 400 kV Nis 2 âLeskovac 2 | [MK-GR] 400 kV Bitola-Meliti | XFL_BI11_GMELIT11_1:line | -1272 |  | 1600 | -328 | 80 | []
MK_CO_00002 | N-1 400 kV Dubrovo âStip | [MK-GR] 400 kV Bitola-Meliti | XFL_BI11_GMELIT11_1:line | -1272 |  | 1600 | -328 | 79 | []
BC | Base Case | [MK-GR] 400 kV Bitola-Meliti | XFL_BI11_GMELIT11_1:line | -1272 |  | 1600 | -328 | 79 | []
BG_CO_00010 | N-1 400kV Maritsa Iztok â Maritsa Iztok 3 | [MK-GR] 400 kV Bitola-Meliti | XFL_BI11_GMELIT11_1:line | -1272 |  | 1600 | -328 | 79 | []
RS_CO_00003 | N-1 400 kV Vranje 4 âLeskovac 2 | [MK-GR] 400 kV Bitola-Meliti | XFL_BI11_GMELIT11_1:line | -1272 |  | 1600 | -328 | 79 | []
RS_MK_00001 | N-1 400 kV Vranje 4 -Stip | [MK-GR] 400 kV Bitola-Meliti | XFL_BI11_GMELIT11_1:line | -1271 |  | 1600 | -329 | 79 | []
BG_CO_00012 | Â N-1 400kV Varna - Burgas | [MK-GR] 400 kV Bitola-Meliti | XFL_BI11_GMELIT11_1:line | -1271 |  | 1600 | -329 | 79 | []
BG_TR_CO_00001 | N-1 400kV Maritsa 3 - Hamitabat 1 | [MK-GR] 400 kV Bitola-Meliti | XFL_BI11_GMELIT11_1:line | -1271 |  | 1600 | -329 | 79 | []
BG_TR_CO_00002 | N-1 400kV Maritsa 3 - Hamitabat 2 | [MK-GR] 400 kV Bitola-Meliti | XFL_BI11_GMELIT11_1:line | -1270 |  | 1600 | -330 | 79 | []
BG_CO_00011 | N-1 400kV Maritsa Iztok - Plovdiv | [MK-GR] 400 kV Bitola-Meliti | XFL_BI11_GMELIT11_1:line | -1270 |  | 1600 | -330 | 79 | []
BG_CO_00008 | N-1 400kV Plovdiv - Vetren | [MK-GR] 400 kV Bitola-Meliti | XFL_BI11_GMELIT11_1:line | -1269 |  | 1600 | -331 | 79 | []
BG_CO_00007 | N-1 400kV Maritsa Iztok - Plovdiv ck. 2 | [MK-GR] 400 kV Bitola-Meliti | XFL_BI11_GMELIT11_1:line | -1268 |  | 1600 | -332 | 79 | []
BG_CO_00013 | N-1 400kV Burgas â Maritsa Iztok 2 | [MK-GR] 400 kV Bitola-Meliti | XFL_BI11_GMELIT11_1:line | -1267 |  | 1600 | -333 | 79 | []
KS_ME_CO_00001 | N-1 400 kV Pec 3-Ribarevina | [MK-GR] 400 kV Bitola-Meliti | XFL_BI11_GMELIT11_1:line | -1265 |  | 1600 | -335 | 79 | []
GR_CO_00005 | N-1 400 kV Thessaloniki-Lagadas ck.2 | [MK-GR] 400 kV Bitola-Meliti | XFL_BI11_GMELIT11_1:line | -1248 |  | 1600 | -352 | 78 | []
BG_RS_CO_00001 | N-1 400kV Sofia Zapad - Nis Â | [MK-GR] 400 kV Bitola-Meliti | XFL_BI11_GMELIT11_1:line | -1244 |  | 1600 | -356 | 78 | []
BG_MK_CO_00001 | N-1 400kV Chervena Mogila - Stip | [MK-GR] 400 kV Bitola-Meliti | XFL_BI11_GMELIT11_1:line | -1244 |  | 1600 | -356 | 78 | []
RS_KS_CO_00002 | N-1 400 kV Kosovo B-Nis 2 | [MK-GR] 400 kV Bitola-Meliti | XFL_BI11_GMELIT11_1:line | -1244 |  | 1600 | -356 | 78 | []
MK_CO_00001 | N-1 400 kV Bitola-Dubrovo | [MK-GR] 400 kV Bitola-Meliti | XFL_BI11_GMELIT11_1:line | -1234 |  | 1600 | -366 | 77 | []
MK_CO_00003 | N-1 400 kV Skopje 4 âSkopje 5 | [MK-GR] 400 kV Bitola-Meliti | XFL_BI11_GMELIT11_1:line | -1184 |  | 1600 | -416 | 74 | []
GR_CO_00001 | N-1 400 kV Filippoi-Nea Santa ck.2 | [BG-GR] 400 kV Blagoevgrad - Thessaloniki | XBG_TH11_GTHESS13_1:line | 1165 |  | 1600 | -435 | 73 | []
MK_KS_CO_00001 | N-1 400 kV Skopje 5 âUrosevac | [MK-GR] 400 kV Bitola-Meliti | XFL_BI11_GMELIT11_1:line | -1158 |  | 1600 | -442 | 72 | []
KS_CO_00001 | N-1 400 kV Kosovo B-Urosevac | [MK-GR] 400 kV Bitola-Meliti | XFL_BI11_GMELIT11_1:line | -1132 |  | 1600 | -468 | 71 | []

## 1830Preventive
Detailed results
Generated at: | 2024-03-11 19:20
Business day: | 12.03.2024
Timestamp: | 18:30
Border & direction: | North-Greece Importing
Horizon: | DA
Remedial actions: | true
Evaluation type: | PREVENTIVE
TTC [MW]: | 2971
Fallback applied | false
Loading threshold | 0.7
Applied RAs
CO ID | RA ID | Name of the RA | Usage | Type | Location | Status
Limiting CNECs
CO ID | Name of the CO | Name of the CNE | CNE UCTE branch | Calculated I (A) | I max (PRE) | I max (CUR) | Margin (A) | Loading (%) | Applicable curative RAs
AL_GR_CO_00001 | N-1 400 kV Zemplak-Kardia | [MK-GR] 400 kV Bitola-Meliti | XFL_BI11_GMELIT11_1:line | -1594 | 1600 | 1600 | -6 | 100 | []
AL_CO_00002 | N-1 400 kV Elbasan 2-Zemlak | [MK-GR] 400 kV Bitola-Meliti | XFL_BI11_GMELIT11_1:line | -1530 | 1600 | 1600 | -70 | 96 | []
MK_GR_CO_00002 | N-1 400 kV Dubrovo-Thessaloniki | [MK-GR] 400 kV Bitola-Meliti | XFL_BI11_GMELIT11_1:line | -1493 | 1600 | 1600 | -107 | 93 | []
BG_CO_00001 | N-1 400kV Chervena Mogila - Blagoevgrad ck. 1 | [MK-GR] 400 kV Bitola-Meliti | XFL_BI11_GMELIT11_1:line | -1486 | 1600 | 1600 | -114 | 93 | []
BG_GR_CO_00001 | N-1 400 kV Blagoevgrad - Thessaloniki | [MK-GR] 400 kV Bitola-Meliti | XFL_BI11_GMELIT11_1:line | -1478 | 1600 | 1600 | -122 | 92 | []
GR_CO_00001 | N-1 400 kV Filippoi-Nea Santa ck.2 | [MK-GR] 400 kV Bitola-Meliti | XFL_BI11_GMELIT11_1:line | -1431 | 1600 | 1600 | -169 | 89 | []
GR_CO_00002 | N-1 400 kV Filippoi-Lagadas ck.2 | [MK-GR] 400 kV Bitola-Meliti | XFL_BI11_GMELIT11_1:line | -1369 | 1600 | 1600 | -231 | 86 | []
GR_CO_00004 | N-1 400 kV Amideo-Lagadas ck.2 | [MK-GR] 400 kV Bitola-Meliti | XFL_BI11_GMELIT11_1:line | -1364 | 1600 | 1600 | -236 | 85 | []
AL_CO_00001 | N-1 400 kV Elbasan 2-Tirana 2 | [MK-GR] 400 kV Bitola-Meliti | XFL_BI11_GMELIT11_1:line | -1362 | 1600 | 1600 | -238 | 85 | []
BG_CO_00002 | N-1 400kV Sofia Zapad - Chervena Mogila ck. 1 | [MK-GR] 400 kV Bitola-Meliti | XFL_BI11_GMELIT11_1:line | -1331 | 1600 | 1600 | -269 | 83 | []
BG_GR_CO_00002 | N-1 400kV MARITSA IZTOK-NEA SANTA-CK-1 | [MK-GR] 400 kV Bitola-Meliti | XFL_BI11_GMELIT11_1:line | -1328 | 1600 | 1600 | -272 | 83 | []
TR_GR_CO_00001 | N-1 400 kV Babaeski-N Santa | [MK-GR] 400 kV Bitola-Meliti | XFL_BI11_GMELIT11_1:line | -1325 | 1600 | 1600 | -275 | 83 | []
TR_CO_00001 | N-1 400 kV Habitabat NGCC -Babaeski | [MK-GR] 400 kV Bitola-Meliti | XFL_BI11_GMELIT11_1:line | -1300 | 1600 | 1600 | -300 | 81 | []
BG_CO_00009 | N-1 400kV Maritsa Iztok 2Â - Maritsa Iztok 3 | [MK-GR] 400 kV Bitola-Meliti | XFL_BI11_GMELIT11_1:line | -1298 | 1600 | 1600 | -302 | 81 | []
BG_CO_00016 | N-1 400kV Kozloduy - Sofia Zapad ck.2 | [MK-GR] 400 kV Bitola-Meliti | XFL_BI11_GMELIT11_1:line | -1295 | 1600 | 1600 | -305 | 81 | []
RS_CO_00004 | N-1 400 kV Nis 2 âLeskovac 2 | [MK-GR] 400 kV Bitola-Meliti | XFL_BI11_GMELIT11_1:line | -1294 | 1600 | 1600 | -306 | 81 | []
MK_CO_00002 | N-1 400 kV Dubrovo âStip | [MK-GR] 400 kV Bitola-Meliti | XFL_BI11_GMELIT11_1:line | -1293 | 1600 | 1600 | -307 | 81 | []
BC | Base Case | [MK-GR] 400 kV Bitola-Meliti | XFL_BI11_GMELIT11_1:line | -1293 | 1600 | 1600 | -307 | 81 | []
BG_CO_00010 | N-1 400kV Maritsa Iztok â Maritsa Iztok 3 | [MK-GR] 400 kV Bitola-Meliti | XFL_BI11_GMELIT11_1:line | -1293 | 1600 | 1600 | -307 | 81 | []
RS_CO_00003 | N-1 400 kV Vranje 4 âLeskovac 2 | [MK-GR] 400 kV Bitola-Meliti | XFL_BI11_GMELIT11_1:line | -1293 | 1600 | 1600 | -307 | 81 | []
RS_MK_00001 | N-1 400 kV Vranje 4 -Stip | [MK-GR] 400 kV Bitola-Meliti | XFL_BI11_GMELIT11_1:line | -1293 | 1600 | 1600 | -307 | 81 | []
BG_TR_CO_00001 | N-1 400kV Maritsa 3 - Hamitabat 1 | [MK-GR] 400 kV Bitola-Meliti | XFL_BI11_GMELIT11_1:line | -1293 | 1600 | 1600 | -307 | 81 | []
BG_CO_00012 | Â N-1 400kV Varna - Burgas | [MK-GR] 400 kV Bitola-Meliti | XFL_BI11_GMELIT11_1:line | -1293 | 1600 | 1600 | -307 | 81 | []
BG_TR_CO_00002 | N-1 400kV Maritsa 3 - Hamitabat 2 | [MK-GR] 400 kV Bitola-Meliti | XFL_BI11_GMELIT11_1:line | -1292 | 1600 | 1600 | -308 | 81 | []
BG_CO_00011 | N-1 400kV Maritsa Iztok - Plovdiv | [MK-GR] 400 kV Bitola-Meliti | XFL_BI11_GMELIT11_1:line | -1291 | 1600 | 1600 | -309 | 81 | []
AL_ME_CO_00001 | N-1 400 kV Tirana 2âPodgorica 2 | [MK-GR] 400 kV Bitola-Meliti | XFL_BI11_GMELIT11_1:line | -1291 | 1600 | 1600 | -309 | 81 | []
BG_CO_00007 | N-1 400kV Maritsa Iztok - Plovdiv ck. 2 | [MK-GR] 400 kV Bitola-Meliti | XFL_BI11_GMELIT11_1:line | -1291 | 1600 | 1600 | -309 | 81 | []
BG_CO_00008 | N-1 400kV Plovdiv - Vetren | [MK-GR] 400 kV Bitola-Meliti | XFL_BI11_GMELIT11_1:line | -1290 | 1600 | 1600 | -310 | 81 | []
KS_ME_CO_00001 | N-1 400 kV Pec 3-Ribarevina | [MK-GR] 400 kV Bitola-Meliti | XFL_BI11_GMELIT11_1:line | -1289 | 1600 | 1600 | -311 | 81 | []
BG_CO_00013 | N-1 400kV Burgas â Maritsa Iztok 2 | [MK-GR] 400 kV Bitola-Meliti | XFL_BI11_GMELIT11_1:line | -1289 | 1600 | 1600 | -311 | 81 | []
GR_CO_00005 | N-1 400 kV Thessaloniki-Lagadas ck.2 | [MK-GR] 400 kV Bitola-Meliti | XFL_BI11_GMELIT11_1:line | -1270 | 1600 | 1600 | -330 | 79 | []
RS_KS_CO_00002 | N-1 400 kV Kosovo B-Nis 2 | [MK-GR] 400 kV Bitola-Meliti | XFL_BI11_GMELIT11_1:line | -1264 | 1600 | 1600 | -336 | 79 | []
BG_RS_CO_00001 | N-1 400kV Sofia Zapad - Nis Â | [MK-GR] 400 kV Bitola-Meliti | XFL_BI11_GMELIT11_1:line | -1262 | 1600 | 1600 | -338 | 79 | []
BG_MK_CO_00001 | N-1 400kV Chervena Mogila - Stip | [MK-GR] 400 kV Bitola-Meliti | XFL_BI11_GMELIT11_1:line | -1259 | 1600 | 1600 | -341 | 79 | []
MK_CO_00001 | N-1 400 kV Bitola-Dubrovo | [MK-GR] 400 kV Bitola-Meliti | XFL_BI11_GMELIT11_1:line | -1255 | 1600 | 1600 | -345 | 78 | []
GR_CO_00001 | N-1 400 kV Filippoi-Nea Santa ck.2 | [BG-GR] 400 kV Blagoevgrad - Thessaloniki | XBG_TH11_GTHESS13_1:line | 1221 | 1600 | 1600 | -379 | 76 | []
MK_CO_00003 | N-1 400 kV Skopje 4 âSkopje 5 | [MK-GR] 400 kV Bitola-Meliti | XFL_BI11_GMELIT11_1:line | -1194 | 1600 | 1600 | -406 | 75 | []
MK_KS_CO_00001 | N-1 400 kV Skopje 5 âUrosevac | [MK-GR] 400 kV Bitola-Meliti | XFL_BI11_GMELIT11_1:line | -1182 | 1600 | 1600 | -418 | 74 | []
KS_CO_00001 | N-1 400 kV Kosovo B-Urosevac | [MK-GR] 400 kV Bitola-Meliti | XFL_BI11_GMELIT11_1:line | -1159 | 1600 | 1600 | -441 | 72 | []

## 1830Curative
Detailed results
Generated at: | 2024-03-11 19:20
Business day: | 12.03.2024
Timestamp: | 18:30
Border & direction: | North-Greece Importing
Horizon: | DA
Remedial actions: | true
Evaluation type: | CURATIVE
TTC [MW]: | 2971
Fallback applied | false
Loading threshold | 0.7
Applied RAs
CO ID | RA ID | Name of the RA | Usage | Type | Location | Status
Limiting CNECs
CO ID | Name of the CO | Name of the CNE | CNE UCTE branch | Calculated I (A) | I max (PRE) | I max (CUR) | Margin (A) | Loading (%) | Applicable curative RAs
AL_GR_CO_00001 | N-1 400 kV Zemplak-Kardia | [MK-GR] 400 kV Bitola-Meliti | XFL_BI11_GMELIT11_1:line | -1594 |  | 1600 | -6 | 100 | []
AL_CO_00002 | N-1 400 kV Elbasan 2-Zemlak | [MK-GR] 400 kV Bitola-Meliti | XFL_BI11_GMELIT11_1:line | -1530 |  | 1600 | -70 | 96 | []
MK_GR_CO_00002 | N-1 400 kV Dubrovo-Thessaloniki | [MK-GR] 400 kV Bitola-Meliti | XFL_BI11_GMELIT11_1:line | -1493 |  | 1600 | -107 | 93 | []
BG_CO_00001 | N-1 400kV Chervena Mogila - Blagoevgrad ck. 1 | [MK-GR] 400 kV Bitola-Meliti | XFL_BI11_GMELIT11_1:line | -1486 |  | 1600 | -114 | 93 | []
BG_GR_CO_00001 | N-1 400 kV Blagoevgrad - Thessaloniki | [MK-GR] 400 kV Bitola-Meliti | XFL_BI11_GMELIT11_1:line | -1478 |  | 1600 | -122 | 92 | []
GR_CO_00001 | N-1 400 kV Filippoi-Nea Santa ck.2 | [MK-GR] 400 kV Bitola-Meliti | XFL_BI11_GMELIT11_1:line | -1431 |  | 1600 | -169 | 89 | []
GR_CO_00002 | N-1 400 kV Filippoi-Lagadas ck.2 | [MK-GR] 400 kV Bitola-Meliti | XFL_BI11_GMELIT11_1:line | -1369 |  | 1600 | -231 | 86 | []
GR_CO_00004 | N-1 400 kV Amideo-Lagadas ck.2 | [MK-GR] 400 kV Bitola-Meliti | XFL_BI11_GMELIT11_1:line | -1364 |  | 1600 | -236 | 85 | []
AL_CO_00001 | N-1 400 kV Elbasan 2-Tirana 2 | [MK-GR] 400 kV Bitola-Meliti | XFL_BI11_GMELIT11_1:line | -1362 |  | 1600 | -238 | 85 | []
BG_CO_00002 | N-1 400kV Sofia Zapad - Chervena Mogila ck. 1 | [MK-GR] 400 kV Bitola-Meliti | XFL_BI11_GMELIT11_1:line | -1331 |  | 1600 | -269 | 83 | []
BG_GR_CO_00002 | N-1 400kV MARITSA IZTOK-NEA SANTA-CK-1 | [MK-GR] 400 kV Bitola-Meliti | XFL_BI11_GMELIT11_1:line | -1328 |  | 1600 | -272 | 83 | []
TR_GR_CO_00001 | N-1 400 kV Babaeski-N Santa | [MK-GR] 400 kV Bitola-Meliti | XFL_BI11_GMELIT11_1:line | -1325 |  | 1600 | -275 | 83 | []
TR_CO_00001 | N-1 400 kV Habitabat NGCC -Babaeski | [MK-GR] 400 kV Bitola-Meliti | XFL_BI11_GMELIT11_1:line | -1300 |  | 1600 | -300 | 81 | []
BG_CO_00009 | N-1 400kV Maritsa Iztok 2Â - Maritsa Iztok 3 | [MK-GR] 400 kV Bitola-Meliti | XFL_BI11_GMELIT11_1:line | -1298 |  | 1600 | -302 | 81 | []
BG_CO_00016 | N-1 400kV Kozloduy - Sofia Zapad ck.2 | [MK-GR] 400 kV Bitola-Meliti | XFL_BI11_GMELIT11_1:line | -1295 |  | 1600 | -305 | 81 | []
RS_CO_00004 | N-1 400 kV Nis 2 âLeskovac 2 | [MK-GR] 400 kV Bitola-Meliti | XFL_BI11_GMELIT11_1:line | -1294 |  | 1600 | -306 | 81 | []
MK_CO_00002 | N-1 400 kV Dubrovo âStip | [MK-GR] 400 kV Bitola-Meliti | XFL_BI11_GMELIT11_1:line | -1293 |  | 1600 | -307 | 81 | []
BC | Base Case | [MK-GR] 400 kV Bitola-Meliti | XFL_BI11_GMELIT11_1:line | -1293 |  | 1600 | -307 | 81 | []
BG_CO_00010 | N-1 400kV Maritsa Iztok â Maritsa Iztok 3 | [MK-GR] 400 kV Bitola-Meliti | XFL_BI11_GMELIT11_1:line | -1293 |  | 1600 | -307 | 81 | []
RS_CO_00003 | N-1 400 kV Vranje 4 âLeskovac 2 | [MK-GR] 400 kV Bitola-Meliti | XFL_BI11_GMELIT11_1:line | -1293 |  | 1600 | -307 | 81 | []
RS_MK_00001 | N-1 400 kV Vranje 4 -Stip | [MK-GR] 400 kV Bitola-Meliti | XFL_BI11_GMELIT11_1:line | -1293 |  | 1600 | -307 | 81 | []
BG_TR_CO_00001 | N-1 400kV Maritsa 3 - Hamitabat 1 | [MK-GR] 400 kV Bitola-Meliti | XFL_BI11_GMELIT11_1:line | -1293 |  | 1600 | -307 | 81 | []
BG_CO_00012 | Â N-1 400kV Varna - Burgas | [MK-GR] 400 kV Bitola-Meliti | XFL_BI11_GMELIT11_1:line | -1293 |  | 1600 | -307 | 81 | []
BG_TR_CO_00002 | N-1 400kV Maritsa 3 - Hamitabat 2 | [MK-GR] 400 kV Bitola-Meliti | XFL_BI11_GMELIT11_1:line | -1292 |  | 1600 | -308 | 81 | []
BG_CO_00011 | N-1 400kV Maritsa Iztok - Plovdiv | [MK-GR] 400 kV Bitola-Meliti | XFL_BI11_GMELIT11_1:line | -1291 |  | 1600 | -309 | 81 | []
AL_ME_CO_00001 | N-1 400 kV Tirana 2âPodgorica 2 | [MK-GR] 400 kV Bitola-Meliti | XFL_BI11_GMELIT11_1:line | -1291 |  | 1600 | -309 | 81 | []
BG_CO_00007 | N-1 400kV Maritsa Iztok - Plovdiv ck. 2 | [MK-GR] 400 kV Bitola-Meliti | XFL_BI11_GMELIT11_1:line | -1291 |  | 1600 | -309 | 81 | []
BG_CO_00008 | N-1 400kV Plovdiv - Vetren | [MK-GR] 400 kV Bitola-Meliti | XFL_BI11_GMELIT11_1:line | -1290 |  | 1600 | -310 | 81 | []
KS_ME_CO_00001 | N-1 400 kV Pec 3-Ribarevina | [MK-GR] 400 kV Bitola-Meliti | XFL_BI11_GMELIT11_1:line | -1289 |  | 1600 | -311 | 81 | []
BG_CO_00013 | N-1 400kV Burgas â Maritsa Iztok 2 | [MK-GR] 400 kV Bitola-Meliti | XFL_BI11_GMELIT11_1:line | -1289 |  | 1600 | -311 | 81 | []
GR_CO_00005 | N-1 400 kV Thessaloniki-Lagadas ck.2 | [MK-GR] 400 kV Bitola-Meliti | XFL_BI11_GMELIT11_1:line | -1270 |  | 1600 | -330 | 79 | []
RS_KS_CO_00002 | N-1 400 kV Kosovo B-Nis 2 | [MK-GR] 400 kV Bitola-Meliti | XFL_BI11_GMELIT11_1:line | -1264 |  | 1600 | -336 | 79 | []
BG_RS_CO_00001 | N-1 400kV Sofia Zapad - Nis Â | [MK-GR] 400 kV Bitola-Meliti | XFL_BI11_GMELIT11_1:line | -1262 |  | 1600 | -338 | 79 | []
BG_MK_CO_00001 | N-1 400kV Chervena Mogila - Stip | [MK-GR] 400 kV Bitola-Meliti | XFL_BI11_GMELIT11_1:line | -1259 |  | 1600 | -341 | 79 | []
MK_CO_00001 | N-1 400 kV Bitola-Dubrovo | [MK-GR] 400 kV Bitola-Meliti | XFL_BI11_GMELIT11_1:line | -1255 |  | 1600 | -345 | 78 | []
GR_CO_00001 | N-1 400 kV Filippoi-Nea Santa ck.2 | [BG-GR] 400 kV Blagoevgrad - Thessaloniki | XBG_TH11_GTHESS13_1:line | 1221 |  | 1600 | -379 | 76 | []
MK_CO_00003 | N-1 400 kV Skopje 4 âSkopje 5 | [MK-GR] 400 kV Bitola-Meliti | XFL_BI11_GMELIT11_1:line | -1194 |  | 1600 | -406 | 75 | []
MK_KS_CO_00001 | N-1 400 kV Skopje 5 âUrosevac | [MK-GR] 400 kV Bitola-Meliti | XFL_BI11_GMELIT11_1:line | -1182 |  | 1600 | -418 | 74 | []
KS_CO_00001 | N-1 400 kV Kosovo B-Urosevac | [MK-GR] 400 kV Bitola-Meliti | XFL_BI11_GMELIT11_1:line | -1159 |  | 1600 | -441 | 72 | []

## 1930Preventive
Detailed results
Generated at: | 2024-03-11 19:20
Business day: | 12.03.2024
Timestamp: | 19:30
Border & direction: | North-Greece Importing
Horizon: | DA
Remedial actions: | true
Evaluation type: | PREVENTIVE
TTC [MW]: | 2936
Fallback applied | false
Loading threshold | 0.7
Applied RAs
CO ID | RA ID | Name of the RA | Usage | Type | Location | Status
Limiting CNECs
CO ID | Name of the CO | Name of the CNE | CNE UCTE branch | Calculated I (A) | I max (PRE) | I max (CUR) | Margin (A) | Loading (%) | Applicable curative RAs
AL_GR_CO_00001 | N-1 400 kV Zemplak-Kardia | [MK-GR] 400 kV Bitola-Meliti | XFL_BI11_GMELIT11_1:line | -1599 | 1600 | 1600 | -1 | 100 | []
AL_CO_00002 | N-1 400 kV Elbasan 2-Zemlak | [MK-GR] 400 kV Bitola-Meliti | XFL_BI11_GMELIT11_1:line | -1528 | 1600 | 1600 | -72 | 95 | []
MK_GR_CO_00002 | N-1 400 kV Dubrovo-Thessaloniki | [MK-GR] 400 kV Bitola-Meliti | XFL_BI11_GMELIT11_1:line | -1493 | 1600 | 1600 | -107 | 93 | []
BG_CO_00001 | N-1 400kV Chervena Mogila - Blagoevgrad ck. 1 | [MK-GR] 400 kV Bitola-Meliti | XFL_BI11_GMELIT11_1:line | -1471 | 1600 | 1600 | -129 | 92 | []
BG_GR_CO_00001 | N-1 400 kV Blagoevgrad - Thessaloniki | [MK-GR] 400 kV Bitola-Meliti | XFL_BI11_GMELIT11_1:line | -1460 | 1600 | 1600 | -140 | 91 | []
GR_CO_00001 | N-1 400 kV Filippoi-Nea Santa ck.2 | [MK-GR] 400 kV Bitola-Meliti | XFL_BI11_GMELIT11_1:line | -1417 | 1600 | 1600 | -183 | 89 | []
AL_CO_00001 | N-1 400 kV Elbasan 2-Tirana 2 | [MK-GR] 400 kV Bitola-Meliti | XFL_BI11_GMELIT11_1:line | -1357 | 1600 | 1600 | -243 | 85 | []
GR_CO_00002 | N-1 400 kV Filippoi-Lagadas ck.2 | [MK-GR] 400 kV Bitola-Meliti | XFL_BI11_GMELIT11_1:line | -1357 | 1600 | 1600 | -243 | 85 | []
GR_CO_00004 | N-1 400 kV Amideo-Lagadas ck.2 | [MK-GR] 400 kV Bitola-Meliti | XFL_BI11_GMELIT11_1:line | -1351 | 1600 | 1600 | -249 | 84 | []
BG_CO_00002 | N-1 400kV Sofia Zapad - Chervena Mogila ck. 1 | [MK-GR] 400 kV Bitola-Meliti | XFL_BI11_GMELIT11_1:line | -1323 | 1600 | 1600 | -277 | 83 | []
TR_GR_CO_00001 | N-1 400 kV Babaeski-N Santa | [MK-GR] 400 kV Bitola-Meliti | XFL_BI11_GMELIT11_1:line | -1317 | 1600 | 1600 | -283 | 82 | []
BG_GR_CO_00002 | N-1 400kV MARITSA IZTOK-NEA SANTA-CK-1 | [MK-GR] 400 kV Bitola-Meliti | XFL_BI11_GMELIT11_1:line | -1316 | 1600 | 1600 | -284 | 82 | []
TR_CO_00001 | N-1 400 kV Habitabat NGCC -Babaeski | [MK-GR] 400 kV Bitola-Meliti | XFL_BI11_GMELIT11_1:line | -1291 | 1600 | 1600 | -309 | 81 | []
BG_CO_00009 | N-1 400kV Maritsa Iztok 2Â - Maritsa Iztok 3 | [MK-GR] 400 kV Bitola-Meliti | XFL_BI11_GMELIT11_1:line | -1291 | 1600 | 1600 | -309 | 81 | []
BG_CO_00016 | N-1 400kV Kozloduy - Sofia Zapad ck.2 | [MK-GR] 400 kV Bitola-Meliti | XFL_BI11_GMELIT11_1:line | -1288 | 1600 | 1600 | -312 | 80 | []
RS_CO_00004 | N-1 400 kV Nis 2 âLeskovac 2 | [MK-GR] 400 kV Bitola-Meliti | XFL_BI11_GMELIT11_1:line | -1286 | 1600 | 1600 | -314 | 80 | []
AL_ME_CO_00001 | N-1 400 kV Tirana 2âPodgorica 2 | [MK-GR] 400 kV Bitola-Meliti | XFL_BI11_GMELIT11_1:line | -1286 | 1600 | 1600 | -314 | 80 | []
RS_CO_00003 | N-1 400 kV Vranje 4 âLeskovac 2 | [MK-GR] 400 kV Bitola-Meliti | XFL_BI11_GMELIT11_1:line | -1286 | 1600 | 1600 | -314 | 80 | []
BC | Base Case | [MK-GR] 400 kV Bitola-Meliti | XFL_BI11_GMELIT11_1:line | -1286 | 1600 | 1600 | -314 | 80 | []
MK_CO_00002 | N-1 400 kV Dubrovo âStip | [MK-GR] 400 kV Bitola-Meliti | XFL_BI11_GMELIT11_1:line | -1286 | 1600 | 1600 | -314 | 80 | []
BG_CO_00010 | N-1 400kV Maritsa Iztok â Maritsa Iztok 3 | [MK-GR] 400 kV Bitola-Meliti | XFL_BI11_GMELIT11_1:line | -1286 | 1600 | 1600 | -314 | 80 | []
RS_MK_00001 | N-1 400 kV Vranje 4 -Stip | [MK-GR] 400 kV Bitola-Meliti | XFL_BI11_GMELIT11_1:line | -1285 | 1600 | 1600 | -315 | 80 | []
BG_CO_00012 | Â N-1 400kV Varna - Burgas | [MK-GR] 400 kV Bitola-Meliti | XFL_BI11_GMELIT11_1:line | -1285 | 1600 | 1600 | -315 | 80 | []
BG_TR_CO_00001 | N-1 400kV Maritsa 3 - Hamitabat 1 | [MK-GR] 400 kV Bitola-Meliti | XFL_BI11_GMELIT11_1:line | -1285 | 1600 | 1600 | -315 | 80 | []
BG_TR_CO_00002 | N-1 400kV Maritsa 3 - Hamitabat 2 | [MK-GR] 400 kV Bitola-Meliti | XFL_BI11_GMELIT11_1:line | -1284 | 1600 | 1600 | -316 | 80 | []
BG_CO_00011 | N-1 400kV Maritsa Iztok - Plovdiv | [MK-GR] 400 kV Bitola-Meliti | XFL_BI11_GMELIT11_1:line | -1283 | 1600 | 1600 | -317 | 80 | []
BG_CO_00007 | N-1 400kV Maritsa Iztok - Plovdiv ck. 2 | [MK-GR] 400 kV Bitola-Meliti | XFL_BI11_GMELIT11_1:line | -1283 | 1600 | 1600 | -317 | 80 | []
BG_CO_00008 | N-1 400kV Plovdiv - Vetren | [MK-GR] 400 kV Bitola-Meliti | XFL_BI11_GMELIT11_1:line | -1283 | 1600 | 1600 | -317 | 80 | []
BG_CO_00013 | N-1 400kV Burgas â Maritsa Iztok 2 | [MK-GR] 400 kV Bitola-Meliti | XFL_BI11_GMELIT11_1:line | -1281 | 1600 | 1600 | -319 | 80 | []
KS_ME_CO_00001 | N-1 400 kV Pec 3-Ribarevina | [MK-GR] 400 kV Bitola-Meliti | XFL_BI11_GMELIT11_1:line | -1278 | 1600 | 1600 | -322 | 80 | []
GR_CO_00005 | N-1 400 kV Thessaloniki-Lagadas ck.2 | [MK-GR] 400 kV Bitola-Meliti | XFL_BI11_GMELIT11_1:line | -1264 | 1600 | 1600 | -336 | 79 | []
BG_RS_CO_00001 | N-1 400kV Sofia Zapad - Nis Â | [MK-GR] 400 kV Bitola-Meliti | XFL_BI11_GMELIT11_1:line | -1261 | 1600 | 1600 | -339 | 79 | []
RS_KS_CO_00002 | N-1 400 kV Kosovo B-Nis 2 | [MK-GR] 400 kV Bitola-Meliti | XFL_BI11_GMELIT11_1:line | -1258 | 1600 | 1600 | -342 | 79 | []
BG_MK_CO_00001 | N-1 400kV Chervena Mogila - Stip | [MK-GR] 400 kV Bitola-Meliti | XFL_BI11_GMELIT11_1:line | -1256 | 1600 | 1600 | -344 | 78 | []
MK_CO_00001 | N-1 400 kV Bitola-Dubrovo | [MK-GR] 400 kV Bitola-Meliti | XFL_BI11_GMELIT11_1:line | -1250 | 1600 | 1600 | -350 | 78 | []
MK_CO_00003 | N-1 400 kV Skopje 4 âSkopje 5 | [MK-GR] 400 kV Bitola-Meliti | XFL_BI11_GMELIT11_1:line | -1178 | 1600 | 1600 | -422 | 74 | []
GR_CO_00001 | N-1 400 kV Filippoi-Nea Santa ck.2 | [BG-GR] 400 kV Blagoevgrad - Thessaloniki | XBG_TH11_GTHESS13_1:line | 1167 | 1600 | 1600 | -433 | 73 | []
MK_KS_CO_00001 | N-1 400 kV Skopje 5 âUrosevac | [MK-GR] 400 kV Bitola-Meliti | XFL_BI11_GMELIT11_1:line | -1158 | 1600 | 1600 | -442 | 72 | []
KS_CO_00001 | N-1 400 kV Kosovo B-Urosevac | [MK-GR] 400 kV Bitola-Meliti | XFL_BI11_GMELIT11_1:line | -1143 | 1600 | 1600 | -457 | 71 | []

## 1930Curative
Detailed results
Generated at: | 2024-03-11 19:20
Business day: | 12.03.2024
Timestamp: | 19:30
Border & direction: | North-Greece Importing
Horizon: | DA
Remedial actions: | true
Evaluation type: | CURATIVE
TTC [MW]: | 2936
Fallback applied | false
Loading threshold | 0.7
Applied RAs
CO ID | RA ID | Name of the RA | Usage | Type | Location | Status
Limiting CNECs
CO ID | Name of the CO | Name of the CNE | CNE UCTE branch | Calculated I (A) | I max (PRE) | I max (CUR) | Margin (A) | Loading (%) | Applicable curative RAs
AL_GR_CO_00001 | N-1 400 kV Zemplak-Kardia | [MK-GR] 400 kV Bitola-Meliti | XFL_BI11_GMELIT11_1:line | -1599 |  | 1600 | -1 | 100 | []
AL_CO_00002 | N-1 400 kV Elbasan 2-Zemlak | [MK-GR] 400 kV Bitola-Meliti | XFL_BI11_GMELIT11_1:line | -1528 |  | 1600 | -72 | 95 | []
MK_GR_CO_00002 | N-1 400 kV Dubrovo-Thessaloniki | [MK-GR] 400 kV Bitola-Meliti | XFL_BI11_GMELIT11_1:line | -1493 |  | 1600 | -107 | 93 | []
BG_CO_00001 | N-1 400kV Chervena Mogila - Blagoevgrad ck. 1 | [MK-GR] 400 kV Bitola-Meliti | XFL_BI11_GMELIT11_1:line | -1471 |  | 1600 | -129 | 92 | []
BG_GR_CO_00001 | N-1 400 kV Blagoevgrad - Thessaloniki | [MK-GR] 400 kV Bitola-Meliti | XFL_BI11_GMELIT11_1:line | -1460 |  | 1600 | -140 | 91 | []
GR_CO_00001 | N-1 400 kV Filippoi-Nea Santa ck.2 | [MK-GR] 400 kV Bitola-Meliti | XFL_BI11_GMELIT11_1:line | -1417 |  | 1600 | -183 | 89 | []
AL_CO_00001 | N-1 400 kV Elbasan 2-Tirana 2 | [MK-GR] 400 kV Bitola-Meliti | XFL_BI11_GMELIT11_1:line | -1357 |  | 1600 | -243 | 85 | []
GR_CO_00002 | N-1 400 kV Filippoi-Lagadas ck.2 | [MK-GR] 400 kV Bitola-Meliti | XFL_BI11_GMELIT11_1:line | -1357 |  | 1600 | -243 | 85 | []
GR_CO_00004 | N-1 400 kV Amideo-Lagadas ck.2 | [MK-GR] 400 kV Bitola-Meliti | XFL_BI11_GMELIT11_1:line | -1351 |  | 1600 | -249 | 84 | []
BG_CO_00002 | N-1 400kV Sofia Zapad - Chervena Mogila ck. 1 | [MK-GR] 400 kV Bitola-Meliti | XFL_BI11_GMELIT11_1:line | -1323 |  | 1600 | -277 | 83 | []
TR_GR_CO_00001 | N-1 400 kV Babaeski-N Santa | [MK-GR] 400 kV Bitola-Meliti | XFL_BI11_GMELIT11_1:line | -1317 |  | 1600 | -283 | 82 | []
BG_GR_CO_00002 | N-1 400kV MARITSA IZTOK-NEA SANTA-CK-1 | [MK-GR] 400 kV Bitola-Meliti | XFL_BI11_GMELIT11_1:line | -1316 |  | 1600 | -284 | 82 | []
TR_CO_00001 | N-1 400 kV Habitabat NGCC -Babaeski | [MK-GR] 400 kV Bitola-Meliti | XFL_BI11_GMELIT11_1:line | -1291 |  | 1600 | -309 | 81 | []
BG_CO_00009 | N-1 400kV Maritsa Iztok 2Â - Maritsa Iztok 3 | [MK-GR] 400 kV Bitola-Meliti | XFL_BI11_GMELIT11_1:line | -1291 |  | 1600 | -309 | 81 | []
BG_CO_00016 | N-1 400kV Kozloduy - Sofia Zapad ck.2 | [MK-GR] 400 kV Bitola-Meliti | XFL_BI11_GMELIT11_1:line | -1288 |  | 1600 | -312 | 80 | []
RS_CO_00004 | N-1 400 kV Nis 2 âLeskovac 2 | [MK-GR] 400 kV Bitola-Meliti | XFL_BI11_GMELIT11_1:line | -1286 |  | 1600 | -314 | 80 | []
AL_ME_CO_00001 | N-1 400 kV Tirana 2âPodgorica 2 | [MK-GR] 400 kV Bitola-Meliti | XFL_BI11_GMELIT11_1:line | -1286 |  | 1600 | -314 | 80 | []
RS_CO_00003 | N-1 400 kV Vranje 4 âLeskovac 2 | [MK-GR] 400 kV Bitola-Meliti | XFL_BI11_GMELIT11_1:line | -1286 |  | 1600 | -314 | 80 | []
BC | Base Case | [MK-GR] 400 kV Bitola-Meliti | XFL_BI11_GMELIT11_1:line | -1286 |  | 1600 | -314 | 80 | []
MK_CO_00002 | N-1 400 kV Dubrovo âStip | [MK-GR] 400 kV Bitola-Meliti | XFL_BI11_GMELIT11_1:line | -1286 |  | 1600 | -314 | 80 | []
BG_CO_00010 | N-1 400kV Maritsa Iztok â Maritsa Iztok 3 | [MK-GR] 400 kV Bitola-Meliti | XFL_BI11_GMELIT11_1:line | -1286 |  | 1600 | -314 | 80 | []
RS_MK_00001 | N-1 400 kV Vranje 4 -Stip | [MK-GR] 400 kV Bitola-Meliti | XFL_BI11_GMELIT11_1:line | -1285 |  | 1600 | -315 | 80 | []
BG_CO_00012 | Â N-1 400kV Varna - Burgas | [MK-GR] 400 kV Bitola-Meliti | XFL_BI11_GMELIT11_1:line | -1285 |  | 1600 | -315 | 80 | []
BG_TR_CO_00001 | N-1 400kV Maritsa 3 - Hamitabat 1 | [MK-GR] 400 kV Bitola-Meliti | XFL_BI11_GMELIT11_1:line | -1285 |  | 1600 | -315 | 80 | []
BG_TR_CO_00002 | N-1 400kV Maritsa 3 - Hamitabat 2 | [MK-GR] 400 kV Bitola-Meliti | XFL_BI11_GMELIT11_1:line | -1284 |  | 1600 | -316 | 80 | []
BG_CO_00011 | N-1 400kV Maritsa Iztok - Plovdiv | [MK-GR] 400 kV Bitola-Meliti | XFL_BI11_GMELIT11_1:line | -1283 |  | 1600 | -317 | 80 | []
BG_CO_00007 | N-1 400kV Maritsa Iztok - Plovdiv ck. 2 | [MK-GR] 400 kV Bitola-Meliti | XFL_BI11_GMELIT11_1:line | -1283 |  | 1600 | -317 | 80 | []
BG_CO_00008 | N-1 400kV Plovdiv - Vetren | [MK-GR] 400 kV Bitola-Meliti | XFL_BI11_GMELIT11_1:line | -1283 |  | 1600 | -317 | 80 | []
BG_CO_00013 | N-1 400kV Burgas â Maritsa Iztok 2 | [MK-GR] 400 kV Bitola-Meliti | XFL_BI11_GMELIT11_1:line | -1281 |  | 1600 | -319 | 80 | []
KS_ME_CO_00001 | N-1 400 kV Pec 3-Ribarevina | [MK-GR] 400 kV Bitola-Meliti | XFL_BI11_GMELIT11_1:line | -1278 |  | 1600 | -322 | 80 | []
GR_CO_00005 | N-1 400 kV Thessaloniki-Lagadas ck.2 | [MK-GR] 400 kV Bitola-Meliti | XFL_BI11_GMELIT11_1:line | -1264 |  | 1600 | -336 | 79 | []
BG_RS_CO_00001 | N-1 400kV Sofia Zapad - Nis Â | [MK-GR] 400 kV Bitola-Meliti | XFL_BI11_GMELIT11_1:line | -1261 |  | 1600 | -339 | 79 | []
RS_KS_CO_00002 | N-1 400 kV Kosovo B-Nis 2 | [MK-GR] 400 kV Bitola-Meliti | XFL_BI11_GMELIT11_1:line | -1258 |  | 1600 | -342 | 79 | []
BG_MK_CO_00001 | N-1 400kV Chervena Mogila - Stip | [MK-GR] 400 kV Bitola-Meliti | XFL_BI11_GMELIT11_1:line | -1256 |  | 1600 | -344 | 78 | []
MK_CO_00001 | N-1 400 kV Bitola-Dubrovo | [MK-GR] 400 kV Bitola-Meliti | XFL_BI11_GMELIT11_1:line | -1250 |  | 1600 | -350 | 78 | []
MK_CO_00003 | N-1 400 kV Skopje 4 âSkopje 5 | [MK-GR] 400 kV Bitola-Meliti | XFL_BI11_GMELIT11_1:line | -1178 |  | 1600 | -422 | 74 | []
GR_CO_00001 | N-1 400 kV Filippoi-Nea Santa ck.2 | [BG-GR] 400 kV Blagoevgrad - Thessaloniki | XBG_TH11_GTHESS13_1:line | 1167 |  | 1600 | -433 | 73 | []
MK_KS_CO_00001 | N-1 400 kV Skopje 5 âUrosevac | [MK-GR] 400 kV Bitola-Meliti | XFL_BI11_GMELIT11_1:line | -1158 |  | 1600 | -442 | 72 | []
KS_CO_00001 | N-1 400 kV Kosovo B-Urosevac | [MK-GR] 400 kV Bitola-Meliti | XFL_BI11_GMELIT11_1:line | -1143 |  | 1600 | -457 | 71 | []

## 2030Preventive
Detailed results
Generated at: | 2024-03-11 19:20
Business day: | 12.03.2024
Timestamp: | 20:30
Border & direction: | North-Greece Importing
Horizon: | DA
Remedial actions: | true
Evaluation type: | PREVENTIVE
TTC [MW]: | 2949
Fallback applied | false
Loading threshold | 0.7
Applied RAs
CO ID | RA ID | Name of the RA | Usage | Type | Location | Status
Limiting CNECs
CO ID | Name of the CO | Name of the CNE | CNE UCTE branch | Calculated I (A) | I max (PRE) | I max (CUR) | Margin (A) | Loading (%) | Applicable curative RAs
AL_GR_CO_00001 | N-1 400 kV Zemplak-Kardia | [MK-GR] 400 kV Bitola-Meliti | XFL_BI11_GMELIT11_1:line | -1593 | 1600 | 1600 | -7 | 100 | []
AL_CO_00002 | N-1 400 kV Elbasan 2-Zemlak | [MK-GR] 400 kV Bitola-Meliti | XFL_BI11_GMELIT11_1:line | -1504 | 1600 | 1600 | -96 | 94 | []
MK_GR_CO_00002 | N-1 400 kV Dubrovo-Thessaloniki | [MK-GR] 400 kV Bitola-Meliti | XFL_BI11_GMELIT11_1:line | -1471 | 1600 | 1600 | -129 | 92 | []
BG_CO_00001 | N-1 400kV Chervena Mogila - Blagoevgrad ck. 1 | [MK-GR] 400 kV Bitola-Meliti | XFL_BI11_GMELIT11_1:line | -1454 | 1600 | 1600 | -146 | 91 | []
BG_GR_CO_00001 | N-1 400 kV Blagoevgrad - Thessaloniki | [MK-GR] 400 kV Bitola-Meliti | XFL_BI11_GMELIT11_1:line | -1445 | 1600 | 1600 | -155 | 90 | []
GR_CO_00001 | N-1 400 kV Filippoi-Nea Santa ck.2 | [MK-GR] 400 kV Bitola-Meliti | XFL_BI11_GMELIT11_1:line | -1398 | 1600 | 1600 | -202 | 87 | []
AL_CO_00001 | N-1 400 kV Elbasan 2-Tirana 2 | [MK-GR] 400 kV Bitola-Meliti | XFL_BI11_GMELIT11_1:line | -1335 | 1600 | 1600 | -265 | 83 | []
GR_CO_00002 | N-1 400 kV Filippoi-Lagadas ck.2 | [MK-GR] 400 kV Bitola-Meliti | XFL_BI11_GMELIT11_1:line | -1334 | 1600 | 1600 | -266 | 83 | []
GR_CO_00004 | N-1 400 kV Amideo-Lagadas ck.2 | [MK-GR] 400 kV Bitola-Meliti | XFL_BI11_GMELIT11_1:line | -1331 | 1600 | 1600 | -269 | 83 | []
BG_CO_00002 | N-1 400kV Sofia Zapad - Chervena Mogila ck. 1 | [MK-GR] 400 kV Bitola-Meliti | XFL_BI11_GMELIT11_1:line | -1303 | 1600 | 1600 | -297 | 81 | []
BG_GR_CO_00002 | N-1 400kV MARITSA IZTOK-NEA SANTA-CK-1 | [MK-GR] 400 kV Bitola-Meliti | XFL_BI11_GMELIT11_1:line | -1297 | 1600 | 1600 | -303 | 81 | []
TR_GR_CO_00001 | N-1 400 kV Babaeski-N Santa | [MK-GR] 400 kV Bitola-Meliti | XFL_BI11_GMELIT11_1:line | -1297 | 1600 | 1600 | -303 | 81 | []
BG_CO_00009 | N-1 400kV Maritsa Iztok 2Â - Maritsa Iztok 3 | [MK-GR] 400 kV Bitola-Meliti | XFL_BI11_GMELIT11_1:line | -1271 | 1600 | 1600 | -329 | 79 | []
TR_CO_00001 | N-1 400 kV Habitabat NGCC -Babaeski | [MK-GR] 400 kV Bitola-Meliti | XFL_BI11_GMELIT11_1:line | -1270 | 1600 | 1600 | -330 | 79 | []
BG_CO_00016 | N-1 400kV Kozloduy - Sofia Zapad ck.2 | [MK-GR] 400 kV Bitola-Meliti | XFL_BI11_GMELIT11_1:line | -1268 | 1600 | 1600 | -332 | 79 | []
RS_CO_00004 | N-1 400 kV Nis 2 âLeskovac 2 | [MK-GR] 400 kV Bitola-Meliti | XFL_BI11_GMELIT11_1:line | -1266 | 1600 | 1600 | -334 | 79 | []
RS_CO_00003 | N-1 400 kV Vranje 4 âLeskovac 2 | [MK-GR] 400 kV Bitola-Meliti | XFL_BI11_GMELIT11_1:line | -1266 | 1600 | 1600 | -334 | 79 | []
MK_CO_00002 | N-1 400 kV Dubrovo âStip | [MK-GR] 400 kV Bitola-Meliti | XFL_BI11_GMELIT11_1:line | -1266 | 1600 | 1600 | -334 | 79 | []
BC | Base Case | [MK-GR] 400 kV Bitola-Meliti | XFL_BI11_GMELIT11_1:line | -1266 | 1600 | 1600 | -334 | 79 | []
BG_CO_00010 | N-1 400kV Maritsa Iztok â Maritsa Iztok 3 | [MK-GR] 400 kV Bitola-Meliti | XFL_BI11_GMELIT11_1:line | -1266 | 1600 | 1600 | -334 | 79 | []
BG_TR_CO_00001 | N-1 400kV Maritsa 3 - Hamitabat 1 | [MK-GR] 400 kV Bitola-Meliti | XFL_BI11_GMELIT11_1:line | -1266 | 1600 | 1600 | -334 | 79 | []
AL_ME_CO_00001 | N-1 400 kV Tirana 2âPodgorica 2 | [MK-GR] 400 kV Bitola-Meliti | XFL_BI11_GMELIT11_1:line | -1266 | 1600 | 1600 | -334 | 79 | []
RS_MK_00001 | N-1 400 kV Vranje 4 -Stip | [MK-GR] 400 kV Bitola-Meliti | XFL_BI11_GMELIT11_1:line | -1266 | 1600 | 1600 | -334 | 79 | []
BG_TR_CO_00002 | N-1 400kV Maritsa 3 - Hamitabat 2 | [MK-GR] 400 kV Bitola-Meliti | XFL_BI11_GMELIT11_1:line | -1265 | 1600 | 1600 | -335 | 79 | []
BG_CO_00012 | Â N-1 400kV Varna - Burgas | [MK-GR] 400 kV Bitola-Meliti | XFL_BI11_GMELIT11_1:line | -1265 | 1600 | 1600 | -335 | 79 | []
BG_CO_00011 | N-1 400kV Maritsa Iztok - Plovdiv | [MK-GR] 400 kV Bitola-Meliti | XFL_BI11_GMELIT11_1:line | -1264 | 1600 | 1600 | -336 | 79 | []
BG_CO_00008 | N-1 400kV Plovdiv - Vetren | [MK-GR] 400 kV Bitola-Meliti | XFL_BI11_GMELIT11_1:line | -1263 | 1600 | 1600 | -337 | 79 | []
BG_CO_00007 | N-1 400kV Maritsa Iztok - Plovdiv ck. 2 | [MK-GR] 400 kV Bitola-Meliti | XFL_BI11_GMELIT11_1:line | -1263 | 1600 | 1600 | -337 | 79 | []
BG_CO_00013 | N-1 400kV Burgas â Maritsa Iztok 2 | [MK-GR] 400 kV Bitola-Meliti | XFL_BI11_GMELIT11_1:line | -1261 | 1600 | 1600 | -339 | 79 | []
KS_ME_CO_00001 | N-1 400 kV Pec 3-Ribarevina | [MK-GR] 400 kV Bitola-Meliti | XFL_BI11_GMELIT11_1:line | -1257 | 1600 | 1600 | -343 | 79 | []
GR_CO_00005 | N-1 400 kV Thessaloniki-Lagadas ck.2 | [MK-GR] 400 kV Bitola-Meliti | XFL_BI11_GMELIT11_1:line | -1248 | 1600 | 1600 | -352 | 78 | []
BG_RS_CO_00001 | N-1 400kV Sofia Zapad - Nis Â | [MK-GR] 400 kV Bitola-Meliti | XFL_BI11_GMELIT11_1:line | -1242 | 1600 | 1600 | -358 | 78 | []
BG_MK_CO_00001 | N-1 400kV Chervena Mogila - Stip | [MK-GR] 400 kV Bitola-Meliti | XFL_BI11_GMELIT11_1:line | -1238 | 1600 | 1600 | -362 | 77 | []
RS_KS_CO_00002 | N-1 400 kV Kosovo B-Nis 2 | [MK-GR] 400 kV Bitola-Meliti | XFL_BI11_GMELIT11_1:line | -1236 | 1600 | 1600 | -364 | 77 | []
MK_CO_00001 | N-1 400 kV Bitola-Dubrovo | [MK-GR] 400 kV Bitola-Meliti | XFL_BI11_GMELIT11_1:line | -1229 | 1600 | 1600 | -371 | 77 | []
GR_CO_00001 | N-1 400 kV Filippoi-Nea Santa ck.2 | [BG-GR] 400 kV Blagoevgrad - Thessaloniki | XBG_TH11_GTHESS13_1:line | 1176 | 1600 | 1600 | -424 | 74 | []
MK_CO_00003 | N-1 400 kV Skopje 4 âSkopje 5 | [MK-GR] 400 kV Bitola-Meliti | XFL_BI11_GMELIT11_1:line | -1166 | 1600 | 1600 | -434 | 73 | []
MK_KS_CO_00001 | N-1 400 kV Skopje 5 âUrosevac | [MK-GR] 400 kV Bitola-Meliti | XFL_BI11_GMELIT11_1:line | -1125 | 1600 | 1600 | -475 | 70 | []

## 2030Curative
Detailed results
Generated at: | 2024-03-11 19:20
Business day: | 12.03.2024
Timestamp: | 20:30
Border & direction: | North-Greece Importing
Horizon: | DA
Remedial actions: | true
Evaluation type: | CURATIVE
TTC [MW]: | 2949
Fallback applied | false
Loading threshold | 0.7
Applied RAs
CO ID | RA ID | Name of the RA | Usage | Type | Location | Status
Limiting CNECs
CO ID | Name of the CO | Name of the CNE | CNE UCTE branch | Calculated I (A) | I max (PRE) | I max (CUR) | Margin (A) | Loading (%) | Applicable curative RAs
AL_GR_CO_00001 | N-1 400 kV Zemplak-Kardia | [MK-GR] 400 kV Bitola-Meliti | XFL_BI11_GMELIT11_1:line | -1593 |  | 1600 | -7 | 100 | []
AL_CO_00002 | N-1 400 kV Elbasan 2-Zemlak | [MK-GR] 400 kV Bitola-Meliti | XFL_BI11_GMELIT11_1:line | -1504 |  | 1600 | -96 | 94 | []
MK_GR_CO_00002 | N-1 400 kV Dubrovo-Thessaloniki | [MK-GR] 400 kV Bitola-Meliti | XFL_BI11_GMELIT11_1:line | -1471 |  | 1600 | -129 | 92 | []
BG_CO_00001 | N-1 400kV Chervena Mogila - Blagoevgrad ck. 1 | [MK-GR] 400 kV Bitola-Meliti | XFL_BI11_GMELIT11_1:line | -1454 |  | 1600 | -146 | 91 | []
BG_GR_CO_00001 | N-1 400 kV Blagoevgrad - Thessaloniki | [MK-GR] 400 kV Bitola-Meliti | XFL_BI11_GMELIT11_1:line | -1445 |  | 1600 | -155 | 90 | []
GR_CO_00001 | N-1 400 kV Filippoi-Nea Santa ck.2 | [MK-GR] 400 kV Bitola-Meliti | XFL_BI11_GMELIT11_1:line | -1398 |  | 1600 | -202 | 87 | []
AL_CO_00001 | N-1 400 kV Elbasan 2-Tirana 2 | [MK-GR] 400 kV Bitola-Meliti | XFL_BI11_GMELIT11_1:line | -1335 |  | 1600 | -265 | 83 | []
GR_CO_00002 | N-1 400 kV Filippoi-Lagadas ck.2 | [MK-GR] 400 kV Bitola-Meliti | XFL_BI11_GMELIT11_1:line | -1334 |  | 1600 | -266 | 83 | []
GR_CO_00004 | N-1 400 kV Amideo-Lagadas ck.2 | [MK-GR] 400 kV Bitola-Meliti | XFL_BI11_GMELIT11_1:line | -1331 |  | 1600 | -269 | 83 | []
BG_CO_00002 | N-1 400kV Sofia Zapad - Chervena Mogila ck. 1 | [MK-GR] 400 kV Bitola-Meliti | XFL_BI11_GMELIT11_1:line | -1303 |  | 1600 | -297 | 81 | []
BG_GR_CO_00002 | N-1 400kV MARITSA IZTOK-NEA SANTA-CK-1 | [MK-GR] 400 kV Bitola-Meliti | XFL_BI11_GMELIT11_1:line | -1297 |  | 1600 | -303 | 81 | []
TR_GR_CO_00001 | N-1 400 kV Babaeski-N Santa | [MK-GR] 400 kV Bitola-Meliti | XFL_BI11_GMELIT11_1:line | -1297 |  | 1600 | -303 | 81 | []
BG_CO_00009 | N-1 400kV Maritsa Iztok 2Â - Maritsa Iztok 3 | [MK-GR] 400 kV Bitola-Meliti | XFL_BI11_GMELIT11_1:line | -1271 |  | 1600 | -329 | 79 | []
TR_CO_00001 | N-1 400 kV Habitabat NGCC -Babaeski | [MK-GR] 400 kV Bitola-Meliti | XFL_BI11_GMELIT11_1:line | -1270 |  | 1600 | -330 | 79 | []
BG_CO_00016 | N-1 400kV Kozloduy - Sofia Zapad ck.2 | [MK-GR] 400 kV Bitola-Meliti | XFL_BI11_GMELIT11_1:line | -1268 |  | 1600 | -332 | 79 | []
RS_CO_00004 | N-1 400 kV Nis 2 âLeskovac 2 | [MK-GR] 400 kV Bitola-Meliti | XFL_BI11_GMELIT11_1:line | -1266 |  | 1600 | -334 | 79 | []
RS_CO_00003 | N-1 400 kV Vranje 4 âLeskovac 2 | [MK-GR] 400 kV Bitola-Meliti | XFL_BI11_GMELIT11_1:line | -1266 |  | 1600 | -334 | 79 | []
MK_CO_00002 | N-1 400 kV Dubrovo âStip | [MK-GR] 400 kV Bitola-Meliti | XFL_BI11_GMELIT11_1:line | -1266 |  | 1600 | -334 | 79 | []
BC | Base Case | [MK-GR] 400 kV Bitola-Meliti | XFL_BI11_GMELIT11_1:line | -1266 |  | 1600 | -334 | 79 | []
BG_CO_00010 | N-1 400kV Maritsa Iztok â Maritsa Iztok 3 | [MK-GR] 400 kV Bitola-Meliti | XFL_BI11_GMELIT11_1:line | -1266 |  | 1600 | -334 | 79 | []
BG_TR_CO_00001 | N-1 400kV Maritsa 3 - Hamitabat 1 | [MK-GR] 400 kV Bitola-Meliti | XFL_BI11_GMELIT11_1:line | -1266 |  | 1600 | -334 | 79 | []
AL_ME_CO_00001 | N-1 400 kV Tirana 2âPodgorica 2 | [MK-GR] 400 kV Bitola-Meliti | XFL_BI11_GMELIT11_1:line | -1266 |  | 1600 | -334 | 79 | []
RS_MK_00001 | N-1 400 kV Vranje 4 -Stip | [MK-GR] 400 kV Bitola-Meliti | XFL_BI11_GMELIT11_1:line | -1266 |  | 1600 | -334 | 79 | []
BG_TR_CO_00002 | N-1 400kV Maritsa 3 - Hamitabat 2 | [MK-GR] 400 kV Bitola-Meliti | XFL_BI11_GMELIT11_1:line | -1265 |  | 1600 | -335 | 79 | []
BG_CO_00012 | Â N-1 400kV Varna - Burgas | [MK-GR] 400 kV Bitola-Meliti | XFL_BI11_GMELIT11_1:line | -1265 |  | 1600 | -335 | 79 | []
BG_CO_00011 | N-1 400kV Maritsa Iztok - Plovdiv | [MK-GR] 400 kV Bitola-Meliti | XFL_BI11_GMELIT11_1:line | -1264 |  | 1600 | -336 | 79 | []
BG_CO_00008 | N-1 400kV Plovdiv - Vetren | [MK-GR] 400 kV Bitola-Meliti | XFL_BI11_GMELIT11_1:line | -1263 |  | 1600 | -337 | 79 | []
BG_CO_00007 | N-1 400kV Maritsa Iztok - Plovdiv ck. 2 | [MK-GR] 400 kV Bitola-Meliti | XFL_BI11_GMELIT11_1:line | -1263 |  | 1600 | -337 | 79 | []
BG_CO_00013 | N-1 400kV Burgas â Maritsa Iztok 2 | [MK-GR] 400 kV Bitola-Meliti | XFL_BI11_GMELIT11_1:line | -1261 |  | 1600 | -339 | 79 | []
KS_ME_CO_00001 | N-1 400 kV Pec 3-Ribarevina | [MK-GR] 400 kV Bitola-Meliti | XFL_BI11_GMELIT11_1:line | -1257 |  | 1600 | -343 | 79 | []
GR_CO_00005 | N-1 400 kV Thessaloniki-Lagadas ck.2 | [MK-GR] 400 kV Bitola-Meliti | XFL_BI11_GMELIT11_1:line | -1248 |  | 1600 | -352 | 78 | []
BG_RS_CO_00001 | N-1 400kV Sofia Zapad - Nis Â | [MK-GR] 400 kV Bitola-Meliti | XFL_BI11_GMELIT11_1:line | -1242 |  | 1600 | -358 | 78 | []
BG_MK_CO_00001 | N-1 400kV Chervena Mogila - Stip | [MK-GR] 400 kV Bitola-Meliti | XFL_BI11_GMELIT11_1:line | -1238 |  | 1600 | -362 | 77 | []
RS_KS_CO_00002 | N-1 400 kV Kosovo B-Nis 2 | [MK-GR] 400 kV Bitola-Meliti | XFL_BI11_GMELIT11_1:line | -1236 |  | 1600 | -364 | 77 | []
MK_CO_00001 | N-1 400 kV Bitola-Dubrovo | [MK-GR] 400 kV Bitola-Meliti | XFL_BI11_GMELIT11_1:line | -1229 |  | 1600 | -371 | 77 | []
GR_CO_00001 | N-1 400 kV Filippoi-Nea Santa ck.2 | [BG-GR] 400 kV Blagoevgrad - Thessaloniki | XBG_TH11_GTHESS13_1:line | 1176 |  | 1600 | -424 | 74 | []
MK_CO_00003 | N-1 400 kV Skopje 4 âSkopje 5 | [MK-GR] 400 kV Bitola-Meliti | XFL_BI11_GMELIT11_1:line | -1166 |  | 1600 | -434 | 73 | []
MK_KS_CO_00001 | N-1 400 kV Skopje 5 âUrosevac | [MK-GR] 400 kV Bitola-Meliti | XFL_BI11_GMELIT11_1:line | -1125 |  | 1600 | -475 | 70 | []

## 2130Preventive
Detailed results
Generated at: | 2024-03-11 19:20
Business day: | 12.03.2024
Timestamp: | 21:30
Border & direction: | North-Greece Importing
Horizon: | DA
Remedial actions: | true
Evaluation type: | PREVENTIVE
TTC [MW]: | 2974
Fallback applied | false
Loading threshold | 0.7
Applied RAs
CO ID | RA ID | Name of the RA | Usage | Type | Location | Status
Limiting CNECs
CO ID | Name of the CO | Name of the CNE | CNE UCTE branch | Calculated I (A) | I max (PRE) | I max (CUR) | Margin (A) | Loading (%) | Applicable curative RAs
AL_GR_CO_00001 | N-1 400 kV Zemplak-Kardia | [MK-GR] 400 kV Bitola-Meliti | XFL_BI11_GMELIT11_1:line | -1596 | 1600 | 1600 | -4 | 100 | []
AL_CO_00002 | N-1 400 kV Elbasan 2-Zemlak | [MK-GR] 400 kV Bitola-Meliti | XFL_BI11_GMELIT11_1:line | -1505 | 1600 | 1600 | -95 | 94 | []
MK_GR_CO_00002 | N-1 400 kV Dubrovo-Thessaloniki | [MK-GR] 400 kV Bitola-Meliti | XFL_BI11_GMELIT11_1:line | -1465 | 1600 | 1600 | -135 | 92 | []
BG_CO_00001 | N-1 400kV Chervena Mogila - Blagoevgrad ck. 1 | [MK-GR] 400 kV Bitola-Meliti | XFL_BI11_GMELIT11_1:line | -1459 | 1600 | 1600 | -141 | 91 | []
BG_GR_CO_00001 | N-1 400 kV Blagoevgrad - Thessaloniki | [MK-GR] 400 kV Bitola-Meliti | XFL_BI11_GMELIT11_1:line | -1451 | 1600 | 1600 | -149 | 91 | []
GR_CO_00001 | N-1 400 kV Filippoi-Nea Santa ck.2 | [MK-GR] 400 kV Bitola-Meliti | XFL_BI11_GMELIT11_1:line | -1400 | 1600 | 1600 | -200 | 87 | []
GR_CO_00004 | N-1 400 kV Amideo-Lagadas ck.2 | [MK-GR] 400 kV Bitola-Meliti | XFL_BI11_GMELIT11_1:line | -1337 | 1600 | 1600 | -263 | 84 | []
GR_CO_00002 | N-1 400 kV Filippoi-Lagadas ck.2 | [MK-GR] 400 kV Bitola-Meliti | XFL_BI11_GMELIT11_1:line | -1337 | 1600 | 1600 | -263 | 84 | []
AL_CO_00001 | N-1 400 kV Elbasan 2-Tirana 2 | [MK-GR] 400 kV Bitola-Meliti | XFL_BI11_GMELIT11_1:line | -1335 | 1600 | 1600 | -265 | 83 | []
BG_CO_00002 | N-1 400kV Sofia Zapad - Chervena Mogila ck. 1 | [MK-GR] 400 kV Bitola-Meliti | XFL_BI11_GMELIT11_1:line | -1306 | 1600 | 1600 | -294 | 82 | []
TR_GR_CO_00001 | N-1 400 kV Babaeski-N Santa | [MK-GR] 400 kV Bitola-Meliti | XFL_BI11_GMELIT11_1:line | -1299 | 1600 | 1600 | -301 | 81 | []
BG_GR_CO_00002 | N-1 400kV MARITSA IZTOK-NEA SANTA-CK-1 | [MK-GR] 400 kV Bitola-Meliti | XFL_BI11_GMELIT11_1:line | -1299 | 1600 | 1600 | -301 | 81 | []
BG_CO_00009 | N-1 400kV Maritsa Iztok 2Â - Maritsa Iztok 3 | [MK-GR] 400 kV Bitola-Meliti | XFL_BI11_GMELIT11_1:line | -1273 | 1600 | 1600 | -327 | 80 | []
TR_CO_00001 | N-1 400 kV Habitabat NGCC -Babaeski | [MK-GR] 400 kV Bitola-Meliti | XFL_BI11_GMELIT11_1:line | -1271 | 1600 | 1600 | -329 | 79 | []
BG_CO_00016 | N-1 400kV Kozloduy - Sofia Zapad ck.2 | [MK-GR] 400 kV Bitola-Meliti | XFL_BI11_GMELIT11_1:line | -1269 | 1600 | 1600 | -331 | 79 | []
RS_CO_00004 | N-1 400 kV Nis 2 âLeskovac 2 | [MK-GR] 400 kV Bitola-Meliti | XFL_BI11_GMELIT11_1:line | -1268 | 1600 | 1600 | -332 | 79 | []
RS_CO_00003 | N-1 400 kV Vranje 4 âLeskovac 2 | [MK-GR] 400 kV Bitola-Meliti | XFL_BI11_GMELIT11_1:line | -1267 | 1600 | 1600 | -333 | 79 | []
BG_TR_CO_00001 | N-1 400kV Maritsa 3 - Hamitabat 1 | [MK-GR] 400 kV Bitola-Meliti | XFL_BI11_GMELIT11_1:line | -1267 | 1600 | 1600 | -333 | 79 | []
BG_CO_00010 | N-1 400kV Maritsa Iztok â Maritsa Iztok 3 | [MK-GR] 400 kV Bitola-Meliti | XFL_BI11_GMELIT11_1:line | -1267 | 1600 | 1600 | -333 | 79 | []
BC | Base Case | [MK-GR] 400 kV Bitola-Meliti | XFL_BI11_GMELIT11_1:line | -1267 | 1600 | 1600 | -333 | 79 | []
MK_CO_00002 | N-1 400 kV Dubrovo âStip | [MK-GR] 400 kV Bitola-Meliti | XFL_BI11_GMELIT11_1:line | -1267 | 1600 | 1600 | -333 | 79 | []
RS_MK_00001 | N-1 400 kV Vranje 4 -Stip | [MK-GR] 400 kV Bitola-Meliti | XFL_BI11_GMELIT11_1:line | -1267 | 1600 | 1600 | -333 | 79 | []
BG_TR_CO_00002 | N-1 400kV Maritsa 3 - Hamitabat 2 | [MK-GR] 400 kV Bitola-Meliti | XFL_BI11_GMELIT11_1:line | -1267 | 1600 | 1600 | -333 | 79 | []
BG_CO_00012 | Â N-1 400kV Varna - Burgas | [MK-GR] 400 kV Bitola-Meliti | XFL_BI11_GMELIT11_1:line | -1267 | 1600 | 1600 | -333 | 79 | []
BG_CO_00011 | N-1 400kV Maritsa Iztok - Plovdiv | [MK-GR] 400 kV Bitola-Meliti | XFL_BI11_GMELIT11_1:line | -1265 | 1600 | 1600 | -335 | 79 | []
AL_ME_CO_00001 | N-1 400 kV Tirana 2âPodgorica 2 | [MK-GR] 400 kV Bitola-Meliti | XFL_BI11_GMELIT11_1:line | -1265 | 1600 | 1600 | -335 | 79 | []
BG_CO_00008 | N-1 400kV Plovdiv - Vetren | [MK-GR] 400 kV Bitola-Meliti | XFL_BI11_GMELIT11_1:line | -1265 | 1600 | 1600 | -335 | 79 | []
BG_CO_00007 | N-1 400kV Maritsa Iztok - Plovdiv ck. 2 | [MK-GR] 400 kV Bitola-Meliti | XFL_BI11_GMELIT11_1:line | -1264 | 1600 | 1600 | -336 | 79 | []
BG_CO_00013 | N-1 400kV Burgas â Maritsa Iztok 2 | [MK-GR] 400 kV Bitola-Meliti | XFL_BI11_GMELIT11_1:line | -1263 | 1600 | 1600 | -337 | 79 | []
KS_ME_CO_00001 | N-1 400 kV Pec 3-Ribarevina | [MK-GR] 400 kV Bitola-Meliti | XFL_BI11_GMELIT11_1:line | -1261 | 1600 | 1600 | -339 | 79 | []
GR_CO_00005 | N-1 400 kV Thessaloniki-Lagadas ck.2 | [MK-GR] 400 kV Bitola-Meliti | XFL_BI11_GMELIT11_1:line | -1247 | 1600 | 1600 | -353 | 78 | []
BG_RS_CO_00001 | N-1 400kV Sofia Zapad - Nis Â | [MK-GR] 400 kV Bitola-Meliti | XFL_BI11_GMELIT11_1:line | -1242 | 1600 | 1600 | -358 | 78 | []
BG_MK_CO_00001 | N-1 400kV Chervena Mogila - Stip | [MK-GR] 400 kV Bitola-Meliti | XFL_BI11_GMELIT11_1:line | -1238 | 1600 | 1600 | -362 | 77 | []
RS_KS_CO_00002 | N-1 400 kV Kosovo B-Nis 2 | [MK-GR] 400 kV Bitola-Meliti | XFL_BI11_GMELIT11_1:line | -1233 | 1600 | 1600 | -367 | 77 | []
MK_CO_00001 | N-1 400 kV Bitola-Dubrovo | [MK-GR] 400 kV Bitola-Meliti | XFL_BI11_GMELIT11_1:line | -1228 | 1600 | 1600 | -372 | 77 | []
GR_CO_00001 | N-1 400 kV Filippoi-Nea Santa ck.2 | [BG-GR] 400 kV Blagoevgrad - Thessaloniki | XBG_TH11_GTHESS13_1:line | 1194 | 1600 | 1600 | -406 | 75 | []
MK_CO_00003 | N-1 400 kV Skopje 4 âSkopje 5 | [MK-GR] 400 kV Bitola-Meliti | XFL_BI11_GMELIT11_1:line | -1168 | 1600 | 1600 | -432 | 73 | []
MK_KS_CO_00001 | N-1 400 kV Skopje 5 âUrosevac | [MK-GR] 400 kV Bitola-Meliti | XFL_BI11_GMELIT11_1:line | -1125 | 1600 | 1600 | -475 | 70 | []

## 2130Curative
Detailed results
Generated at: | 2024-03-11 19:20
Business day: | 12.03.2024
Timestamp: | 21:30
Border & direction: | North-Greece Importing
Horizon: | DA
Remedial actions: | true
Evaluation type: | CURATIVE
TTC [MW]: | 2974
Fallback applied | false
Loading threshold | 0.7
Applied RAs
CO ID | RA ID | Name of the RA | Usage | Type | Location | Status
Limiting CNECs
CO ID | Name of the CO | Name of the CNE | CNE UCTE branch | Calculated I (A) | I max (PRE) | I max (CUR) | Margin (A) | Loading (%) | Applicable curative RAs
AL_GR_CO_00001 | N-1 400 kV Zemplak-Kardia | [MK-GR] 400 kV Bitola-Meliti | XFL_BI11_GMELIT11_1:line | -1596 |  | 1600 | -4 | 100 | []
AL_CO_00002 | N-1 400 kV Elbasan 2-Zemlak | [MK-GR] 400 kV Bitola-Meliti | XFL_BI11_GMELIT11_1:line | -1505 |  | 1600 | -95 | 94 | []
MK_GR_CO_00002 | N-1 400 kV Dubrovo-Thessaloniki | [MK-GR] 400 kV Bitola-Meliti | XFL_BI11_GMELIT11_1:line | -1465 |  | 1600 | -135 | 92 | []
BG_CO_00001 | N-1 400kV Chervena Mogila - Blagoevgrad ck. 1 | [MK-GR] 400 kV Bitola-Meliti | XFL_BI11_GMELIT11_1:line | -1459 |  | 1600 | -141 | 91 | []
BG_GR_CO_00001 | N-1 400 kV Blagoevgrad - Thessaloniki | [MK-GR] 400 kV Bitola-Meliti | XFL_BI11_GMELIT11_1:line | -1451 |  | 1600 | -149 | 91 | []
GR_CO_00001 | N-1 400 kV Filippoi-Nea Santa ck.2 | [MK-GR] 400 kV Bitola-Meliti | XFL_BI11_GMELIT11_1:line | -1400 |  | 1600 | -200 | 87 | []
GR_CO_00004 | N-1 400 kV Amideo-Lagadas ck.2 | [MK-GR] 400 kV Bitola-Meliti | XFL_BI11_GMELIT11_1:line | -1337 |  | 1600 | -263 | 84 | []
GR_CO_00002 | N-1 400 kV Filippoi-Lagadas ck.2 | [MK-GR] 400 kV Bitola-Meliti | XFL_BI11_GMELIT11_1:line | -1337 |  | 1600 | -263 | 84 | []
AL_CO_00001 | N-1 400 kV Elbasan 2-Tirana 2 | [MK-GR] 400 kV Bitola-Meliti | XFL_BI11_GMELIT11_1:line | -1335 |  | 1600 | -265 | 83 | []
BG_CO_00002 | N-1 400kV Sofia Zapad - Chervena Mogila ck. 1 | [MK-GR] 400 kV Bitola-Meliti | XFL_BI11_GMELIT11_1:line | -1306 |  | 1600 | -294 | 82 | []
TR_GR_CO_00001 | N-1 400 kV Babaeski-N Santa | [MK-GR] 400 kV Bitola-Meliti | XFL_BI11_GMELIT11_1:line | -1299 |  | 1600 | -301 | 81 | []
BG_GR_CO_00002 | N-1 400kV MARITSA IZTOK-NEA SANTA-CK-1 | [MK-GR] 400 kV Bitola-Meliti | XFL_BI11_GMELIT11_1:line | -1299 |  | 1600 | -301 | 81 | []
BG_CO_00009 | N-1 400kV Maritsa Iztok 2Â - Maritsa Iztok 3 | [MK-GR] 400 kV Bitola-Meliti | XFL_BI11_GMELIT11_1:line | -1273 |  | 1600 | -327 | 80 | []
TR_CO_00001 | N-1 400 kV Habitabat NGCC -Babaeski | [MK-GR] 400 kV Bitola-Meliti | XFL_BI11_GMELIT11_1:line | -1271 |  | 1600 | -329 | 79 | []
BG_CO_00016 | N-1 400kV Kozloduy - Sofia Zapad ck.2 | [MK-GR] 400 kV Bitola-Meliti | XFL_BI11_GMELIT11_1:line | -1269 |  | 1600 | -331 | 79 | []
RS_CO_00004 | N-1 400 kV Nis 2 âLeskovac 2 | [MK-GR] 400 kV Bitola-Meliti | XFL_BI11_GMELIT11_1:line | -1268 |  | 1600 | -332 | 79 | []
RS_CO_00003 | N-1 400 kV Vranje 4 âLeskovac 2 | [MK-GR] 400 kV Bitola-Meliti | XFL_BI11_GMELIT11_1:line | -1267 |  | 1600 | -333 | 79 | []
BG_TR_CO_00001 | N-1 400kV Maritsa 3 - Hamitabat 1 | [MK-GR] 400 kV Bitola-Meliti | XFL_BI11_GMELIT11_1:line | -1267 |  | 1600 | -333 | 79 | []
BG_CO_00010 | N-1 400kV Maritsa Iztok â Maritsa Iztok 3 | [MK-GR] 400 kV Bitola-Meliti | XFL_BI11_GMELIT11_1:line | -1267 |  | 1600 | -333 | 79 | []
BC | Base Case | [MK-GR] 400 kV Bitola-Meliti | XFL_BI11_GMELIT11_1:line | -1267 |  | 1600 | -333 | 79 | []
MK_CO_00002 | N-1 400 kV Dubrovo âStip | [MK-GR] 400 kV Bitola-Meliti | XFL_BI11_GMELIT11_1:line | -1267 |  | 1600 | -333 | 79 | []
RS_MK_00001 | N-1 400 kV Vranje 4 -Stip | [MK-GR] 400 kV Bitola-Meliti | XFL_BI11_GMELIT11_1:line | -1267 |  | 1600 | -333 | 79 | []
BG_TR_CO_00002 | N-1 400kV Maritsa 3 - Hamitabat 2 | [MK-GR] 400 kV Bitola-Meliti | XFL_BI11_GMELIT11_1:line | -1267 |  | 1600 | -333 | 79 | []
BG_CO_00012 | Â N-1 400kV Varna - Burgas | [MK-GR] 400 kV Bitola-Meliti | XFL_BI11_GMELIT11_1:line | -1267 |  | 1600 | -333 | 79 | []
BG_CO_00011 | N-1 400kV Maritsa Iztok - Plovdiv | [MK-GR] 400 kV Bitola-Meliti | XFL_BI11_GMELIT11_1:line | -1265 |  | 1600 | -335 | 79 | []
AL_ME_CO_00001 | N-1 400 kV Tirana 2âPodgorica 2 | [MK-GR] 400 kV Bitola-Meliti | XFL_BI11_GMELIT11_1:line | -1265 |  | 1600 | -335 | 79 | []
BG_CO_00008 | N-1 400kV Plovdiv - Vetren | [MK-GR] 400 kV Bitola-Meliti | XFL_BI11_GMELIT11_1:line | -1265 |  | 1600 | -335 | 79 | []
BG_CO_00007 | N-1 400kV Maritsa Iztok - Plovdiv ck. 2 | [MK-GR] 400 kV Bitola-Meliti | XFL_BI11_GMELIT11_1:line | -1264 |  | 1600 | -336 | 79 | []
BG_CO_00013 | N-1 400kV Burgas â Maritsa Iztok 2 | [MK-GR] 400 kV Bitola-Meliti | XFL_BI11_GMELIT11_1:line | -1263 |  | 1600 | -337 | 79 | []
KS_ME_CO_00001 | N-1 400 kV Pec 3-Ribarevina | [MK-GR] 400 kV Bitola-Meliti | XFL_BI11_GMELIT11_1:line | -1261 |  | 1600 | -339 | 79 | []
GR_CO_00005 | N-1 400 kV Thessaloniki-Lagadas ck.2 | [MK-GR] 400 kV Bitola-Meliti | XFL_BI11_GMELIT11_1:line | -1247 |  | 1600 | -353 | 78 | []
BG_RS_CO_00001 | N-1 400kV Sofia Zapad - Nis Â | [MK-GR] 400 kV Bitola-Meliti | XFL_BI11_GMELIT11_1:line | -1242 |  | 1600 | -358 | 78 | []
BG_MK_CO_00001 | N-1 400kV Chervena Mogila - Stip | [MK-GR] 400 kV Bitola-Meliti | XFL_BI11_GMELIT11_1:line | -1238 |  | 1600 | -362 | 77 | []
RS_KS_CO_00002 | N-1 400 kV Kosovo B-Nis 2 | [MK-GR] 400 kV Bitola-Meliti | XFL_BI11_GMELIT11_1:line | -1233 |  | 1600 | -367 | 77 | []
MK_CO_00001 | N-1 400 kV Bitola-Dubrovo | [MK-GR] 400 kV Bitola-Meliti | XFL_BI11_GMELIT11_1:line | -1228 |  | 1600 | -372 | 77 | []
GR_CO_00001 | N-1 400 kV Filippoi-Nea Santa ck.2 | [BG-GR] 400 kV Blagoevgrad - Thessaloniki | XBG_TH11_GTHESS13_1:line | 1194 |  | 1600 | -406 | 75 | []
MK_CO_00003 | N-1 400 kV Skopje 4 âSkopje 5 | [MK-GR] 400 kV Bitola-Meliti | XFL_BI11_GMELIT11_1:line | -1168 |  | 1600 | -432 | 73 | []
MK_KS_CO_00001 | N-1 400 kV Skopje 5 âUrosevac | [MK-GR] 400 kV Bitola-Meliti | XFL_BI11_GMELIT11_1:line | -1125 |  | 1600 | -475 | 70 | []

## 2230Preventive
Detailed results
Generated at: | 2024-03-11 19:20
Business day: | 12.03.2024
Timestamp: | 22:30
Border & direction: | North-Greece Importing
Horizon: | DA
Remedial actions: | true
Evaluation type: | PREVENTIVE
TTC [MW]: | 3010
Fallback applied | false
Loading threshold | 0.7
Applied RAs
CO ID | RA ID | Name of the RA | Usage | Type | Location | Status
Limiting CNECs
CO ID | Name of the CO | Name of the CNE | CNE UCTE branch | Calculated I (A) | I max (PRE) | I max (CUR) | Margin (A) | Loading (%) | Applicable curative RAs
AL_GR_CO_00001 | N-1 400 kV Zemplak-Kardia | [MK-GR] 400 kV Bitola-Meliti | XFL_BI11_GMELIT11_1:line | 1596 | 1600 | 1600 | -4 | 100 | []
AL_CO_00002 | N-1 400 kV Elbasan 2-Zemlak | [MK-GR] 400 kV Bitola-Meliti | XFL_BI11_GMELIT11_1:line | -1488 | 1600 | 1600 | -112 | 93 | []
BG_CO_00001 | N-1 400kV Chervena Mogila - Blagoevgrad ck. 1 | [MK-GR] 400 kV Bitola-Meliti | XFL_BI11_GMELIT11_1:line | 1434 | 1600 | 1600 | -166 | 90 | []
BG_GR_CO_00001 | N-1 400 kV Blagoevgrad - Thessaloniki | [MK-GR] 400 kV Bitola-Meliti | XFL_BI11_GMELIT11_1:line | -1425 | 1600 | 1600 | -175 | 89 | []
MK_GR_CO_00002 | N-1 400 kV Dubrovo-Thessaloniki | [MK-GR] 400 kV Bitola-Meliti | XFL_BI11_GMELIT11_1:line | -1397 | 1600 | 1600 | -203 | 87 | []
GR_CO_00001 | N-1 400 kV Filippoi-Nea Santa ck.2 | [MK-GR] 400 kV Bitola-Meliti | XFL_BI11_GMELIT11_1:line | -1366 | 1600 | 1600 | -234 | 85 | []
AL_CO_00001 | N-1 400 kV Elbasan 2-Tirana 2 | [MK-GR] 400 kV Bitola-Meliti | XFL_BI11_GMELIT11_1:line | -1313 | 1600 | 1600 | -287 | 82 | []
GR_CO_00004 | N-1 400 kV Amideo-Lagadas ck.2 | [MK-GR] 400 kV Bitola-Meliti | XFL_BI11_GMELIT11_1:line | -1311 | 1600 | 1600 | -289 | 82 | []
GR_CO_00002 | N-1 400 kV Filippoi-Lagadas ck.2 | [MK-GR] 400 kV Bitola-Meliti | XFL_BI11_GMELIT11_1:line | -1305 | 1600 | 1600 | -295 | 82 | []
BG_CO_00002 | N-1 400kV Sofia Zapad - Chervena Mogila ck. 1 | [MK-GR] 400 kV Bitola-Meliti | XFL_BI11_GMELIT11_1:line | -1275 | 1600 | 1600 | -325 | 80 | []
BG_GR_CO_00002 | N-1 400kV MARITSA IZTOK-NEA SANTA-CK-1 | [MK-GR] 400 kV Bitola-Meliti | XFL_BI11_GMELIT11_1:line | -1268 | 1600 | 1600 | -332 | 79 | []
GR_CO_00001 | N-1 400 kV Filippoi-Nea Santa ck.2 | [BG-GR] 400 kV Blagoevgrad - Thessaloniki | XBG_TH11_GTHESS13_1:line | 1267 | 1600 | 1600 | -333 | 79 | []
TR_GR_CO_00001 | N-1 400 kV Babaeski-N Santa | [MK-GR] 400 kV Bitola-Meliti | XFL_BI11_GMELIT11_1:line | -1263 | 1600 | 1600 | -337 | 79 | []
AL_ME_CO_00001 | N-1 400 kV Tirana 2âPodgorica 2 | [MK-GR] 400 kV Bitola-Meliti | XFL_BI11_GMELIT11_1:line | -1239 | 1600 | 1600 | -361 | 77 | []
BG_CO_00009 | N-1 400kV Maritsa Iztok 2Â - Maritsa Iztok 3 | [MK-GR] 400 kV Bitola-Meliti | XFL_BI11_GMELIT11_1:line | -1239 | 1600 | 1600 | -361 | 77 | []
TR_CO_00001 | N-1 400 kV Habitabat NGCC -Babaeski | [MK-GR] 400 kV Bitola-Meliti | XFL_BI11_GMELIT11_1:line | -1236 | 1600 | 1600 | -364 | 77 | []
BG_CO_00016 | N-1 400kV Kozloduy - Sofia Zapad ck.2 | [MK-GR] 400 kV Bitola-Meliti | XFL_BI11_GMELIT11_1:line | -1233 | 1600 | 1600 | -367 | 77 | []
RS_CO_00004 | N-1 400 kV Nis 2 âLeskovac 2 | [MK-GR] 400 kV Bitola-Meliti | XFL_BI11_GMELIT11_1:line | -1233 | 1600 | 1600 | -367 | 77 | []
BG_TR_CO_00002 | N-1 400kV Maritsa 3 - Hamitabat 2 | [MK-GR] 400 kV Bitola-Meliti | XFL_BI11_GMELIT11_1:line | -1233 | 1600 | 1600 | -367 | 77 | []
BG_TR_CO_00001 | N-1 400kV Maritsa 3 - Hamitabat 1 | [MK-GR] 400 kV Bitola-Meliti | XFL_BI11_GMELIT11_1:line | -1233 | 1600 | 1600 | -367 | 77 | []
RS_CO_00003 | N-1 400 kV Vranje 4 âLeskovac 2 | [MK-GR] 400 kV Bitola-Meliti | XFL_BI11_GMELIT11_1:line | -1233 | 1600 | 1600 | -367 | 77 | []
BG_CO_00012 | Â N-1 400kV Varna - Burgas | [MK-GR] 400 kV Bitola-Meliti | XFL_BI11_GMELIT11_1:line | -1233 | 1600 | 1600 | -367 | 77 | []
RS_MK_00001 | N-1 400 kV Vranje 4 -Stip | [MK-GR] 400 kV Bitola-Meliti | XFL_BI11_GMELIT11_1:line | -1232 | 1600 | 1600 | -368 | 77 | []
BC | Base Case | [MK-GR] 400 kV Bitola-Meliti | XFL_BI11_GMELIT11_1:line | -1232 | 1600 | 1600 | -368 | 77 | []
MK_CO_00002 | N-1 400 kV Dubrovo âStip | [MK-GR] 400 kV Bitola-Meliti | XFL_BI11_GMELIT11_1:line | -1232 | 1600 | 1600 | -368 | 77 | []
BG_CO_00010 | N-1 400kV Maritsa Iztok â Maritsa Iztok 3 | [MK-GR] 400 kV Bitola-Meliti | XFL_BI11_GMELIT11_1:line | -1232 | 1600 | 1600 | -368 | 77 | []
BG_CO_00007 | N-1 400kV Maritsa Iztok - Plovdiv ck. 2 | [MK-GR] 400 kV Bitola-Meliti | XFL_BI11_GMELIT11_1:line | -1230 | 1600 | 1600 | -370 | 77 | []
BG_CO_00011 | N-1 400kV Maritsa Iztok - Plovdiv | [MK-GR] 400 kV Bitola-Meliti | XFL_BI11_GMELIT11_1:line | -1230 | 1600 | 1600 | -370 | 77 | []
BG_CO_00008 | N-1 400kV Plovdiv - Vetren | [MK-GR] 400 kV Bitola-Meliti | XFL_BI11_GMELIT11_1:line | -1230 | 1600 | 1600 | -370 | 77 | []
BG_CO_00013 | N-1 400kV Burgas â Maritsa Iztok 2 | [MK-GR] 400 kV Bitola-Meliti | XFL_BI11_GMELIT11_1:line | -1229 | 1600 | 1600 | -371 | 77 | []
KS_ME_CO_00001 | N-1 400 kV Pec 3-Ribarevina | [MK-GR] 400 kV Bitola-Meliti | XFL_BI11_GMELIT11_1:line | -1218 | 1600 | 1600 | -382 | 76 | []
BG_RS_CO_00001 | N-1 400kV Sofia Zapad - Nis Â | [MK-GR] 400 kV Bitola-Meliti | XFL_BI11_GMELIT11_1:line | -1212 | 1600 | 1600 | -388 | 76 | []
GR_CO_00005 | N-1 400 kV Thessaloniki-Lagadas ck.2 | [MK-GR] 400 kV Bitola-Meliti | XFL_BI11_GMELIT11_1:line | -1208 | 1600 | 1600 | -392 | 75 | []
BG_MK_CO_00001 | N-1 400kV Chervena Mogila - Stip | [MK-GR] 400 kV Bitola-Meliti | XFL_BI11_GMELIT11_1:line | -1199 | 1600 | 1600 | -401 | 75 | []
MK_CO_00001 | N-1 400 kV Bitola-Dubrovo | [MK-GR] 400 kV Bitola-Meliti | XFL_BI11_GMELIT11_1:line | -1198 | 1600 | 1600 | -402 | 75 | []
RS_KS_CO_00002 | N-1 400 kV Kosovo B-Nis 2 | [MK-GR] 400 kV Bitola-Meliti | XFL_BI11_GMELIT11_1:line | -1186 | 1600 | 1600 | -414 | 74 | []

## 2230Curative
Detailed results
Generated at: | 2024-03-11 19:20
Business day: | 12.03.2024
Timestamp: | 22:30
Border & direction: | North-Greece Importing
Horizon: | DA
Remedial actions: | true
Evaluation type: | CURATIVE
TTC [MW]: | 3010
Fallback applied | false
Loading threshold | 0.7
Applied RAs
CO ID | RA ID | Name of the RA | Usage | Type | Location | Status
Limiting CNECs
CO ID | Name of the CO | Name of the CNE | CNE UCTE branch | Calculated I (A) | I max (PRE) | I max (CUR) | Margin (A) | Loading (%) | Applicable curative RAs
AL_GR_CO_00001 | N-1 400 kV Zemplak-Kardia | [MK-GR] 400 kV Bitola-Meliti | XFL_BI11_GMELIT11_1:line | 1596 |  | 1600 | -4 | 100 | []
AL_CO_00002 | N-1 400 kV Elbasan 2-Zemlak | [MK-GR] 400 kV Bitola-Meliti | XFL_BI11_GMELIT11_1:line | -1488 |  | 1600 | -112 | 93 | []
BG_CO_00001 | N-1 400kV Chervena Mogila - Blagoevgrad ck. 1 | [MK-GR] 400 kV Bitola-Meliti | XFL_BI11_GMELIT11_1:line | 1434 |  | 1600 | -166 | 90 | []
BG_GR_CO_00001 | N-1 400 kV Blagoevgrad - Thessaloniki | [MK-GR] 400 kV Bitola-Meliti | XFL_BI11_GMELIT11_1:line | -1425 |  | 1600 | -175 | 89 | []
MK_GR_CO_00002 | N-1 400 kV Dubrovo-Thessaloniki | [MK-GR] 400 kV Bitola-Meliti | XFL_BI11_GMELIT11_1:line | -1397 |  | 1600 | -203 | 87 | []
GR_CO_00001 | N-1 400 kV Filippoi-Nea Santa ck.2 | [MK-GR] 400 kV Bitola-Meliti | XFL_BI11_GMELIT11_1:line | -1366 |  | 1600 | -234 | 85 | []
AL_CO_00001 | N-1 400 kV Elbasan 2-Tirana 2 | [MK-GR] 400 kV Bitola-Meliti | XFL_BI11_GMELIT11_1:line | -1313 |  | 1600 | -287 | 82 | []
GR_CO_00004 | N-1 400 kV Amideo-Lagadas ck.2 | [MK-GR] 400 kV Bitola-Meliti | XFL_BI11_GMELIT11_1:line | -1311 |  | 1600 | -289 | 82 | []
GR_CO_00002 | N-1 400 kV Filippoi-Lagadas ck.2 | [MK-GR] 400 kV Bitola-Meliti | XFL_BI11_GMELIT11_1:line | -1305 |  | 1600 | -295 | 82 | []
BG_CO_00002 | N-1 400kV Sofia Zapad - Chervena Mogila ck. 1 | [MK-GR] 400 kV Bitola-Meliti | XFL_BI11_GMELIT11_1:line | -1275 |  | 1600 | -325 | 80 | []
BG_GR_CO_00002 | N-1 400kV MARITSA IZTOK-NEA SANTA-CK-1 | [MK-GR] 400 kV Bitola-Meliti | XFL_BI11_GMELIT11_1:line | -1268 |  | 1600 | -332 | 79 | []
GR_CO_00001 | N-1 400 kV Filippoi-Nea Santa ck.2 | [BG-GR] 400 kV Blagoevgrad - Thessaloniki | XBG_TH11_GTHESS13_1:line | 1267 |  | 1600 | -333 | 79 | []
TR_GR_CO_00001 | N-1 400 kV Babaeski-N Santa | [MK-GR] 400 kV Bitola-Meliti | XFL_BI11_GMELIT11_1:line | -1263 |  | 1600 | -337 | 79 | []
AL_ME_CO_00001 | N-1 400 kV Tirana 2âPodgorica 2 | [MK-GR] 400 kV Bitola-Meliti | XFL_BI11_GMELIT11_1:line | -1239 |  | 1600 | -361 | 77 | []
BG_CO_00009 | N-1 400kV Maritsa Iztok 2Â - Maritsa Iztok 3 | [MK-GR] 400 kV Bitola-Meliti | XFL_BI11_GMELIT11_1:line | -1239 |  | 1600 | -361 | 77 | []
TR_CO_00001 | N-1 400 kV Habitabat NGCC -Babaeski | [MK-GR] 400 kV Bitola-Meliti | XFL_BI11_GMELIT11_1:line | -1236 |  | 1600 | -364 | 77 | []
BG_CO_00016 | N-1 400kV Kozloduy - Sofia Zapad ck.2 | [MK-GR] 400 kV Bitola-Meliti | XFL_BI11_GMELIT11_1:line | -1233 |  | 1600 | -367 | 77 | []
RS_CO_00004 | N-1 400 kV Nis 2 âLeskovac 2 | [MK-GR] 400 kV Bitola-Meliti | XFL_BI11_GMELIT11_1:line | -1233 |  | 1600 | -367 | 77 | []
BG_TR_CO_00002 | N-1 400kV Maritsa 3 - Hamitabat 2 | [MK-GR] 400 kV Bitola-Meliti | XFL_BI11_GMELIT11_1:line | -1233 |  | 1600 | -367 | 77 | []
BG_TR_CO_00001 | N-1 400kV Maritsa 3 - Hamitabat 1 | [MK-GR] 400 kV Bitola-Meliti | XFL_BI11_GMELIT11_1:line | -1233 |  | 1600 | -367 | 77 | []
RS_CO_00003 | N-1 400 kV Vranje 4 âLeskovac 2 | [MK-GR] 400 kV Bitola-Meliti | XFL_BI11_GMELIT11_1:line | -1233 |  | 1600 | -367 | 77 | []
BG_CO_00012 | Â N-1 400kV Varna - Burgas | [MK-GR] 400 kV Bitola-Meliti | XFL_BI11_GMELIT11_1:line | -1233 |  | 1600 | -367 | 77 | []
RS_MK_00001 | N-1 400 kV Vranje 4 -Stip | [MK-GR] 400 kV Bitola-Meliti | XFL_BI11_GMELIT11_1:line | -1232 |  | 1600 | -368 | 77 | []
BC | Base Case | [MK-GR] 400 kV Bitola-Meliti | XFL_BI11_GMELIT11_1:line | -1232 |  | 1600 | -368 | 77 | []
MK_CO_00002 | N-1 400 kV Dubrovo âStip | [MK-GR] 400 kV Bitola-Meliti | XFL_BI11_GMELIT11_1:line | -1232 |  | 1600 | -368 | 77 | []
BG_CO_00010 | N-1 400kV Maritsa Iztok â Maritsa Iztok 3 | [MK-GR] 400 kV Bitola-Meliti | XFL_BI11_GMELIT11_1:line | -1232 |  | 1600 | -368 | 77 | []
BG_CO_00007 | N-1 400kV Maritsa Iztok - Plovdiv ck. 2 | [MK-GR] 400 kV Bitola-Meliti | XFL_BI11_GMELIT11_1:line | -1230 |  | 1600 | -370 | 77 | []
BG_CO_00011 | N-1 400kV Maritsa Iztok - Plovdiv | [MK-GR] 400 kV Bitola-Meliti | XFL_BI11_GMELIT11_1:line | -1230 |  | 1600 | -370 | 77 | []
BG_CO_00008 | N-1 400kV Plovdiv - Vetren | [MK-GR] 400 kV Bitola-Meliti | XFL_BI11_GMELIT11_1:line | -1230 |  | 1600 | -370 | 77 | []
BG_CO_00013 | N-1 400kV Burgas â Maritsa Iztok 2 | [MK-GR] 400 kV Bitola-Meliti | XFL_BI11_GMELIT11_1:line | -1229 |  | 1600 | -371 | 77 | []
KS_ME_CO_00001 | N-1 400 kV Pec 3-Ribarevina | [MK-GR] 400 kV Bitola-Meliti | XFL_BI11_GMELIT11_1:line | -1218 |  | 1600 | -382 | 76 | []
BG_RS_CO_00001 | N-1 400kV Sofia Zapad - Nis Â | [MK-GR] 400 kV Bitola-Meliti | XFL_BI11_GMELIT11_1:line | -1212 |  | 1600 | -388 | 76 | []
GR_CO_00005 | N-1 400 kV Thessaloniki-Lagadas ck.2 | [MK-GR] 400 kV Bitola-Meliti | XFL_BI11_GMELIT11_1:line | -1208 |  | 1600 | -392 | 75 | []
BG_MK_CO_00001 | N-1 400kV Chervena Mogila - Stip | [MK-GR] 400 kV Bitola-Meliti | XFL_BI11_GMELIT11_1:line | -1199 |  | 1600 | -401 | 75 | []
MK_CO_00001 | N-1 400 kV Bitola-Dubrovo | [MK-GR] 400 kV Bitola-Meliti | XFL_BI11_GMELIT11_1:line | -1198 |  | 1600 | -402 | 75 | []
RS_KS_CO_00002 | N-1 400 kV Kosovo B-Nis 2 | [MK-GR] 400 kV Bitola-Meliti | XFL_BI11_GMELIT11_1:line | -1186 |  | 1600 | -414 | 74 | []

## 2330Preventive
Detailed results
Generated at: | 2024-03-11 19:20
Business day: | 12.03.2024
Timestamp: | 23:30
Border & direction: | North-Greece Importing
Horizon: | DA
Remedial actions: | true
Evaluation type: | PREVENTIVE
TTC [MW]: | 3040
Fallback applied | false
Loading threshold | 0.7
Applied RAs
CO ID | RA ID | Name of the RA | Usage | Type | Location | Status
Limiting CNECs
CO ID | Name of the CO | Name of the CNE | CNE UCTE branch | Calculated I (A) | I max (PRE) | I max (CUR) | Margin (A) | Loading (%) | Applicable curative RAs
AL_GR_CO_00001 | N-1 400 kV Zemplak-Kardia | [MK-GR] 400 kV Bitola-Meliti | XFL_BI11_GMELIT11_1:line | 1590 | 1600 | 1600 | -10 | 99 | []
AL_CO_00002 | N-1 400 kV Elbasan 2-Zemlak | [MK-GR] 400 kV Bitola-Meliti | XFL_BI11_GMELIT11_1:line | -1466 | 1600 | 1600 | -134 | 92 | []
BG_CO_00001 | N-1 400kV Chervena Mogila - Blagoevgrad ck. 1 | [MK-GR] 400 kV Bitola-Meliti | XFL_BI11_GMELIT11_1:line | 1423 | 1600 | 1600 | -177 | 89 | []
BG_GR_CO_00001 | N-1 400 kV Blagoevgrad - Thessaloniki | [MK-GR] 400 kV Bitola-Meliti | XFL_BI11_GMELIT11_1:line | 1401 | 1600 | 1600 | -199 | 88 | []
MK_GR_CO_00002 | N-1 400 kV Dubrovo-Thessaloniki | [MK-GR] 400 kV Bitola-Meliti | XFL_BI11_GMELIT11_1:line | -1381 | 1600 | 1600 | -219 | 86 | []
GR_CO_00001 | N-1 400 kV Filippoi-Nea Santa ck.2 | [MK-GR] 400 kV Bitola-Meliti | XFL_BI11_GMELIT11_1:line | -1365 | 1600 | 1600 | -235 | 85 | []
AL_CO_00001 | N-1 400 kV Elbasan 2-Tirana 2 | [MK-GR] 400 kV Bitola-Meliti | XFL_BI11_GMELIT11_1:line | -1296 | 1600 | 1600 | -304 | 81 | []
GR_CO_00001 | N-1 400 kV Filippoi-Nea Santa ck.2 | [BG-GR] 400 kV Blagoevgrad - Thessaloniki | XBG_TH11_GTHESS13_1:line | 1287 | 1600 | 1600 | -313 | 80 | []
GR_CO_00002 | N-1 400 kV Filippoi-Lagadas ck.2 | [MK-GR] 400 kV Bitola-Meliti | XFL_BI11_GMELIT11_1:line | -1285 | 1600 | 1600 | -315 | 80 | []
GR_CO_00004 | N-1 400 kV Amideo-Lagadas ck.2 | [MK-GR] 400 kV Bitola-Meliti | XFL_BI11_GMELIT11_1:line | -1282 | 1600 | 1600 | -318 | 80 | []
BG_CO_00002 | N-1 400kV Sofia Zapad - Chervena Mogila ck. 1 | [MK-GR] 400 kV Bitola-Meliti | XFL_BI11_GMELIT11_1:line | -1253 | 1600 | 1600 | -347 | 78 | []
BG_GR_CO_00002 | N-1 400kV MARITSA IZTOK-NEA SANTA-CK-1 | [MK-GR] 400 kV Bitola-Meliti | XFL_BI11_GMELIT11_1:line | -1247 | 1600 | 1600 | -353 | 78 | []
TR_GR_CO_00001 | N-1 400 kV Babaeski-N Santa | [MK-GR] 400 kV Bitola-Meliti | XFL_BI11_GMELIT11_1:line | -1243 | 1600 | 1600 | -357 | 78 | []
AL_ME_CO_00001 | N-1 400 kV Tirana 2âPodgorica 2 | [MK-GR] 400 kV Bitola-Meliti | XFL_BI11_GMELIT11_1:line | -1227 | 1600 | 1600 | -373 | 77 | []
BG_CO_00009 | N-1 400kV Maritsa Iztok 2Â - Maritsa Iztok 3 | [MK-GR] 400 kV Bitola-Meliti | XFL_BI11_GMELIT11_1:line | -1214 | 1600 | 1600 | -386 | 76 | []
BG_CO_00016 | N-1 400kV Kozloduy - Sofia Zapad ck.2 | [MK-GR] 400 kV Bitola-Meliti | XFL_BI11_GMELIT11_1:line | -1213 | 1600 | 1600 | -387 | 76 | []
TR_CO_00001 | N-1 400 kV Habitabat NGCC -Babaeski | [MK-GR] 400 kV Bitola-Meliti | XFL_BI11_GMELIT11_1:line | -1211 | 1600 | 1600 | -389 | 76 | []
BG_TR_CO_00002 | N-1 400kV Maritsa 3 - Hamitabat 2 | [MK-GR] 400 kV Bitola-Meliti | XFL_BI11_GMELIT11_1:line | -1208 | 1600 | 1600 | -392 | 76 | []
BG_TR_CO_00001 | N-1 400kV Maritsa 3 - Hamitabat 1 | [MK-GR] 400 kV Bitola-Meliti | XFL_BI11_GMELIT11_1:line | -1208 | 1600 | 1600 | -392 | 76 | []
BG_CO_00012 | Â N-1 400kV Varna - Burgas | [MK-GR] 400 kV Bitola-Meliti | XFL_BI11_GMELIT11_1:line | -1208 | 1600 | 1600 | -392 | 76 | []
RS_CO_00004 | N-1 400 kV Nis 2 âLeskovac 2 | [MK-GR] 400 kV Bitola-Meliti | XFL_BI11_GMELIT11_1:line | -1208 | 1600 | 1600 | -392 | 75 | []
RS_MK_00001 | N-1 400 kV Vranje 4 -Stip | [MK-GR] 400 kV Bitola-Meliti | XFL_BI11_GMELIT11_1:line | -1208 | 1600 | 1600 | -392 | 75 | []
RS_CO_00003 | N-1 400 kV Vranje 4 âLeskovac 2 | [MK-GR] 400 kV Bitola-Meliti | XFL_BI11_GMELIT11_1:line | -1208 | 1600 | 1600 | -392 | 75 | []
BG_CO_00010 | N-1 400kV Maritsa Iztok â Maritsa Iztok 3 | [MK-GR] 400 kV Bitola-Meliti | XFL_BI11_GMELIT11_1:line | -1207 | 1600 | 1600 | -393 | 75 | []
BC | Base Case | [MK-GR] 400 kV Bitola-Meliti | XFL_BI11_GMELIT11_1:line | -1207 | 1600 | 1600 | -393 | 75 | []
MK_CO_00002 | N-1 400 kV Dubrovo âStip | [MK-GR] 400 kV Bitola-Meliti | XFL_BI11_GMELIT11_1:line | -1207 | 1600 | 1600 | -393 | 75 | []
BG_CO_00013 | N-1 400kV Burgas â Maritsa Iztok 2 | [MK-GR] 400 kV Bitola-Meliti | XFL_BI11_GMELIT11_1:line | -1206 | 1600 | 1600 | -394 | 75 | []
BG_CO_00007 | N-1 400kV Maritsa Iztok - Plovdiv ck. 2 | [MK-GR] 400 kV Bitola-Meliti | XFL_BI11_GMELIT11_1:line | -1206 | 1600 | 1600 | -394 | 75 | []
BG_CO_00011 | N-1 400kV Maritsa Iztok - Plovdiv | [MK-GR] 400 kV Bitola-Meliti | XFL_BI11_GMELIT11_1:line | -1205 | 1600 | 1600 | -395 | 75 | []
BG_CO_00008 | N-1 400kV Plovdiv - Vetren | [MK-GR] 400 kV Bitola-Meliti | XFL_BI11_GMELIT11_1:line | -1205 | 1600 | 1600 | -395 | 75 | []
BG_RS_CO_00001 | N-1 400kV Sofia Zapad - Nis Â | [MK-GR] 400 kV Bitola-Meliti | XFL_BI11_GMELIT11_1:line | -1193 | 1600 | 1600 | -407 | 75 | []
KS_ME_CO_00001 | N-1 400 kV Pec 3-Ribarevina | [MK-GR] 400 kV Bitola-Meliti | XFL_BI11_GMELIT11_1:line | -1186 | 1600 | 1600 | -414 | 74 | []
GR_CO_00005 | N-1 400 kV Thessaloniki-Lagadas ck.2 | [MK-GR] 400 kV Bitola-Meliti | XFL_BI11_GMELIT11_1:line | -1184 | 1600 | 1600 | -416 | 74 | []
BG_MK_CO_00001 | N-1 400kV Chervena Mogila - Stip | [MK-GR] 400 kV Bitola-Meliti | XFL_BI11_GMELIT11_1:line | -1177 | 1600 | 1600 | -423 | 74 | []
MK_CO_00001 | N-1 400 kV Bitola-Dubrovo | [MK-GR] 400 kV Bitola-Meliti | XFL_BI11_GMELIT11_1:line | -1176 | 1600 | 1600 | -424 | 73 | []
RS_KS_CO_00002 | N-1 400 kV Kosovo B-Nis 2 | [MK-GR] 400 kV Bitola-Meliti | XFL_BI11_GMELIT11_1:line | -1163 | 1600 | 1600 | -437 | 73 | []

## 2330Curative
Detailed results
Generated at: | 2024-03-11 19:20
Business day: | 12.03.2024
Timestamp: | 23:30
Border & direction: | North-Greece Importing
Horizon: | DA
Remedial actions: | true
Evaluation type: | CURATIVE
TTC [MW]: | 3040
Fallback applied | false
Loading threshold | 0.7
Applied RAs
CO ID | RA ID | Name of the RA | Usage | Type | Location | Status
Limiting CNECs
CO ID | Name of the CO | Name of the CNE | CNE UCTE branch | Calculated I (A) | I max (PRE) | I max (CUR) | Margin (A) | Loading (%) | Applicable curative RAs
AL_GR_CO_00001 | N-1 400 kV Zemplak-Kardia | [MK-GR] 400 kV Bitola-Meliti | XFL_BI11_GMELIT11_1:line | 1590 |  | 1600 | -10 | 99 | []
AL_CO_00002 | N-1 400 kV Elbasan 2-Zemlak | [MK-GR] 400 kV Bitola-Meliti | XFL_BI11_GMELIT11_1:line | -1466 |  | 1600 | -134 | 92 | []
BG_CO_00001 | N-1 400kV Chervena Mogila - Blagoevgrad ck. 1 | [MK-GR] 400 kV Bitola-Meliti | XFL_BI11_GMELIT11_1:line | 1423 |  | 1600 | -177 | 89 | []
BG_GR_CO_00001 | N-1 400 kV Blagoevgrad - Thessaloniki | [MK-GR] 400 kV Bitola-Meliti | XFL_BI11_GMELIT11_1:line | 1401 |  | 1600 | -199 | 88 | []
MK_GR_CO_00002 | N-1 400 kV Dubrovo-Thessaloniki | [MK-GR] 400 kV Bitola-Meliti | XFL_BI11_GMELIT11_1:line | -1381 |  | 1600 | -219 | 86 | []
GR_CO_00001 | N-1 400 kV Filippoi-Nea Santa ck.2 | [MK-GR] 400 kV Bitola-Meliti | XFL_BI11_GMELIT11_1:line | -1365 |  | 1600 | -235 | 85 | []
AL_CO_00001 | N-1 400 kV Elbasan 2-Tirana 2 | [MK-GR] 400 kV Bitola-Meliti | XFL_BI11_GMELIT11_1:line | -1296 |  | 1600 | -304 | 81 | []
GR_CO_00001 | N-1 400 kV Filippoi-Nea Santa ck.2 | [BG-GR] 400 kV Blagoevgrad - Thessaloniki | XBG_TH11_GTHESS13_1:line | 1287 |  | 1600 | -313 | 80 | []
GR_CO_00002 | N-1 400 kV Filippoi-Lagadas ck.2 | [MK-GR] 400 kV Bitola-Meliti | XFL_BI11_GMELIT11_1:line | -1285 |  | 1600 | -315 | 80 | []
GR_CO_00004 | N-1 400 kV Amideo-Lagadas ck.2 | [MK-GR] 400 kV Bitola-Meliti | XFL_BI11_GMELIT11_1:line | -1282 |  | 1600 | -318 | 80 | []
BG_CO_00002 | N-1 400kV Sofia Zapad - Chervena Mogila ck. 1 | [MK-GR] 400 kV Bitola-Meliti | XFL_BI11_GMELIT11_1:line | -1253 |  | 1600 | -347 | 78 | []
BG_GR_CO_00002 | N-1 400kV MARITSA IZTOK-NEA SANTA-CK-1 | [MK-GR] 400 kV Bitola-Meliti | XFL_BI11_GMELIT11_1:line | -1247 |  | 1600 | -353 | 78 | []
TR_GR_CO_00001 | N-1 400 kV Babaeski-N Santa | [MK-GR] 400 kV Bitola-Meliti | XFL_BI11_GMELIT11_1:line | -1243 |  | 1600 | -357 | 78 | []
AL_ME_CO_00001 | N-1 400 kV Tirana 2âPodgorica 2 | [MK-GR] 400 kV Bitola-Meliti | XFL_BI11_GMELIT11_1:line | -1227 |  | 1600 | -373 | 77 | []
BG_CO_00009 | N-1 400kV Maritsa Iztok 2Â - Maritsa Iztok 3 | [MK-GR] 400 kV Bitola-Meliti | XFL_BI11_GMELIT11_1:line | -1214 |  | 1600 | -386 | 76 | []
BG_CO_00016 | N-1 400kV Kozloduy - Sofia Zapad ck.2 | [MK-GR] 400 kV Bitola-Meliti | XFL_BI11_GMELIT11_1:line | -1213 |  | 1600 | -387 | 76 | []
TR_CO_00001 | N-1 400 kV Habitabat NGCC -Babaeski | [MK-GR] 400 kV Bitola-Meliti | XFL_BI11_GMELIT11_1:line | -1211 |  | 1600 | -389 | 76 | []
BG_TR_CO_00002 | N-1 400kV Maritsa 3 - Hamitabat 2 | [MK-GR] 400 kV Bitola-Meliti | XFL_BI11_GMELIT11_1:line | -1208 |  | 1600 | -392 | 76 | []
BG_TR_CO_00001 | N-1 400kV Maritsa 3 - Hamitabat 1 | [MK-GR] 400 kV Bitola-Meliti | XFL_BI11_GMELIT11_1:line | -1208 |  | 1600 | -392 | 76 | []
BG_CO_00012 | Â N-1 400kV Varna - Burgas | [MK-GR] 400 kV Bitola-Meliti | XFL_BI11_GMELIT11_1:line | -1208 |  | 1600 | -392 | 76 | []
RS_CO_00004 | N-1 400 kV Nis 2 âLeskovac 2 | [MK-GR] 400 kV Bitola-Meliti | XFL_BI11_GMELIT11_1:line | -1208 |  | 1600 | -392 | 75 | []
RS_MK_00001 | N-1 400 kV Vranje 4 -Stip | [MK-GR] 400 kV Bitola-Meliti | XFL_BI11_GMELIT11_1:line | -1208 |  | 1600 | -392 | 75 | []
RS_CO_00003 | N-1 400 kV Vranje 4 âLeskovac 2 | [MK-GR] 400 kV Bitola-Meliti | XFL_BI11_GMELIT11_1:line | -1208 |  | 1600 | -392 | 75 | []
BG_CO_00010 | N-1 400kV Maritsa Iztok â Maritsa Iztok 3 | [MK-GR] 400 kV Bitola-Meliti | XFL_BI11_GMELIT11_1:line | -1207 |  | 1600 | -393 | 75 | []
BC | Base Case | [MK-GR] 400 kV Bitola-Meliti | XFL_BI11_GMELIT11_1:line | -1207 |  | 1600 | -393 | 75 | []
MK_CO_00002 | N-1 400 kV Dubrovo âStip | [MK-GR] 400 kV Bitola-Meliti | XFL_BI11_GMELIT11_1:line | -1207 |  | 1600 | -393 | 75 | []
BG_CO_00013 | N-1 400kV Burgas â Maritsa Iztok 2 | [MK-GR] 400 kV Bitola-Meliti | XFL_BI11_GMELIT11_1:line | -1206 |  | 1600 | -394 | 75 | []
BG_CO_00007 | N-1 400kV Maritsa Iztok - Plovdiv ck. 2 | [MK-GR] 400 kV Bitola-Meliti | XFL_BI11_GMELIT11_1:line | -1206 |  | 1600 | -394 | 75 | []
BG_CO_00011 | N-1 400kV Maritsa Iztok - Plovdiv | [MK-GR] 400 kV Bitola-Meliti | XFL_BI11_GMELIT11_1:line | -1205 |  | 1600 | -395 | 75 | []
BG_CO_00008 | N-1 400kV Plovdiv - Vetren | [MK-GR] 400 kV Bitola-Meliti | XFL_BI11_GMELIT11_1:line | -1205 |  | 1600 | -395 | 75 | []
BG_RS_CO_00001 | N-1 400kV Sofia Zapad - Nis Â | [MK-GR] 400 kV Bitola-Meliti | XFL_BI11_GMELIT11_1:line | -1193 |  | 1600 | -407 | 75 | []
KS_ME_CO_00001 | N-1 400 kV Pec 3-Ribarevina | [MK-GR] 400 kV Bitola-Meliti | XFL_BI11_GMELIT11_1:line | -1186 |  | 1600 | -414 | 74 | []
GR_CO_00005 | N-1 400 kV Thessaloniki-Lagadas ck.2 | [MK-GR] 400 kV Bitola-Meliti | XFL_BI11_GMELIT11_1:line | -1184 |  | 1600 | -416 | 74 | []
BG_MK_CO_00001 | N-1 400kV Chervena Mogila - Stip | [MK-GR] 400 kV Bitola-Meliti | XFL_BI11_GMELIT11_1:line | -1177 |  | 1600 | -423 | 74 | []
MK_CO_00001 | N-1 400 kV Bitola-Dubrovo | [MK-GR] 400 kV Bitola-Meliti | XFL_BI11_GMELIT11_1:line | -1176 |  | 1600 | -424 | 73 | []
RS_KS_CO_00002 | N-1 400 kV Kosovo B-Nis 2 | [MK-GR] 400 kV Bitola-Meliti | XFL_BI11_GMELIT11_1:line | -1163 |  | 1600 | -437 | 73 | []