## 0030Preventive
Detailed results
Generated at: | 2024-04-08 21:43
Business day: | 10.04.2024
Timestamp: | 00:30
Border & direction: | South-Romania Import
Horizon: | 2D
Remedial actions: | true
Evaluation type: | PREVENTIVE
TTC [MW]: | 1776
Fallback applied | false
Loading threshold | 0.7
Applied RAs
CO ID | RA ID | Name of the RA | Usage | Type | Location | Status
[n/a] | RO_RA_00001 | PRA 400/220kV AT3 Arad | preventive | pst |  | helpful
[n/a] | RO_RA_00002 | PRA 400/220kV AT Urechesti | preventive | pst |  | helpful
[n/a] | RO_RA_00012 | PRA 400 kV Tantareni-Kozlodui 2 ON_1 | preventive | topological |  | notApplied
Limiting CNECs
CO ID | Name of the CO | Name of the CNE | CNE UCTE branch | Calculated I (A) | I max (PRE) | I max (CUR) | Margin (A) | Loading (%) | Applicable curative RAs
RO-BG_CO_00002 | N-1 Kozlodui-Tantareni 2 | [RO-RS] Portile de Fier-Djerdap [DIR] [RO] | RPDFE41 _XPF_DJ11_1:line | 1738 | 1740 | 1740 | -2 | 100 | []
RO-RS_CO_00001, RO_RS_CO_00001 | N-1 Portile de Fier-Djerdap, N-1 Portile de Fier-Djerdap | [RO-BG] Tantareni-Kozlodui 2 [OPP] [RO] | RTINTB1 _XKO_TI12_1:line | -1455 | -1600 | -1600 | -145 | 91 | []
RO-RS_CO_00001, RO_RS_CO_00001 | N-1 Portile de Fier-Djerdap, N-1 Portile de Fier-Djerdap | [BG-RO] 400kV NPP Kozloduy - Tantareni ck. 2 [DIR] [BG] | VAECKO11_XKO_TI12_1:line | -1455 | 1601 | 1601 | -146 | 91 | []
RO_CO_00044 | N-1 Medgidia Sud - Varna_Dobrudja | [RO-RS] Portile de Fier-Djerdap [DIR] [RO] | RPDFE41 _XPF_DJ11_1:line | 1407 | 1740 | 1740 | -333 | 81 | []
RO-HU_CO_00001 | N-1 Arad-Sandorfalva | [RO-RS] Portile de Fier-Djerdap [DIR] [RO] | RPDFE41 _XPF_DJ11_1:line | 1402 | 1740 | 1740 | -338 | 81 | []
RO-UA_CO_00001 | N-1 Rosiori-Mukacevo | [RO-RS] Portile de Fier-Djerdap [DIR] [RO] | RPDFE41 _XPF_DJ11_1:line | 1392 | 1740 | 1740 | -348 | 80 | []
RO_CO_00002 | N-1 Mintia-Arad | [RO-RS] Portile de Fier-Djerdap [DIR] [RO] | RPDFE41 _XPF_DJ11_1:line | 1383 | 1740 | 1740 | -357 | 79 | []
RO-HU_CO_00002 | N-1 Nadab-Bekescsaba | [RO-RS] Portile de Fier-Djerdap [DIR] [RO] | RPDFE41 _XPF_DJ11_1:line | 1382 | 1740 | 1740 | -358 | 79 | []
RO_CO_00027 | N-1 AT3 Arad | [RO-RS] Portile de Fier-Djerdap [DIR] [RO] | RPDFE41 _XPF_DJ11_1:line | 1363 | 1740 | 1740 | -377 | 78 | []
BC | Base Case | [RO-RS] Portile de Fier-Djerdap [DIR] [RO] | RPDFE41 _XPF_DJ11_1:line | 1363 | 1740 | 1740 | -377 | 78 | []

## 0030Curative
Detailed results
Generated at: | 2024-04-08 21:43
Business day: | 10.04.2024
Timestamp: | 00:30
Border & direction: | South-Romania Import
Horizon: | 2D
Remedial actions: | true
Evaluation type: | CURATIVE
TTC [MW]: | 1776
Fallback applied | false
Loading threshold | 0.7
Applied RAs
CO ID | RA ID | Name of the RA | Usage | Type | Location | Status
[n/a] | RO_RA_00001 | PRA 400/220kV AT3 Arad | preventive | pst |  | helpful
[n/a] | RO_RA_00002 | PRA 400/220kV AT Urechesti | preventive | pst |  | helpful
[n/a] | RO_RA_00012 | PRA 400 kV Tantareni-Kozlodui 2 ON_1 | preventive | topological |  | notApplied
Limiting CNECs
CO ID | Name of the CO | Name of the CNE | CNE UCTE branch | Calculated I (A) | I max (PRE) | I max (CUR) | Margin (A) | Loading (%) | Applicable curative RAs
RO-BG_CO_00002 | N-1 Kozlodui-Tantareni 2 | [RO-RS] Portile de Fier-Djerdap [DIR] [RO] | RPDFE41 _XPF_DJ11_1:line | 1738 |  | 1740 | -2 | 100 | []
RO-RS_CO_00001, RO_RS_CO_00001 | N-1 Portile de Fier-Djerdap, N-1 Portile de Fier-Djerdap | [RO-BG] Tantareni-Kozlodui 2 [OPP] [RO] | RTINTB1 _XKO_TI12_1:line | -1455 |  | -1600 | -145 | 91 | []
RO-RS_CO_00001, RO_RS_CO_00001 | N-1 Portile de Fier-Djerdap, N-1 Portile de Fier-Djerdap | [BG-RO] 400kV NPP Kozloduy - Tantareni ck. 2 [DIR] [BG] | VAECKO11_XKO_TI12_1:line | -1455 |  | 1601 | -146 | 91 | []
RO_CO_00044 | N-1 Medgidia Sud - Varna_Dobrudja | [RO-RS] Portile de Fier-Djerdap [DIR] [RO] | RPDFE41 _XPF_DJ11_1:line | 1407 |  | 1740 | -333 | 81 | []
RO-HU_CO_00001 | N-1 Arad-Sandorfalva | [RO-RS] Portile de Fier-Djerdap [DIR] [RO] | RPDFE41 _XPF_DJ11_1:line | 1402 |  | 1740 | -338 | 81 | []
RO-UA_CO_00001 | N-1 Rosiori-Mukacevo | [RO-RS] Portile de Fier-Djerdap [DIR] [RO] | RPDFE41 _XPF_DJ11_1:line | 1392 |  | 1740 | -348 | 80 | []
RO_CO_00002 | N-1 Mintia-Arad | [RO-RS] Portile de Fier-Djerdap [DIR] [RO] | RPDFE41 _XPF_DJ11_1:line | 1383 |  | 1740 | -357 | 79 | []
RO-HU_CO_00002 | N-1 Nadab-Bekescsaba | [RO-RS] Portile de Fier-Djerdap [DIR] [RO] | RPDFE41 _XPF_DJ11_1:line | 1382 |  | 1740 | -358 | 79 | []
RO_CO_00027 | N-1 AT3 Arad | [RO-RS] Portile de Fier-Djerdap [DIR] [RO] | RPDFE41 _XPF_DJ11_1:line | 1363 |  | 1740 | -377 | 78 | []
BC | Base Case | [RO-RS] Portile de Fier-Djerdap [DIR] [RO] | RPDFE41 _XPF_DJ11_1:line | 1363 |  | 1740 | -377 | 78 | []

## 0130Preventive
Detailed results
Generated at: | 2024-04-08 21:43
Business day: | 10.04.2024
Timestamp: | 01:30
Border & direction: | South-Romania Import
Horizon: | 2D
Remedial actions: | true
Evaluation type: | PREVENTIVE
TTC [MW]: | 1843
Fallback applied | false
Loading threshold | 0.7
Applied RAs
CO ID | RA ID | Name of the RA | Usage | Type | Location | Status
[n/a] | RO_RA_00001 | PRA 400/220kV AT3 Arad | preventive | pst |  | helpful
[n/a] | RO_RA_00002 | PRA 400/220kV AT Urechesti | preventive | pst |  | helpful
[n/a] | RO_RA_00012 | PRA 400 kV Tantareni-Kozlodui 2 ON_1 | preventive | topological |  | notApplied
Limiting CNECs
CO ID | Name of the CO | Name of the CNE | CNE UCTE branch | Calculated I (A) | I max (PRE) | I max (CUR) | Margin (A) | Loading (%) | Applicable curative RAs
RO-BG_CO_00002 | N-1 Kozlodui-Tantareni 2 | [RO-RS] Portile de Fier-Djerdap [OPP] [RO] | RPDFE41 _XPF_DJ11_1:line | 1739 | 1740 | 1740 | -1 | 100 | []
RO-RS_CO_00001, RO_RS_CO_00001 | N-1 Portile de Fier-Djerdap, N-1 Portile de Fier-Djerdap | [RO-BG] Tantareni-Kozlodui 2 [OPP] [RO] | RTINTB1 _XKO_TI12_1:line | 1538 | 1600 | 1600 | -62 | 96 | []
RO-RS_CO_00001, RO_RS_CO_00001 | N-1 Portile de Fier-Djerdap, N-1 Portile de Fier-Djerdap | [BG-RO] 400kV NPP Kozloduy - Tantareni ck. 2 [DIR] [BG] | VAECKO11_XKO_TI12_1:line | -1535 | 1601 | 1601 | -66 | 96 | []
RO-HU_CO_00001 | N-1 Arad-Sandorfalva | [RO-RS] Portile de Fier-Djerdap [OPP] [RO] | RPDFE41 _XPF_DJ11_1:line | 1360 | 1740 | 1740 | -380 | 78 | []
RO_CO_00044 | N-1 Medgidia Sud - Varna_Dobrudja | [RO-RS] Portile de Fier-Djerdap [DIR] [RO] | RPDFE41 _XPF_DJ11_1:line | 1358 | 1740 | 1740 | -382 | 78 | []
RO-UA_CO_00001 | N-1 Rosiori-Mukacevo | [RO-RS] Portile de Fier-Djerdap [OPP] [RO] | RPDFE41 _XPF_DJ11_1:line | 1355 | 1740 | 1740 | -385 | 78 | []
RO_CO_00002 | N-1 Mintia-Arad | [RO-RS] Portile de Fier-Djerdap [OPP] [RO] | RPDFE41 _XPF_DJ11_1:line | 1349 | 1740 | 1740 | -391 | 78 | []
RO-HU_CO_00002 | N-1 Nadab-Bekescsaba | [RO-RS] Portile de Fier-Djerdap [OPP] [RO] | RPDFE41 _XPF_DJ11_1:line | 1337 | 1740 | 1740 | -403 | 77 | []
BC | Base Case | [RO-RS] Portile de Fier-Djerdap [OPP] [RO] | RPDFE41 _XPF_DJ11_1:line | 1312 | 1740 | 1740 | -428 | 75 | []
RO_CO_00027 | N-1 AT3 Arad | [RO-RS] Portile de Fier-Djerdap [OPP] [RO] | RPDFE41 _XPF_DJ11_1:line | 1312 | 1740 | 1740 | -428 | 75 | []

## 0130Curative
Detailed results
Generated at: | 2024-04-08 21:43
Business day: | 10.04.2024
Timestamp: | 01:30
Border & direction: | South-Romania Import
Horizon: | 2D
Remedial actions: | true
Evaluation type: | CURATIVE
TTC [MW]: | 1843
Fallback applied | false
Loading threshold | 0.7
Applied RAs
CO ID | RA ID | Name of the RA | Usage | Type | Location | Status
[n/a] | RO_RA_00001 | PRA 400/220kV AT3 Arad | preventive | pst |  | helpful
[n/a] | RO_RA_00002 | PRA 400/220kV AT Urechesti | preventive | pst |  | helpful
[n/a] | RO_RA_00012 | PRA 400 kV Tantareni-Kozlodui 2 ON_1 | preventive | topological |  | notApplied
Limiting CNECs
CO ID | Name of the CO | Name of the CNE | CNE UCTE branch | Calculated I (A) | I max (PRE) | I max (CUR) | Margin (A) | Loading (%) | Applicable curative RAs
RO-BG_CO_00002 | N-1 Kozlodui-Tantareni 2 | [RO-RS] Portile de Fier-Djerdap [OPP] [RO] | RPDFE41 _XPF_DJ11_1:line | 1739 |  | 1740 | -1 | 100 | []
RO-RS_CO_00001, RO_RS_CO_00001 | N-1 Portile de Fier-Djerdap, N-1 Portile de Fier-Djerdap | [RO-BG] Tantareni-Kozlodui 2 [OPP] [RO] | RTINTB1 _XKO_TI12_1:line | 1538 |  | 1600 | -62 | 96 | []
RO-RS_CO_00001, RO_RS_CO_00001 | N-1 Portile de Fier-Djerdap, N-1 Portile de Fier-Djerdap | [BG-RO] 400kV NPP Kozloduy - Tantareni ck. 2 [DIR] [BG] | VAECKO11_XKO_TI12_1:line | -1535 |  | 1601 | -66 | 96 | []
RO-HU_CO_00001 | N-1 Arad-Sandorfalva | [RO-RS] Portile de Fier-Djerdap [OPP] [RO] | RPDFE41 _XPF_DJ11_1:line | 1360 |  | 1740 | -380 | 78 | []
RO_CO_00044 | N-1 Medgidia Sud - Varna_Dobrudja | [RO-RS] Portile de Fier-Djerdap [DIR] [RO] | RPDFE41 _XPF_DJ11_1:line | 1358 |  | 1740 | -382 | 78 | []
RO-UA_CO_00001 | N-1 Rosiori-Mukacevo | [RO-RS] Portile de Fier-Djerdap [OPP] [RO] | RPDFE41 _XPF_DJ11_1:line | 1355 |  | 1740 | -385 | 78 | []
RO_CO_00002 | N-1 Mintia-Arad | [RO-RS] Portile de Fier-Djerdap [OPP] [RO] | RPDFE41 _XPF_DJ11_1:line | 1349 |  | 1740 | -391 | 78 | []
RO-HU_CO_00002 | N-1 Nadab-Bekescsaba | [RO-RS] Portile de Fier-Djerdap [OPP] [RO] | RPDFE41 _XPF_DJ11_1:line | 1337 |  | 1740 | -403 | 77 | []
BC | Base Case | [RO-RS] Portile de Fier-Djerdap [OPP] [RO] | RPDFE41 _XPF_DJ11_1:line | 1312 |  | 1740 | -428 | 75 | []
RO_CO_00027 | N-1 AT3 Arad | [RO-RS] Portile de Fier-Djerdap [OPP] [RO] | RPDFE41 _XPF_DJ11_1:line | 1312 |  | 1740 | -428 | 75 | []

## 0230Preventive
Detailed results
Generated at: | 2024-04-08 21:43
Business day: | 10.04.2024
Timestamp: | 02:30
Border & direction: | South-Romania Import
Horizon: | 2D
Remedial actions: | true
Evaluation type: | PREVENTIVE
TTC [MW]: | 1898
Fallback applied | false
Loading threshold | 0.7
Applied RAs
CO ID | RA ID | Name of the RA | Usage | Type | Location | Status
Limiting CNECs
CO ID | Name of the CO | Name of the CNE | CNE UCTE branch | Calculated I (A) | I max (PRE) | I max (CUR) | Margin (A) | Loading (%) | Applicable curative RAs
RO-RS_CO_00001, RO_RS_CO_00001 | N-1 Portile de Fier-Djerdap, N-1 Portile de Fier-Djerdap | [RO-BG] Tantareni-Kozlodui 2 [OPP] [RO] | RTINTB1 _XKO_TI12_1:line | 1596 | 1600 | 1600 | -4 | 100 | []
RO-RS_CO_00001, RO_RS_CO_00001 | N-1 Portile de Fier-Djerdap, N-1 Portile de Fier-Djerdap | [BG-RO] 400kV NPP Kozloduy - Tantareni ck. 2 [DIR] [BG] | VAECKO11_XKO_TI12_1:line | -1595 | 1601 | 1601 | -6 | 100 | []
RO-BG_CO_00002 | N-1 Kozlodui-Tantareni 2 | [RO-RS] Portile de Fier-Djerdap [OPP] [RO] | RPDFE41 _XPF_DJ11_1:line | 1714 | 1740 | 1740 | -26 | 98 | []
RO_CO_00044 | N-1 Medgidia Sud - Varna_Dobrudja | [RO-BG] Tantareni-Kozlodui 2 [DIR] [RO] | RTINTB1 _XKO_TI12_1:line | 1233 | 1600 | 1600 | -367 | 77 | []
RO_CO_00044 | N-1 Medgidia Sud - Varna_Dobrudja | [RO-RS] Portile de Fier-Djerdap [DIR] [RO] | RPDFE41 _XPF_DJ11_1:line | 1325 | 1740 | 1740 | -415 | 76 | []
RO-HU_CO_00001 | N-1 Arad-Sandorfalva | [RO-RS] Portile de Fier-Djerdap [OPP] [RO] | RPDFE41 _XPF_DJ11_1:line | 1308 | 1740 | 1740 | -432 | 75 | []
RO-UA_CO_00001 | N-1 Rosiori-Mukacevo | [RO-RS] Portile de Fier-Djerdap [OPP] [RO] | RPDFE41 _XPF_DJ11_1:line | 1303 | 1740 | 1740 | -437 | 75 | []
RO_CO_00002 | N-1 Mintia-Arad | [RO-RS] Portile de Fier-Djerdap [OPP] [RO] | RPDFE41 _XPF_DJ11_1:line | 1295 | 1740 | 1740 | -445 | 74 | []
RO-HU_CO_00002 | N-1 Nadab-Bekescsaba | [RO-RS] Portile de Fier-Djerdap [OPP] [RO] | RPDFE41 _XPF_DJ11_1:line | 1286 | 1740 | 1740 | -454 | 74 | []
BC | Base Case | [RO-RS] Portile de Fier-Djerdap [OPP] [RO] | RPDFE41 _XPF_DJ11_1:line | 1260 | 1740 | 1740 | -480 | 72 | []
RO_CO_00027 | N-1 AT3 Arad | [RO-RS] Portile de Fier-Djerdap [OPP] [RO] | RPDFE41 _XPF_DJ11_1:line | 1260 | 1740 | 1740 | -480 | 72 | []

## 0230Curative
Detailed results
Generated at: | 2024-04-08 21:43
Business day: | 10.04.2024
Timestamp: | 02:30
Border & direction: | South-Romania Import
Horizon: | 2D
Remedial actions: | true
Evaluation type: | CURATIVE
TTC [MW]: | 1898
Fallback applied | false
Loading threshold | 0.7
Applied RAs
CO ID | RA ID | Name of the RA | Usage | Type | Location | Status
Limiting CNECs
CO ID | Name of the CO | Name of the CNE | CNE UCTE branch | Calculated I (A) | I max (PRE) | I max (CUR) | Margin (A) | Loading (%) | Applicable curative RAs
RO-RS_CO_00001, RO_RS_CO_00001 | N-1 Portile de Fier-Djerdap, N-1 Portile de Fier-Djerdap | [RO-BG] Tantareni-Kozlodui 2 [OPP] [RO] | RTINTB1 _XKO_TI12_1:line | 1596 |  | 1600 | -4 | 100 | []
RO-RS_CO_00001, RO_RS_CO_00001 | N-1 Portile de Fier-Djerdap, N-1 Portile de Fier-Djerdap | [BG-RO] 400kV NPP Kozloduy - Tantareni ck. 2 [DIR] [BG] | VAECKO11_XKO_TI12_1:line | -1595 |  | 1601 | -6 | 100 | []
RO-BG_CO_00002 | N-1 Kozlodui-Tantareni 2 | [RO-RS] Portile de Fier-Djerdap [OPP] [RO] | RPDFE41 _XPF_DJ11_1:line | 1714 |  | 1740 | -26 | 98 | []
RO_CO_00044 | N-1 Medgidia Sud - Varna_Dobrudja | [RO-BG] Tantareni-Kozlodui 2 [DIR] [RO] | RTINTB1 _XKO_TI12_1:line | 1233 |  | 1600 | -367 | 77 | []
RO_CO_00044 | N-1 Medgidia Sud - Varna_Dobrudja | [RO-RS] Portile de Fier-Djerdap [DIR] [RO] | RPDFE41 _XPF_DJ11_1:line | 1325 |  | 1740 | -415 | 76 | []
RO-HU_CO_00001 | N-1 Arad-Sandorfalva | [RO-RS] Portile de Fier-Djerdap [OPP] [RO] | RPDFE41 _XPF_DJ11_1:line | 1308 |  | 1740 | -432 | 75 | []
RO-UA_CO_00001 | N-1 Rosiori-Mukacevo | [RO-RS] Portile de Fier-Djerdap [OPP] [RO] | RPDFE41 _XPF_DJ11_1:line | 1303 |  | 1740 | -437 | 75 | []
RO_CO_00002 | N-1 Mintia-Arad | [RO-RS] Portile de Fier-Djerdap [OPP] [RO] | RPDFE41 _XPF_DJ11_1:line | 1295 |  | 1740 | -445 | 74 | []
RO-HU_CO_00002 | N-1 Nadab-Bekescsaba | [RO-RS] Portile de Fier-Djerdap [OPP] [RO] | RPDFE41 _XPF_DJ11_1:line | 1286 |  | 1740 | -454 | 74 | []
BC | Base Case | [RO-RS] Portile de Fier-Djerdap [OPP] [RO] | RPDFE41 _XPF_DJ11_1:line | 1260 |  | 1740 | -480 | 72 | []
RO_CO_00027 | N-1 AT3 Arad | [RO-RS] Portile de Fier-Djerdap [OPP] [RO] | RPDFE41 _XPF_DJ11_1:line | 1260 |  | 1740 | -480 | 72 | []

## 0330Preventive
Detailed results
Generated at: | 2024-04-08 21:43
Business day: | 10.04.2024
Timestamp: | 03:30
Border & direction: | South-Romania Import
Horizon: | 2D
Remedial actions: | true
Evaluation type: | PREVENTIVE
TTC [MW]: | 1883
Fallback applied | false
Loading threshold | 0.7
Applied RAs
CO ID | RA ID | Name of the RA | Usage | Type | Location | Status
Limiting CNECs
CO ID | Name of the CO | Name of the CNE | CNE UCTE branch | Calculated I (A) | I max (PRE) | I max (CUR) | Margin (A) | Loading (%) | Applicable curative RAs
RO-RS_CO_00001, RO_RS_CO_00001 | N-1 Portile de Fier-Djerdap, N-1 Portile de Fier-Djerdap | [RO-BG] Tantareni-Kozlodui 2 [OPP] [RO] | RTINTB1 _XKO_TI12_1:line | 1595 | 1600 | 1600 | -5 | 100 | []
RO-RS_CO_00001, RO_RS_CO_00001 | N-1 Portile de Fier-Djerdap, N-1 Portile de Fier-Djerdap | [BG-RO] 400kV KOZLODUI-TINTARENI2 [DIR] [BG] | VAECKO11_XKO_TI12_1:line | -1594 | 1601 | 1601 | -7 | 100 | []
RO-BG_CO_00002 | N-1 Kozlodui-Tantareni 2 | [RO-RS] Portile de Fier-Djerdap [DIR] [RO] | RPDFE41 _XPF_DJ11_1:line | 1702 | 1740 | 1740 | -38 | 98 | []
RO_CO_00044 | N-1 Medgidia Sud - Varna_Dobrudja | [RO-BG] Tantareni-Kozlodui 2 [DIR] [RO] | RTINTB1 _XKO_TI12_1:line | 1230 | 1600 | 1600 | -370 | 77 | []
RO_CO_00044 | N-1 Medgidia Sud - Varna_Dobrudja | [RO-RS] Portile de Fier-Djerdap [DIR] [RO] | RPDFE41 _XPF_DJ11_1:line | 1308 | 1740 | 1740 | -432 | 75 | []
RO-HU_CO_00001 | N-1 Arad-Sandorfalva | [RO-RS] Portile de Fier-Djerdap [DIR] [RO] | RPDFE41 _XPF_DJ11_1:line | 1297 | 1740 | 1740 | -443 | 75 | []
RO-UA_CO_00001 | N-1 Rosiori-Mukacevo | [RO-RS] Portile de Fier-Djerdap [DIR] [RO] | RPDFE41 _XPF_DJ11_1:line | 1295 | 1740 | 1740 | -445 | 74 | []
RO_CO_00002 | N-1 Mintia-Arad | [RO-RS] Portile de Fier-Djerdap [DIR] [RO] | RPDFE41 _XPF_DJ11_1:line | 1286 | 1740 | 1740 | -454 | 74 | []
RO-HU_CO_00002 | N-1 Nadab-Bekescsaba | [RO-RS] Portile de Fier-Djerdap [DIR] [RO] | RPDFE41 _XPF_DJ11_1:line | 1274 | 1740 | 1740 | -466 | 73 | []
BC | Base Case | [RO-RS] Portile de Fier-Djerdap [DIR] [RO] | RPDFE41 _XPF_DJ11_1:line | 1247 | 1740 | 1740 | -493 | 72 | []
RO_CO_00027 | N-1 AT3 Arad | [RO-RS] Portile de Fier-Djerdap [DIR] [RO] | RPDFE41 _XPF_DJ11_1:line | 1247 | 1740 | 1740 | -493 | 72 | []

## 0330Curative
Detailed results
Generated at: | 2024-04-08 21:43
Business day: | 10.04.2024
Timestamp: | 03:30
Border & direction: | South-Romania Import
Horizon: | 2D
Remedial actions: | true
Evaluation type: | CURATIVE
TTC [MW]: | 1883
Fallback applied | false
Loading threshold | 0.7
Applied RAs
CO ID | RA ID | Name of the RA | Usage | Type | Location | Status
Limiting CNECs
CO ID | Name of the CO | Name of the CNE | CNE UCTE branch | Calculated I (A) | I max (PRE) | I max (CUR) | Margin (A) | Loading (%) | Applicable curative RAs
RO-RS_CO_00001, RO_RS_CO_00001 | N-1 Portile de Fier-Djerdap, N-1 Portile de Fier-Djerdap | [RO-BG] Tantareni-Kozlodui 2 [OPP] [RO] | RTINTB1 _XKO_TI12_1:line | 1595 |  | 1600 | -5 | 100 | []
RO-RS_CO_00001, RO_RS_CO_00001 | N-1 Portile de Fier-Djerdap, N-1 Portile de Fier-Djerdap | [BG-RO] 400kV KOZLODUI-TINTARENI2 [DIR] [BG] | VAECKO11_XKO_TI12_1:line | -1594 |  | 1601 | -7 | 100 | []
RO-BG_CO_00002 | N-1 Kozlodui-Tantareni 2 | [RO-RS] Portile de Fier-Djerdap [DIR] [RO] | RPDFE41 _XPF_DJ11_1:line | 1702 |  | 1740 | -38 | 98 | []
RO_CO_00044 | N-1 Medgidia Sud - Varna_Dobrudja | [RO-BG] Tantareni-Kozlodui 2 [DIR] [RO] | RTINTB1 _XKO_TI12_1:line | 1230 |  | 1600 | -370 | 77 | []
RO_CO_00044 | N-1 Medgidia Sud - Varna_Dobrudja | [RO-RS] Portile de Fier-Djerdap [DIR] [RO] | RPDFE41 _XPF_DJ11_1:line | 1308 |  | 1740 | -432 | 75 | []
RO-HU_CO_00001 | N-1 Arad-Sandorfalva | [RO-RS] Portile de Fier-Djerdap [DIR] [RO] | RPDFE41 _XPF_DJ11_1:line | 1297 |  | 1740 | -443 | 75 | []
RO-UA_CO_00001 | N-1 Rosiori-Mukacevo | [RO-RS] Portile de Fier-Djerdap [DIR] [RO] | RPDFE41 _XPF_DJ11_1:line | 1295 |  | 1740 | -445 | 74 | []
RO_CO_00002 | N-1 Mintia-Arad | [RO-RS] Portile de Fier-Djerdap [DIR] [RO] | RPDFE41 _XPF_DJ11_1:line | 1286 |  | 1740 | -454 | 74 | []
RO-HU_CO_00002 | N-1 Nadab-Bekescsaba | [RO-RS] Portile de Fier-Djerdap [DIR] [RO] | RPDFE41 _XPF_DJ11_1:line | 1274 |  | 1740 | -466 | 73 | []
BC | Base Case | [RO-RS] Portile de Fier-Djerdap [DIR] [RO] | RPDFE41 _XPF_DJ11_1:line | 1247 |  | 1740 | -493 | 72 | []
RO_CO_00027 | N-1 AT3 Arad | [RO-RS] Portile de Fier-Djerdap [DIR] [RO] | RPDFE41 _XPF_DJ11_1:line | 1247 |  | 1740 | -493 | 72 | []

## 0430Preventive
Detailed results
Generated at: | 2024-04-08 21:43
Business day: | 10.04.2024
Timestamp: | 04:30
Border & direction: | South-Romania Import
Horizon: | 2D
Remedial actions: | true
Evaluation type: | PREVENTIVE
TTC [MW]: | 1763
Fallback applied | false
Loading threshold | 0.7
Applied RAs
CO ID | RA ID | Name of the RA | Usage | Type | Location | Status
[n/a] | RO_RA_00001 | PRA 400/220kV AT3 Arad | preventive | pst |  | helpful
[n/a] | RO_RA_00002 | PRA 400/220kV AT Urechesti | preventive | pst |  | helpful
[n/a] | RO_RA_00012 | PRA 400 kV Tantareni-Kozlodui 2 ON_1 | preventive | topological |  | helpful
Limiting CNECs
CO ID | Name of the CO | Name of the CNE | CNE UCTE branch | Calculated I (A) | I max (PRE) | I max (CUR) | Margin (A) | Loading (%) | Applicable curative RAs
RO-BG_CO_00002 | N-1 Kozlodui-Tantareni 2 | [RO-RS] Portile de Fier-Djerdap [OPP] [RO] | RPDFE41 _XPF_DJ11_1:line | 1736 | 1740 | 1740 | -4 | 100 | []
RO-RS_CO_00001, RO_RS_CO_00001 | N-1 Portile de Fier-Djerdap, N-1 Portile de Fier-Djerdap | [RO-BG] Tantareni-Kozlodui 2 [DIR] [RO] | RTINTB1 _XKO_TI12_1:line | 1586 | 1600 | 1600 | -14 | 99 | []
RO-RS_CO_00001, RO_RS_CO_00001 | N-1 Portile de Fier-Djerdap, N-1 Portile de Fier-Djerdap | [BG-RO] 400kV KOZLODUI-TINTARENI2 [DIR] [BG] | VAECKO11_XKO_TI12_1:line | -1583 | 1601 | 1601 | -18 | 99 | []
RO-UA_CO_00001 | N-1 Rosiori-Mukacevo | [RO-RS] Portile de Fier-Djerdap [OPP] [RO] | RPDFE41 _XPF_DJ11_1:line | 1344 | 1740 | 1740 | -396 | 77 | []
RO_CO_00044 | N-1 Medgidia Sud - Varna_Dobrudja | [RO-RS] Portile de Fier-Djerdap [DIR] [RO] | RPDFE41 _XPF_DJ11_1:line | 1341 | 1740 | 1740 | -399 | 77 | []
RO-HU_CO_00001 | N-1 Arad-Sandorfalva | [RO-RS] Portile de Fier-Djerdap [OPP] [RO] | RPDFE41 _XPF_DJ11_1:line | 1340 | 1740 | 1740 | -400 | 77 | []
RO_CO_00002 | N-1 Mintia-Arad | [RO-RS] Portile de Fier-Djerdap [OPP] [RO] | RPDFE41 _XPF_DJ11_1:line | 1334 | 1740 | 1740 | -406 | 77 | []
RO-HU_CO_00002 | N-1 Nadab-Bekescsaba | [RO-RS] Portile de Fier-Djerdap [OPP] [RO] | RPDFE41 _XPF_DJ11_1:line | 1315 | 1740 | 1740 | -425 | 76 | []
RO_CO_00044 | N-1 Medgidia Sud - Varna_Dobrudja | [RO-BG] Tantareni-Kozlodui 2 [DIR] [RO] | RTINTB1 _XKO_TI12_1:line | 1196 | 1600 | 1600 | -404 | 75 | []
RO_CO_00027 | N-1 AT3 Arad | [RO-RS] Portile de Fier-Djerdap [OPP] [RO] | RPDFE41 _XPF_DJ11_1:line | 1282 | 1740 | 1740 | -458 | 74 | []
BC | Base Case | [RO-RS] Portile de Fier-Djerdap [OPP] [RO] | RPDFE41 _XPF_DJ11_1:line | 1282 | 1740 | 1740 | -458 | 74 | []

## 0430Curative
Detailed results
Generated at: | 2024-04-08 21:43
Business day: | 10.04.2024
Timestamp: | 04:30
Border & direction: | South-Romania Import
Horizon: | 2D
Remedial actions: | true
Evaluation type: | CURATIVE
TTC [MW]: | 1763
Fallback applied | false
Loading threshold | 0.7
Applied RAs
CO ID | RA ID | Name of the RA | Usage | Type | Location | Status
[n/a] | RO_RA_00001 | PRA 400/220kV AT3 Arad | preventive | pst |  | helpful
[n/a] | RO_RA_00002 | PRA 400/220kV AT Urechesti | preventive | pst |  | helpful
[n/a] | RO_RA_00012 | PRA 400 kV Tantareni-Kozlodui 2 ON_1 | preventive | topological |  | helpful
Limiting CNECs
CO ID | Name of the CO | Name of the CNE | CNE UCTE branch | Calculated I (A) | I max (PRE) | I max (CUR) | Margin (A) | Loading (%) | Applicable curative RAs
RO-BG_CO_00002 | N-1 Kozlodui-Tantareni 2 | [RO-RS] Portile de Fier-Djerdap [OPP] [RO] | RPDFE41 _XPF_DJ11_1:line | 1736 |  | 1740 | -4 | 100 | []
RO-RS_CO_00001, RO_RS_CO_00001 | N-1 Portile de Fier-Djerdap, N-1 Portile de Fier-Djerdap | [RO-BG] Tantareni-Kozlodui 2 [DIR] [RO] | RTINTB1 _XKO_TI12_1:line | 1586 |  | 1600 | -14 | 99 | []
RO-RS_CO_00001, RO_RS_CO_00001 | N-1 Portile de Fier-Djerdap, N-1 Portile de Fier-Djerdap | [BG-RO] 400kV KOZLODUI-TINTARENI2 [DIR] [BG] | VAECKO11_XKO_TI12_1:line | -1583 |  | 1601 | -18 | 99 | []
RO-UA_CO_00001 | N-1 Rosiori-Mukacevo | [RO-RS] Portile de Fier-Djerdap [OPP] [RO] | RPDFE41 _XPF_DJ11_1:line | 1344 |  | 1740 | -396 | 77 | []
RO_CO_00044 | N-1 Medgidia Sud - Varna_Dobrudja | [RO-RS] Portile de Fier-Djerdap [DIR] [RO] | RPDFE41 _XPF_DJ11_1:line | 1341 |  | 1740 | -399 | 77 | []
RO-HU_CO_00001 | N-1 Arad-Sandorfalva | [RO-RS] Portile de Fier-Djerdap [OPP] [RO] | RPDFE41 _XPF_DJ11_1:line | 1340 |  | 1740 | -400 | 77 | []
RO_CO_00002 | N-1 Mintia-Arad | [RO-RS] Portile de Fier-Djerdap [OPP] [RO] | RPDFE41 _XPF_DJ11_1:line | 1334 |  | 1740 | -406 | 77 | []
RO-HU_CO_00002 | N-1 Nadab-Bekescsaba | [RO-RS] Portile de Fier-Djerdap [OPP] [RO] | RPDFE41 _XPF_DJ11_1:line | 1315 |  | 1740 | -425 | 76 | []
RO_CO_00044 | N-1 Medgidia Sud - Varna_Dobrudja | [RO-BG] Tantareni-Kozlodui 2 [DIR] [RO] | RTINTB1 _XKO_TI12_1:line | 1196 |  | 1600 | -404 | 75 | []
RO_CO_00027 | N-1 AT3 Arad | [RO-RS] Portile de Fier-Djerdap [OPP] [RO] | RPDFE41 _XPF_DJ11_1:line | 1282 |  | 1740 | -458 | 74 | []
BC | Base Case | [RO-RS] Portile de Fier-Djerdap [OPP] [RO] | RPDFE41 _XPF_DJ11_1:line | 1282 |  | 1740 | -458 | 74 | []

## 0530Preventive
Detailed results
Generated at: | 2024-04-08 21:43
Business day: | 10.04.2024
Timestamp: | 05:30
Border & direction: | South-Romania Import
Horizon: | 2D
Remedial actions: | true
Evaluation type: | PREVENTIVE
TTC [MW]: | 1394
Fallback applied | false
Loading threshold | 0.7
Applied RAs
CO ID | RA ID | Name of the RA | Usage | Type | Location | Status
[n/a] | RO_RA_00001 | PRA 400/220kV AT3 Arad | preventive | pst |  | helpful
[n/a] | RO_RA_00002 | PRA 400/220kV AT Urechesti | preventive | pst |  | helpful
Limiting CNECs
CO ID | Name of the CO | Name of the CNE | CNE UCTE branch | Calculated I (A) | I max (PRE) | I max (CUR) | Margin (A) | Loading (%) | Applicable curative RAs
RO_CO_00044 | N-1 Medgidia Sud - Varna_Dobrudja | [RO-RS] Portile de Fier-Djerdap [DIR] [RO] | RPDFE41 _XPF_DJ11_1:line | 1737 | 1740 | 1740 | -3 | 100 | []
RO-UA_CO_00001 | N-1 Rosiori-Mukacevo | [RO-RS] Portile de Fier-Djerdap [OPP] [RO] | RPDFE41 _XPF_DJ11_1:line | 1582 | 1740 | 1740 | -158 | 91 | []
RO-HU_CO_00001 | N-1 Arad-Sandorfalva | [RO-RS] Portile de Fier-Djerdap [OPP] [RO] | RPDFE41 _XPF_DJ11_1:line | 1580 | 1740 | 1740 | -160 | 91 | []
RO_CO_00002 | N-1 Mintia-Arad | [RO-RS] Portile de Fier-Djerdap [OPP] [RO] | RPDFE41 _XPF_DJ11_1:line | 1576 | 1740 | 1740 | -164 | 91 | []
RO-HU_CO_00002 | N-1 Nadab-Bekescsaba | [RO-RS] Portile de Fier-Djerdap [OPP] [RO] | RPDFE41 _XPF_DJ11_1:line | 1549 | 1740 | 1740 | -191 | 89 | []
BC | Base Case | [RO-RS] Portile de Fier-Djerdap [OPP] [RO] | RPDFE41 _XPF_DJ11_1:line | 1510 | 1740 | 1740 | -230 | 87 | []
RO_CO_00027 | N-1 AT3 Arad | [RO-RS] Portile de Fier-Djerdap [OPP] [RO] | RPDFE41 _XPF_DJ11_1:line | 1510 | 1740 | 1740 | -230 | 87 | []
RO_CO_00029 | N-1 Resita-Timisoara | [RO-RS] Portile de Fier-Djerdap [OPP] [RO] | RPDFE41 _XPF_DJ11_1:line | 1333 | 1740 | 1740 | -407 | 77 | []
RO_CO_00001 | N-1 Portile de Fier-Resita | [RO-RS] Portile de Fier-Djerdap [OPP] [RO] | RPDFE41 _XPF_DJ11_1:line | 1306 | 1740 | 1740 | -434 | 75 | []

## 0530Curative
Detailed results
Generated at: | 2024-04-08 21:43
Business day: | 10.04.2024
Timestamp: | 05:30
Border & direction: | South-Romania Import
Horizon: | 2D
Remedial actions: | true
Evaluation type: | CURATIVE
TTC [MW]: | 1394
Fallback applied | false
Loading threshold | 0.7
Applied RAs
CO ID | RA ID | Name of the RA | Usage | Type | Location | Status
[n/a] | RO_RA_00001 | PRA 400/220kV AT3 Arad | preventive | pst |  | helpful
[n/a] | RO_RA_00002 | PRA 400/220kV AT Urechesti | preventive | pst |  | helpful
Limiting CNECs
CO ID | Name of the CO | Name of the CNE | CNE UCTE branch | Calculated I (A) | I max (PRE) | I max (CUR) | Margin (A) | Loading (%) | Applicable curative RAs
RO_CO_00044 | N-1 Medgidia Sud - Varna_Dobrudja | [RO-RS] Portile de Fier-Djerdap [DIR] [RO] | RPDFE41 _XPF_DJ11_1:line | 1737 |  | 1740 | -3 | 100 | []
RO-UA_CO_00001 | N-1 Rosiori-Mukacevo | [RO-RS] Portile de Fier-Djerdap [OPP] [RO] | RPDFE41 _XPF_DJ11_1:line | 1582 |  | 1740 | -158 | 91 | []
RO-HU_CO_00001 | N-1 Arad-Sandorfalva | [RO-RS] Portile de Fier-Djerdap [OPP] [RO] | RPDFE41 _XPF_DJ11_1:line | 1580 |  | 1740 | -160 | 91 | []
RO_CO_00002 | N-1 Mintia-Arad | [RO-RS] Portile de Fier-Djerdap [OPP] [RO] | RPDFE41 _XPF_DJ11_1:line | 1576 |  | 1740 | -164 | 91 | []
RO-HU_CO_00002 | N-1 Nadab-Bekescsaba | [RO-RS] Portile de Fier-Djerdap [OPP] [RO] | RPDFE41 _XPF_DJ11_1:line | 1549 |  | 1740 | -191 | 89 | []
BC | Base Case | [RO-RS] Portile de Fier-Djerdap [OPP] [RO] | RPDFE41 _XPF_DJ11_1:line | 1510 |  | 1740 | -230 | 87 | []
RO_CO_00027 | N-1 AT3 Arad | [RO-RS] Portile de Fier-Djerdap [OPP] [RO] | RPDFE41 _XPF_DJ11_1:line | 1510 |  | 1740 | -230 | 87 | []
RO_CO_00029 | N-1 Resita-Timisoara | [RO-RS] Portile de Fier-Djerdap [OPP] [RO] | RPDFE41 _XPF_DJ11_1:line | 1333 |  | 1740 | -407 | 77 | []
RO_CO_00001 | N-1 Portile de Fier-Resita | [RO-RS] Portile de Fier-Djerdap [OPP] [RO] | RPDFE41 _XPF_DJ11_1:line | 1306 |  | 1740 | -434 | 75 | []

## 0630Preventive
Detailed results
Generated at: | 2024-04-08 21:43
Business day: | 10.04.2024
Timestamp: | 06:30
Border & direction: | South-Romania Import
Horizon: | 2D
Remedial actions: | true
Evaluation type: | PREVENTIVE
TTC [MW]: | 1430
Fallback applied | false
Loading threshold | 0.7
Applied RAs
CO ID | RA ID | Name of the RA | Usage | Type | Location | Status
[n/a] | RO_RA_00001 | PRA 400/220kV AT3 Arad | preventive | pst |  | helpful
[n/a] | RO_RA_00002 | PRA 400/220kV AT Urechesti | preventive | pst |  | helpful
Limiting CNECs
CO ID | Name of the CO | Name of the CNE | CNE UCTE branch | Calculated I (A) | I max (PRE) | I max (CUR) | Margin (A) | Loading (%) | Applicable curative RAs
RO_CO_00044 | N-1 Medgidia Sud - Varna_Dobrudja | [RO-RS] Portile de Fier-Djerdap [DIR] [RO] | RPDFE41 _XPF_DJ11_1:line | 1728 | 1740 | 1740 | -12 | 99 | []
RO-HU_CO_00001 | N-1 Arad-Sandorfalva | [RO-RS] Portile de Fier-Djerdap [OPP] [RO] | RPDFE41 _XPF_DJ11_1:line | 1508 | 1740 | 1740 | -232 | 87 | []
RO-UA_CO_00001 | N-1 Rosiori-Mukacevo | [RO-RS] Portile de Fier-Djerdap [OPP] [RO] | RPDFE41 _XPF_DJ11_1:line | 1488 | 1740 | 1740 | -252 | 86 | []
RO_CO_00002 | N-1 Mintia-Arad | [RO-RS] Portile de Fier-Djerdap [OPP] [RO] | RPDFE41 _XPF_DJ11_1:line | 1483 | 1740 | 1740 | -257 | 85 | []
RO-HU_CO_00002 | N-1 Nadab-Bekescsaba | [RO-RS] Portile de Fier-Djerdap [OPP] [RO] | RPDFE41 _XPF_DJ11_1:line | 1479 | 1740 | 1740 | -261 | 85 | []
BC | Base Case | [RO-RS] Portile de Fier-Djerdap [OPP] [RO] | RPDFE41 _XPF_DJ11_1:line | 1447 | 1740 | 1740 | -293 | 83 | []
RO_CO_00027 | N-1 AT3 Arad | [RO-RS] Portile de Fier-Djerdap [OPP] [RO] | RPDFE41 _XPF_DJ11_1:line | 1447 | 1740 | 1740 | -293 | 83 | []
RO_CO_00008 | N-1 Slatina-Portile de Fier | [RO-RO] Portile de Fier-Urechesti [DIR] [RO] | RPDF241 _RUREC41 _1:line | 1341 | 1740 | 1740 | -399 | 77 | []
RO_CO_00007 | N-1 Portile de Fier-Urechesti | [RO-RO] Slatina-Portile de Fier [DIR] [RO] | RSLAT41 _RPDFE41 _1:line | -1249 | -1740 | -1740 | -491 | 72 | []
RO_CO_00029 | N-1 Resita-Timisoara | [RO-RS] Portile de Fier-Djerdap [OPP] [RO] | RPDFE41 _XPF_DJ11_1:line | 1218 | 1740 | 1740 | -522 | 70 | []

## 0630Curative
Detailed results
Generated at: | 2024-04-08 21:43
Business day: | 10.04.2024
Timestamp: | 06:30
Border & direction: | South-Romania Import
Horizon: | 2D
Remedial actions: | true
Evaluation type: | CURATIVE
TTC [MW]: | 1430
Fallback applied | false
Loading threshold | 0.7
Applied RAs
CO ID | RA ID | Name of the RA | Usage | Type | Location | Status
[n/a] | RO_RA_00001 | PRA 400/220kV AT3 Arad | preventive | pst |  | helpful
[n/a] | RO_RA_00002 | PRA 400/220kV AT Urechesti | preventive | pst |  | helpful
Limiting CNECs
CO ID | Name of the CO | Name of the CNE | CNE UCTE branch | Calculated I (A) | I max (PRE) | I max (CUR) | Margin (A) | Loading (%) | Applicable curative RAs
RO_CO_00044 | N-1 Medgidia Sud - Varna_Dobrudja | [RO-RS] Portile de Fier-Djerdap [DIR] [RO] | RPDFE41 _XPF_DJ11_1:line | 1728 |  | 1740 | -12 | 99 | []
RO-HU_CO_00001 | N-1 Arad-Sandorfalva | [RO-RS] Portile de Fier-Djerdap [OPP] [RO] | RPDFE41 _XPF_DJ11_1:line | 1508 |  | 1740 | -232 | 87 | []
RO-UA_CO_00001 | N-1 Rosiori-Mukacevo | [RO-RS] Portile de Fier-Djerdap [OPP] [RO] | RPDFE41 _XPF_DJ11_1:line | 1488 |  | 1740 | -252 | 86 | []
RO_CO_00002 | N-1 Mintia-Arad | [RO-RS] Portile de Fier-Djerdap [OPP] [RO] | RPDFE41 _XPF_DJ11_1:line | 1483 |  | 1740 | -257 | 85 | []
RO-HU_CO_00002 | N-1 Nadab-Bekescsaba | [RO-RS] Portile de Fier-Djerdap [OPP] [RO] | RPDFE41 _XPF_DJ11_1:line | 1479 |  | 1740 | -261 | 85 | []
BC | Base Case | [RO-RS] Portile de Fier-Djerdap [OPP] [RO] | RPDFE41 _XPF_DJ11_1:line | 1447 |  | 1740 | -293 | 83 | []
RO_CO_00027 | N-1 AT3 Arad | [RO-RS] Portile de Fier-Djerdap [OPP] [RO] | RPDFE41 _XPF_DJ11_1:line | 1447 |  | 1740 | -293 | 83 | []
RO_CO_00008 | N-1 Slatina-Portile de Fier | [RO-RO] Portile de Fier-Urechesti [DIR] [RO] | RPDF241 _RUREC41 _1:line | 1341 |  | 1740 | -399 | 77 | []
RO_CO_00007 | N-1 Portile de Fier-Urechesti | [RO-RO] Slatina-Portile de Fier [DIR] [RO] | RSLAT41 _RPDFE41 _1:line | -1249 |  | -1740 | -491 | 72 | []
RO_CO_00029 | N-1 Resita-Timisoara | [RO-RS] Portile de Fier-Djerdap [OPP] [RO] | RPDFE41 _XPF_DJ11_1:line | 1218 |  | 1740 | -522 | 70 | []

## 0730Preventive
Detailed results
Generated at: | 2024-04-08 21:43
Business day: | 10.04.2024
Timestamp: | 07:30
Border & direction: | South-Romania Import
Horizon: | 2D
Remedial actions: | true
Evaluation type: | PREVENTIVE
TTC [MW]: | 1708
Fallback applied | false
Loading threshold | 0.7
Applied RAs
CO ID | RA ID | Name of the RA | Usage | Type | Location | Status
[n/a] | RO_RA_00001 | PRA 400/220kV AT3 Arad | preventive | pst |  | helpful
[n/a] | RO_RA_00002 | PRA 400/220kV AT Urechesti | preventive | pst |  | helpful
Limiting CNECs
CO ID | Name of the CO | Name of the CNE | CNE UCTE branch | Calculated I (A) | I max (PRE) | I max (CUR) | Margin (A) | Loading (%) | Applicable curative RAs
RO-HU_CO_00001 | N-1 Arad-Sandorfalva | [RO-RS] Portile de Fier-Djerdap [DIR] [RO] | RPDFE41 _XPF_DJ11_1:line | 1731 | 1740 | 1740 | -9 | 99 | []
RO-UA_CO_00001 | N-1 Rosiori-Mukacevo | [RO-RS] Portile de Fier-Djerdap [DIR] [RO] | RPDFE41 _XPF_DJ11_1:line | 1620 | 1740 | 1740 | -120 | 93 | []
RO_CO_00002 | N-1 Mintia-Arad | [RO-RS] Portile de Fier-Djerdap [DIR] [RO] | RPDFE41 _XPF_DJ11_1:line | 1565 | 1740 | 1740 | -175 | 90 | []
RO_CO_00027 | N-1 AT3 Arad | [RO-RS] Portile de Fier-Djerdap [DIR] [RO] | RPDFE41 _XPF_DJ11_1:line | 1562 | 1740 | 1740 | -178 | 90 | []
BC | Base Case | [RO-RS] Portile de Fier-Djerdap [DIR] [RO] | RPDFE41 _XPF_DJ11_1:line | 1562 | 1740 | 1740 | -178 | 90 | []
RO-HU_CO_00002 | N-1 Nadab-Bekescsaba | [RO-RS] Portile de Fier-Djerdap [DIR] [RO] | RPDFE41 _XPF_DJ11_1:line | 1553 | 1740 | 1740 | -187 | 89 | []
RO_CO_00008 | N-1 Slatina-Portile de Fier | [RO-RO] Portile de Fier-Urechesti [OPP] [RO] | RPDF241 _RUREC41 _1:line | 1354 | 1740 | 1740 | -386 | 78 | []
RO_CO_00029 | N-1 Resita-Timisoara | [RO-RS] Portile de Fier-Djerdap [DIR] [RO] | RPDFE41 _XPF_DJ11_1:line | 1318 | 1740 | 1740 | -422 | 76 | []
RO_CO_00001 | N-1 Portile de Fier-Resita | [RO-RS] Portile de Fier-Djerdap [DIR] [RO] | RPDFE41 _XPF_DJ11_1:line | 1289 | 1740 | 1740 | -451 | 74 | []
RO_CO_00007 | N-1 Portile de Fier-Urechesti | [RO-RO] Slatina-Portile de Fier [DIR] [RO] | RSLAT41 _RPDFE41 _1:line | -1241 | -1740 | -1740 | -499 | 71 | []

## 0730Curative
Detailed results
Generated at: | 2024-04-08 21:43
Business day: | 10.04.2024
Timestamp: | 07:30
Border & direction: | South-Romania Import
Horizon: | 2D
Remedial actions: | true
Evaluation type: | CURATIVE
TTC [MW]: | 1708
Fallback applied | false
Loading threshold | 0.7
Applied RAs
CO ID | RA ID | Name of the RA | Usage | Type | Location | Status
[n/a] | RO_RA_00001 | PRA 400/220kV AT3 Arad | preventive | pst |  | helpful
[n/a] | RO_RA_00002 | PRA 400/220kV AT Urechesti | preventive | pst |  | helpful
Limiting CNECs
CO ID | Name of the CO | Name of the CNE | CNE UCTE branch | Calculated I (A) | I max (PRE) | I max (CUR) | Margin (A) | Loading (%) | Applicable curative RAs
RO-HU_CO_00001 | N-1 Arad-Sandorfalva | [RO-RS] Portile de Fier-Djerdap [DIR] [RO] | RPDFE41 _XPF_DJ11_1:line | 1731 |  | 1740 | -9 | 99 | []
RO-UA_CO_00001 | N-1 Rosiori-Mukacevo | [RO-RS] Portile de Fier-Djerdap [DIR] [RO] | RPDFE41 _XPF_DJ11_1:line | 1620 |  | 1740 | -120 | 93 | []
RO_CO_00002 | N-1 Mintia-Arad | [RO-RS] Portile de Fier-Djerdap [DIR] [RO] | RPDFE41 _XPF_DJ11_1:line | 1565 |  | 1740 | -175 | 90 | []
RO_CO_00027 | N-1 AT3 Arad | [RO-RS] Portile de Fier-Djerdap [DIR] [RO] | RPDFE41 _XPF_DJ11_1:line | 1562 |  | 1740 | -178 | 90 | []
BC | Base Case | [RO-RS] Portile de Fier-Djerdap [DIR] [RO] | RPDFE41 _XPF_DJ11_1:line | 1562 |  | 1740 | -178 | 90 | []
RO-HU_CO_00002 | N-1 Nadab-Bekescsaba | [RO-RS] Portile de Fier-Djerdap [DIR] [RO] | RPDFE41 _XPF_DJ11_1:line | 1553 |  | 1740 | -187 | 89 | []
RO_CO_00008 | N-1 Slatina-Portile de Fier | [RO-RO] Portile de Fier-Urechesti [OPP] [RO] | RPDF241 _RUREC41 _1:line | 1354 |  | 1740 | -386 | 78 | []
RO_CO_00029 | N-1 Resita-Timisoara | [RO-RS] Portile de Fier-Djerdap [DIR] [RO] | RPDFE41 _XPF_DJ11_1:line | 1318 |  | 1740 | -422 | 76 | []
RO_CO_00001 | N-1 Portile de Fier-Resita | [RO-RS] Portile de Fier-Djerdap [DIR] [RO] | RPDFE41 _XPF_DJ11_1:line | 1289 |  | 1740 | -451 | 74 | []
RO_CO_00007 | N-1 Portile de Fier-Urechesti | [RO-RO] Slatina-Portile de Fier [DIR] [RO] | RSLAT41 _RPDFE41 _1:line | -1241 |  | -1740 | -499 | 71 | []

## 0830Preventive
Detailed results
Generated at: | 2024-04-08 21:43
Business day: | 10.04.2024
Timestamp: | 08:30
Border & direction: | South-Romania Import
Horizon: | 2D
Remedial actions: | true
Evaluation type: | PREVENTIVE
TTC [MW]: | 1515
Fallback applied | false
Loading threshold | 0.7
Applied RAs
CO ID | RA ID | Name of the RA | Usage | Type | Location | Status
[n/a] | RO_RA_00001 | PRA 400/220kV AT3 Arad | preventive | pst |  | helpful
[n/a] | RO_RA_00002 | PRA 400/220kV AT Urechesti | preventive | pst |  | helpful
Limiting CNECs
CO ID | Name of the CO | Name of the CNE | CNE UCTE branch | Calculated I (A) | I max (PRE) | I max (CUR) | Margin (A) | Loading (%) | Applicable curative RAs
RO_CO_00044 | N-1 Medgidia Sud - Varna_Dobrudja | [RO-RS] Portile de Fier-Djerdap [DIR] [RO] | RPDFE41 _XPF_DJ11_1:line | 1735 | 1740 | 1740 | -5 | 100 | []
RO-HU_CO_00001 | N-1 Arad-Sandorfalva | [RO-RS] Portile de Fier-Djerdap [OPP] [RO] | RPDFE41 _XPF_DJ11_1:line | -1449 | -1740 | -1740 | -291 | 83 | []
RO-UA_CO_00001 | N-1 Rosiori-Mukacevo | [RO-RS] Portile de Fier-Djerdap [OPP] [RO] | RPDFE41 _XPF_DJ11_1:line | -1339 | -1740 | -1740 | -401 | 77 | []
BC | Base Case | [RO-RS] Portile de Fier-Djerdap [OPP] [RO] | RPDFE41 _XPF_DJ11_1:line | -1315 | -1740 | -1740 | -425 | 76 | []
RO_CO_00027 | N-1 AT3 Arad | [RO-RS] Portile de Fier-Djerdap [OPP] [RO] | RPDFE41 _XPF_DJ11_1:line | -1315 | -1740 | -1740 | -425 | 76 | []
RO-HU_CO_00002 | N-1 Nadab-Bekescsaba | [RO-RS] Portile de Fier-Djerdap [OPP] [RO] | RPDFE41 _XPF_DJ11_1:line | -1306 | -1740 | -1740 | -434 | 75 | []
RO_CO_00002 | N-1 Mintia-Arad | [RO-RS] Portile de Fier-Djerdap [OPP] [RO] | RPDFE41 _XPF_DJ11_1:line | -1305 | -1740 | -1740 | -435 | 75 | []

## 0830Curative
Detailed results
Generated at: | 2024-04-08 21:43
Business day: | 10.04.2024
Timestamp: | 08:30
Border & direction: | South-Romania Import
Horizon: | 2D
Remedial actions: | true
Evaluation type: | CURATIVE
TTC [MW]: | 1515
Fallback applied | false
Loading threshold | 0.7
Applied RAs
CO ID | RA ID | Name of the RA | Usage | Type | Location | Status
[n/a] | RO_RA_00001 | PRA 400/220kV AT3 Arad | preventive | pst |  | helpful
[n/a] | RO_RA_00002 | PRA 400/220kV AT Urechesti | preventive | pst |  | helpful
Limiting CNECs
CO ID | Name of the CO | Name of the CNE | CNE UCTE branch | Calculated I (A) | I max (PRE) | I max (CUR) | Margin (A) | Loading (%) | Applicable curative RAs
RO_CO_00044 | N-1 Medgidia Sud - Varna_Dobrudja | [RO-RS] Portile de Fier-Djerdap [DIR] [RO] | RPDFE41 _XPF_DJ11_1:line | 1735 |  | 1740 | -5 | 100 | []
RO-HU_CO_00001 | N-1 Arad-Sandorfalva | [RO-RS] Portile de Fier-Djerdap [OPP] [RO] | RPDFE41 _XPF_DJ11_1:line | -1449 |  | -1740 | -291 | 83 | []
RO-UA_CO_00001 | N-1 Rosiori-Mukacevo | [RO-RS] Portile de Fier-Djerdap [OPP] [RO] | RPDFE41 _XPF_DJ11_1:line | -1339 |  | -1740 | -401 | 77 | []
BC | Base Case | [RO-RS] Portile de Fier-Djerdap [OPP] [RO] | RPDFE41 _XPF_DJ11_1:line | -1315 |  | -1740 | -425 | 76 | []
RO_CO_00027 | N-1 AT3 Arad | [RO-RS] Portile de Fier-Djerdap [OPP] [RO] | RPDFE41 _XPF_DJ11_1:line | -1315 |  | -1740 | -425 | 76 | []
RO-HU_CO_00002 | N-1 Nadab-Bekescsaba | [RO-RS] Portile de Fier-Djerdap [OPP] [RO] | RPDFE41 _XPF_DJ11_1:line | -1306 |  | -1740 | -434 | 75 | []
RO_CO_00002 | N-1 Mintia-Arad | [RO-RS] Portile de Fier-Djerdap [OPP] [RO] | RPDFE41 _XPF_DJ11_1:line | -1305 |  | -1740 | -435 | 75 | []

## 0930Preventive
Detailed results
Generated at: | 2024-04-08 21:43
Business day: | 10.04.2024
Timestamp: | 09:30
Border & direction: | South-Romania Import
Horizon: | 2D
Remedial actions: | true
Evaluation type: | PREVENTIVE
TTC [MW]: | 1951
Fallback applied | false
Loading threshold | 0.7
Applied RAs
CO ID | RA ID | Name of the RA | Usage | Type | Location | Status
[n/a] | RO_RA_00001 | PRA 400/220kV AT3 Arad | preventive | pst |  | helpful
[n/a] | RO_RA_00002 | PRA 400/220kV AT Urechesti | preventive | pst |  | helpful
Limiting CNECs
CO ID | Name of the CO | Name of the CNE | CNE UCTE branch | Calculated I (A) | I max (PRE) | I max (CUR) | Margin (A) | Loading (%) | Applicable curative RAs
RO-HU_CO_00001 | N-1 Arad-Sandorfalva | [RO-RS] Portile de Fier-Djerdap [DIR] [RO] | RPDFE41 _XPF_DJ11_1:line | -1732 | -1740 | -1740 | -8 | 100 | []
RO-UA_CO_00001 | N-1 Rosiori-Mukacevo | [RO-RS] Portile de Fier-Djerdap [DIR] [RO] | RPDFE41 _XPF_DJ11_1:line | -1658 | -1740 | -1740 | -82 | 95 | []
RO_CO_00027 | N-1 AT3 Arad | [RO-RS] Portile de Fier-Djerdap [DIR] [RO] | RPDFE41 _XPF_DJ11_1:line | -1607 | -1740 | -1740 | -133 | 92 | []
BC | Base Case | [RO-RS] Portile de Fier-Djerdap [DIR] [RO] | RPDFE41 _XPF_DJ11_1:line | -1607 | -1740 | -1740 | -133 | 92 | []
RO_CO_00002 | N-1 Mintia-Arad | [RO-RS] Portile de Fier-Djerdap [DIR] [RO] | RPDFE41 _XPF_DJ11_1:line | -1605 | -1740 | -1740 | -135 | 92 | []
RO-HU_CO_00002 | N-1 Nadab-Bekescsaba | [RO-RS] Portile de Fier-Djerdap [DIR] [RO] | RPDFE41 _XPF_DJ11_1:line | -1604 | -1740 | -1740 | -136 | 92 | []
RO_CO_00029 | N-1 Resita-Timisoara | [RO-RS] Portile de Fier-Djerdap [DIR] [RO] | RPDFE41 _XPF_DJ11_1:line | -1400 | -1740 | -1740 | -340 | 80 | []
RO_CO_00001 | N-1 Portile de Fier-Resita | [RO-RS] Portile de Fier-Djerdap [DIR] [RO] | RPDFE41 _XPF_DJ11_1:line | -1374 | -1740 | -1740 | -366 | 79 | []

## 0930Curative
Detailed results
Generated at: | 2024-04-08 21:43
Business day: | 10.04.2024
Timestamp: | 09:30
Border & direction: | South-Romania Import
Horizon: | 2D
Remedial actions: | true
Evaluation type: | CURATIVE
TTC [MW]: | 1951
Fallback applied | false
Loading threshold | 0.7
Applied RAs
CO ID | RA ID | Name of the RA | Usage | Type | Location | Status
[n/a] | RO_RA_00001 | PRA 400/220kV AT3 Arad | preventive | pst |  | helpful
[n/a] | RO_RA_00002 | PRA 400/220kV AT Urechesti | preventive | pst |  | helpful
Limiting CNECs
CO ID | Name of the CO | Name of the CNE | CNE UCTE branch | Calculated I (A) | I max (PRE) | I max (CUR) | Margin (A) | Loading (%) | Applicable curative RAs
RO-HU_CO_00001 | N-1 Arad-Sandorfalva | [RO-RS] Portile de Fier-Djerdap [DIR] [RO] | RPDFE41 _XPF_DJ11_1:line | -1732 |  | -1740 | -8 | 100 | []
RO-UA_CO_00001 | N-1 Rosiori-Mukacevo | [RO-RS] Portile de Fier-Djerdap [DIR] [RO] | RPDFE41 _XPF_DJ11_1:line | -1658 |  | -1740 | -82 | 95 | []
RO_CO_00027 | N-1 AT3 Arad | [RO-RS] Portile de Fier-Djerdap [DIR] [RO] | RPDFE41 _XPF_DJ11_1:line | -1607 |  | -1740 | -133 | 92 | []
BC | Base Case | [RO-RS] Portile de Fier-Djerdap [DIR] [RO] | RPDFE41 _XPF_DJ11_1:line | -1607 |  | -1740 | -133 | 92 | []
RO_CO_00002 | N-1 Mintia-Arad | [RO-RS] Portile de Fier-Djerdap [DIR] [RO] | RPDFE41 _XPF_DJ11_1:line | -1605 |  | -1740 | -135 | 92 | []
RO-HU_CO_00002 | N-1 Nadab-Bekescsaba | [RO-RS] Portile de Fier-Djerdap [DIR] [RO] | RPDFE41 _XPF_DJ11_1:line | -1604 |  | -1740 | -136 | 92 | []
RO_CO_00029 | N-1 Resita-Timisoara | [RO-RS] Portile de Fier-Djerdap [DIR] [RO] | RPDFE41 _XPF_DJ11_1:line | -1400 |  | -1740 | -340 | 80 | []
RO_CO_00001 | N-1 Portile de Fier-Resita | [RO-RS] Portile de Fier-Djerdap [DIR] [RO] | RPDFE41 _XPF_DJ11_1:line | -1374 |  | -1740 | -366 | 79 | []

## 1030Preventive
Detailed results
Generated at: | 2024-04-08 21:43
Business day: | 10.04.2024
Timestamp: | 10:30
Border & direction: | South-Romania Import
Horizon: | 2D
Remedial actions: | true
Evaluation type: | PREVENTIVE
TTC [MW]: | 1905
Fallback applied | false
Loading threshold | 0.7
Applied RAs
CO ID | RA ID | Name of the RA | Usage | Type | Location | Status
[n/a] | RO_RA_00001 | PRA 400/220kV AT3 Arad | preventive | pst |  | helpful
[n/a] | RO_RA_00002 | PRA 400/220kV AT Urechesti | preventive | pst |  | helpful
Limiting CNECs
CO ID | Name of the CO | Name of the CNE | CNE UCTE branch | Calculated I (A) | I max (PRE) | I max (CUR) | Margin (A) | Loading (%) | Applicable curative RAs
RO-HU_CO_00001 | N-1 Arad-Sandorfalva | [RO-RS] Portile de Fier-Djerdap [DIR] [RO] | RPDFE41 _XPF_DJ11_1:line | -1737 | -1740 | -1740 | -3 | 100 | []
RO-UA_CO_00001 | N-1 Rosiori-Mukacevo | [RO-RS] Portile de Fier-Djerdap [DIR] [RO] | RPDFE41 _XPF_DJ11_1:line | -1693 | -1740 | -1740 | -47 | 97 | []
RO_CO_00002 | N-1 Mintia-Arad | [RO-RS] Portile de Fier-Djerdap [DIR] [RO] | RPDFE41 _XPF_DJ11_1:line | -1622 | -1740 | -1740 | -118 | 93 | []
RO-HU_CO_00002 | N-1 Nadab-Bekescsaba | [RO-RS] Portile de Fier-Djerdap [DIR] [RO] | RPDFE41 _XPF_DJ11_1:line | -1616 | -1740 | -1740 | -124 | 93 | []
BC | Base Case | [RO-RS] Portile de Fier-Djerdap [DIR] [RO] | RPDFE41 _XPF_DJ11_1:line | -1614 | -1740 | -1740 | -126 | 93 | []
RO_CO_00027 | N-1 AT3 Arad | [RO-RS] Portile de Fier-Djerdap [DIR] [RO] | RPDFE41 _XPF_DJ11_1:line | -1614 | -1740 | -1740 | -126 | 93 | []
RO_CO_00029 | N-1 Resita-Timisoara | [RO-RS] Portile de Fier-Djerdap [DIR] [RO] | RPDFE41 _XPF_DJ11_1:line | -1434 | -1740 | -1740 | -306 | 82 | []
RO_CO_00001 | N-1 Portile de Fier-Resita | [RO-RS] Portile de Fier-Djerdap [DIR] [RO] | RPDFE41 _XPF_DJ11_1:line | -1378 | -1740 | -1740 | -362 | 79 | []

## 1030Curative
Detailed results
Generated at: | 2024-04-08 21:43
Business day: | 10.04.2024
Timestamp: | 10:30
Border & direction: | South-Romania Import
Horizon: | 2D
Remedial actions: | true
Evaluation type: | CURATIVE
TTC [MW]: | 1905
Fallback applied | false
Loading threshold | 0.7
Applied RAs
CO ID | RA ID | Name of the RA | Usage | Type | Location | Status
[n/a] | RO_RA_00001 | PRA 400/220kV AT3 Arad | preventive | pst |  | helpful
[n/a] | RO_RA_00002 | PRA 400/220kV AT Urechesti | preventive | pst |  | helpful
Limiting CNECs
CO ID | Name of the CO | Name of the CNE | CNE UCTE branch | Calculated I (A) | I max (PRE) | I max (CUR) | Margin (A) | Loading (%) | Applicable curative RAs
RO-HU_CO_00001 | N-1 Arad-Sandorfalva | [RO-RS] Portile de Fier-Djerdap [DIR] [RO] | RPDFE41 _XPF_DJ11_1:line | -1737 |  | -1740 | -3 | 100 | []
RO-UA_CO_00001 | N-1 Rosiori-Mukacevo | [RO-RS] Portile de Fier-Djerdap [DIR] [RO] | RPDFE41 _XPF_DJ11_1:line | -1693 |  | -1740 | -47 | 97 | []
RO_CO_00002 | N-1 Mintia-Arad | [RO-RS] Portile de Fier-Djerdap [DIR] [RO] | RPDFE41 _XPF_DJ11_1:line | -1622 |  | -1740 | -118 | 93 | []
RO-HU_CO_00002 | N-1 Nadab-Bekescsaba | [RO-RS] Portile de Fier-Djerdap [DIR] [RO] | RPDFE41 _XPF_DJ11_1:line | -1616 |  | -1740 | -124 | 93 | []
BC | Base Case | [RO-RS] Portile de Fier-Djerdap [DIR] [RO] | RPDFE41 _XPF_DJ11_1:line | -1614 |  | -1740 | -126 | 93 | []
RO_CO_00027 | N-1 AT3 Arad | [RO-RS] Portile de Fier-Djerdap [DIR] [RO] | RPDFE41 _XPF_DJ11_1:line | -1614 |  | -1740 | -126 | 93 | []
RO_CO_00029 | N-1 Resita-Timisoara | [RO-RS] Portile de Fier-Djerdap [DIR] [RO] | RPDFE41 _XPF_DJ11_1:line | -1434 |  | -1740 | -306 | 82 | []
RO_CO_00001 | N-1 Portile de Fier-Resita | [RO-RS] Portile de Fier-Djerdap [DIR] [RO] | RPDFE41 _XPF_DJ11_1:line | -1378 |  | -1740 | -362 | 79 | []

## 1130Preventive
Detailed results
Generated at: | 2024-04-08 21:43
Business day: | 10.04.2024
Timestamp: | 11:30
Border & direction: | South-Romania Import
Horizon: | 2D
Remedial actions: | true
Evaluation type: | PREVENTIVE
TTC [MW]: | 1833
Fallback applied | false
Loading threshold | 0.7
Applied RAs
CO ID | RA ID | Name of the RA | Usage | Type | Location | Status
Limiting CNECs
CO ID | Name of the CO | Name of the CNE | CNE UCTE branch | Calculated I (A) | I max (PRE) | I max (CUR) | Margin (A) | Loading (%) | Applicable curative RAs
RO-HU_CO_00001 | N-1 Arad-Sandorfalva | [RO-RS] Portile de Fier-Djerdap [DIR] [RO] | RPDFE41 _XPF_DJ11_1:line | -1734 | -1740 | -1740 | -6 | 100 | []
RO-UA_CO_00001 | N-1 Rosiori-Mukacevo | [RO-RS] Portile de Fier-Djerdap [DIR] [RO] | RPDFE41 _XPF_DJ11_1:line | -1715 | -1740 | -1740 | -25 | 99 | []
RO-HU_CO_00002 | N-1 Nadab-Bekescsaba | [RO-RS] Portile de Fier-Djerdap [DIR] [RO] | RPDFE41 _XPF_DJ11_1:line | -1640 | -1740 | -1740 | -100 | 94 | []
RO_CO_00002 | N-1 Mintia-Arad | [RO-RS] Portile de Fier-Djerdap [DIR] [RO] | RPDFE41 _XPF_DJ11_1:line | -1639 | -1740 | -1740 | -101 | 94 | []
BC | Base Case | [RO-RS] Portile de Fier-Djerdap [DIR] [RO] | RPDFE41 _XPF_DJ11_1:line | -1636 | -1740 | -1740 | -104 | 94 | []
RO_CO_00027 | N-1 AT3 Arad | [RO-RS] Portile de Fier-Djerdap [DIR] [RO] | RPDFE41 _XPF_DJ11_1:line | -1636 | -1740 | -1740 | -104 | 94 | []
RO_CO_00029 | N-1 Resita-Timisoara | [RO-RS] Portile de Fier-Djerdap [DIR] [RO] | RPDFE41 _XPF_DJ11_1:line | -1474 | -1740 | -1740 | -266 | 85 | []
RO_CO_00001 | N-1 Portile de Fier-Resita | [RO-RS] Portile de Fier-Djerdap [DIR] [RO] | RPDFE41 _XPF_DJ11_1:line | -1420 | -1740 | -1740 | -320 | 82 | []

## 1130Curative
Detailed results
Generated at: | 2024-04-08 21:43
Business day: | 10.04.2024
Timestamp: | 11:30
Border & direction: | South-Romania Import
Horizon: | 2D
Remedial actions: | true
Evaluation type: | CURATIVE
TTC [MW]: | 1833
Fallback applied | false
Loading threshold | 0.7
Applied RAs
CO ID | RA ID | Name of the RA | Usage | Type | Location | Status
Limiting CNECs
CO ID | Name of the CO | Name of the CNE | CNE UCTE branch | Calculated I (A) | I max (PRE) | I max (CUR) | Margin (A) | Loading (%) | Applicable curative RAs
RO-HU_CO_00001 | N-1 Arad-Sandorfalva | [RO-RS] Portile de Fier-Djerdap [DIR] [RO] | RPDFE41 _XPF_DJ11_1:line | -1734 |  | -1740 | -6 | 100 | []
RO-UA_CO_00001 | N-1 Rosiori-Mukacevo | [RO-RS] Portile de Fier-Djerdap [DIR] [RO] | RPDFE41 _XPF_DJ11_1:line | -1715 |  | -1740 | -25 | 99 | []
RO-HU_CO_00002 | N-1 Nadab-Bekescsaba | [RO-RS] Portile de Fier-Djerdap [DIR] [RO] | RPDFE41 _XPF_DJ11_1:line | -1640 |  | -1740 | -100 | 94 | []
RO_CO_00002 | N-1 Mintia-Arad | [RO-RS] Portile de Fier-Djerdap [DIR] [RO] | RPDFE41 _XPF_DJ11_1:line | -1639 |  | -1740 | -101 | 94 | []
BC | Base Case | [RO-RS] Portile de Fier-Djerdap [DIR] [RO] | RPDFE41 _XPF_DJ11_1:line | -1636 |  | -1740 | -104 | 94 | []
RO_CO_00027 | N-1 AT3 Arad | [RO-RS] Portile de Fier-Djerdap [DIR] [RO] | RPDFE41 _XPF_DJ11_1:line | -1636 |  | -1740 | -104 | 94 | []
RO_CO_00029 | N-1 Resita-Timisoara | [RO-RS] Portile de Fier-Djerdap [DIR] [RO] | RPDFE41 _XPF_DJ11_1:line | -1474 |  | -1740 | -266 | 85 | []
RO_CO_00001 | N-1 Portile de Fier-Resita | [RO-RS] Portile de Fier-Djerdap [DIR] [RO] | RPDFE41 _XPF_DJ11_1:line | -1420 |  | -1740 | -320 | 82 | []

## 1230Preventive
Detailed results
Generated at: | 2024-04-08 21:43
Business day: | 10.04.2024
Timestamp: | 12:30
Border & direction: | South-Romania Import
Horizon: | 2D
Remedial actions: | true
Evaluation type: | PREVENTIVE
TTC [MW]: | 1819
Fallback applied | false
Loading threshold | 0.7
Applied RAs
CO ID | RA ID | Name of the RA | Usage | Type | Location | Status
[n/a] | RO_RA_00001 | PRA 400/220kV AT3 Arad | preventive | pst |  | helpful
[n/a] | RO_RA_00002 | PRA 400/220kV AT Urechesti | preventive | pst |  | helpful
Limiting CNECs
CO ID | Name of the CO | Name of the CNE | CNE UCTE branch | Calculated I (A) | I max (PRE) | I max (CUR) | Margin (A) | Loading (%) | Applicable curative RAs
RO-HU_CO_00001 | N-1 Arad-Sandorfalva | [RO-RS] Portile de Fier-Djerdap [DIR] [RO] | RPDFE41 _XPF_DJ11_1:line | -1732 | -1740 | -1740 | -8 | 100 | []
RO-UA_CO_00001 | N-1 Rosiori-Mukacevo | [RO-RS] Portile de Fier-Djerdap [DIR] [RO] | RPDFE41 _XPF_DJ11_1:line | -1701 | -1740 | -1740 | -39 | 98 | []
RO_CO_00002 | N-1 Mintia-Arad | [RO-RS] Portile de Fier-Djerdap [DIR] [RO] | RPDFE41 _XPF_DJ11_1:line | -1633 | -1740 | -1740 | -107 | 94 | []
RO-HU_CO_00002 | N-1 Nadab-Bekescsaba | [RO-RS] Portile de Fier-Djerdap [DIR] [RO] | RPDFE41 _XPF_DJ11_1:line | -1631 | -1740 | -1740 | -109 | 94 | []
BC | Base Case | [RO-RS] Portile de Fier-Djerdap [DIR] [RO] | RPDFE41 _XPF_DJ11_1:line | -1628 | -1740 | -1740 | -112 | 94 | []
RO_CO_00027 | N-1 AT3 Arad | [RO-RS] Portile de Fier-Djerdap [DIR] [RO] | RPDFE41 _XPF_DJ11_1:line | -1628 | -1740 | -1740 | -112 | 94 | []
RO_CO_00029 | N-1 Resita-Timisoara | [RO-RS] Portile de Fier-Djerdap [DIR] [RO] | RPDFE41 _XPF_DJ11_1:line | -1439 | -1740 | -1740 | -301 | 83 | []
RO_CO_00001 | N-1 Portile de Fier-Resita | [RO-RS] Portile de Fier-Djerdap [DIR] [RO] | RPDFE41 _XPF_DJ11_1:line | -1417 | -1740 | -1740 | -323 | 81 | []
KS_ME_CO_00001 | N-1 400 kV Pec 3-Ribarevina | [AL-GR] 400 kV Zemplak-Kardia | XZE_KA11_GKARDI15_1:line | 1155 | 1600 | 1600 | -445 | 72 | []
MK_KS_CO_00001 | N-1 400 kV Skopje 5 âUrosevac | [AL-GR] 400 kV Zemplak-Kardia | XZE_KA11_GKARDI15_1:line | 1137 | 1600 | 1600 | -463 | 71 | []
IT_GR_CO_00001 | N-1 400 kV Galatina-Arachthos | [AL-GR] 400 kV Zemplak-Kardia | XZE_KA11_GKARDI15_1:line | 1122 | 1600 | 1600 | -478 | 70 | []

## 1230Curative
Detailed results
Generated at: | 2024-04-08 21:43
Business day: | 10.04.2024
Timestamp: | 12:30
Border & direction: | South-Romania Import
Horizon: | 2D
Remedial actions: | true
Evaluation type: | CURATIVE
TTC [MW]: | 1819
Fallback applied | false
Loading threshold | 0.7
Applied RAs
CO ID | RA ID | Name of the RA | Usage | Type | Location | Status
[n/a] | RO_RA_00001 | PRA 400/220kV AT3 Arad | preventive | pst |  | helpful
[n/a] | RO_RA_00002 | PRA 400/220kV AT Urechesti | preventive | pst |  | helpful
Limiting CNECs
CO ID | Name of the CO | Name of the CNE | CNE UCTE branch | Calculated I (A) | I max (PRE) | I max (CUR) | Margin (A) | Loading (%) | Applicable curative RAs
RO-HU_CO_00001 | N-1 Arad-Sandorfalva | [RO-RS] Portile de Fier-Djerdap [DIR] [RO] | RPDFE41 _XPF_DJ11_1:line | -1732 |  | -1740 | -8 | 100 | []
RO-UA_CO_00001 | N-1 Rosiori-Mukacevo | [RO-RS] Portile de Fier-Djerdap [DIR] [RO] | RPDFE41 _XPF_DJ11_1:line | -1701 |  | -1740 | -39 | 98 | []
RO_CO_00002 | N-1 Mintia-Arad | [RO-RS] Portile de Fier-Djerdap [DIR] [RO] | RPDFE41 _XPF_DJ11_1:line | -1633 |  | -1740 | -107 | 94 | []
RO-HU_CO_00002 | N-1 Nadab-Bekescsaba | [RO-RS] Portile de Fier-Djerdap [DIR] [RO] | RPDFE41 _XPF_DJ11_1:line | -1631 |  | -1740 | -109 | 94 | []
BC | Base Case | [RO-RS] Portile de Fier-Djerdap [DIR] [RO] | RPDFE41 _XPF_DJ11_1:line | -1628 |  | -1740 | -112 | 94 | []
RO_CO_00027 | N-1 AT3 Arad | [RO-RS] Portile de Fier-Djerdap [DIR] [RO] | RPDFE41 _XPF_DJ11_1:line | -1628 |  | -1740 | -112 | 94 | []
RO_CO_00029 | N-1 Resita-Timisoara | [RO-RS] Portile de Fier-Djerdap [DIR] [RO] | RPDFE41 _XPF_DJ11_1:line | -1439 |  | -1740 | -301 | 83 | []
RO_CO_00001 | N-1 Portile de Fier-Resita | [RO-RS] Portile de Fier-Djerdap [DIR] [RO] | RPDFE41 _XPF_DJ11_1:line | -1417 |  | -1740 | -323 | 81 | []
KS_ME_CO_00001 | N-1 400 kV Pec 3-Ribarevina | [AL-GR] 400 kV Zemplak-Kardia | XZE_KA11_GKARDI15_1:line | 1155 |  | 1600 | -445 | 72 | []
MK_KS_CO_00001 | N-1 400 kV Skopje 5 âUrosevac | [AL-GR] 400 kV Zemplak-Kardia | XZE_KA11_GKARDI15_1:line | 1137 |  | 1600 | -463 | 71 | []
IT_GR_CO_00001 | N-1 400 kV Galatina-Arachthos | [AL-GR] 400 kV Zemplak-Kardia | XZE_KA11_GKARDI15_1:line | 1122 |  | 1600 | -478 | 70 | []

## 1330Preventive
Detailed results
Generated at: | 2024-04-08 21:43
Business day: | 10.04.2024
Timestamp: | 13:30
Border & direction: | South-Romania Import
Horizon: | 2D
Remedial actions: | true
Evaluation type: | PREVENTIVE
TTC [MW]: | 1860
Fallback applied | false
Loading threshold | 0.7
Applied RAs
CO ID | RA ID | Name of the RA | Usage | Type | Location | Status
[n/a] | RO_RA_00001 | PRA 400/220kV AT3 Arad | preventive | pst |  | helpful
[n/a] | RO_RA_00002 | PRA 400/220kV AT Urechesti | preventive | pst |  | helpful
Limiting CNECs
CO ID | Name of the CO | Name of the CNE | CNE UCTE branch | Calculated I (A) | I max (PRE) | I max (CUR) | Margin (A) | Loading (%) | Applicable curative RAs
RO-HU_CO_00001 | N-1 Arad-Sandorfalva | [RO-RS] Portile de Fier-Djerdap [OPP] [RO] | RPDFE41 _XPF_DJ11_1:line | -1739 | -1740 | -1740 | -1 | 100 | []
RO-UA_CO_00001 | N-1 Rosiori-Mukacevo | [RO-RS] Portile de Fier-Djerdap [OPP] [RO] | RPDFE41 _XPF_DJ11_1:line | -1688 | -1740 | -1740 | -52 | 97 | []
RO_CO_00002 | N-1 Mintia-Arad | [RO-RS] Portile de Fier-Djerdap [OPP] [RO] | RPDFE41 _XPF_DJ11_1:line | -1626 | -1740 | -1740 | -114 | 93 | []
RO-HU_CO_00002 | N-1 Nadab-Bekescsaba | [RO-RS] Portile de Fier-Djerdap [OPP] [RO] | RPDFE41 _XPF_DJ11_1:line | -1623 | -1740 | -1740 | -117 | 93 | []
BC | Base Case | [RO-RS] Portile de Fier-Djerdap [OPP] [RO] | RPDFE41 _XPF_DJ11_1:line | -1621 | -1740 | -1740 | -119 | 93 | []
RO_CO_00027 | N-1 AT3 Arad | [RO-RS] Portile de Fier-Djerdap [OPP] [RO] | RPDFE41 _XPF_DJ11_1:line | -1621 | -1740 | -1740 | -119 | 93 | []
RO_CO_00029 | N-1 Resita-Timisoara | [RO-RS] Portile de Fier-Djerdap [OPP] [RO] | RPDFE41 _XPF_DJ11_1:line | -1435 | -1740 | -1740 | -305 | 82 | []
RO_CO_00001 | N-1 Portile de Fier-Resita | [RO-RS] Portile de Fier-Djerdap [OPP] [RO] | RPDFE41 _XPF_DJ11_1:line | -1380 | -1740 | -1740 | -360 | 79 | []
AL_GR_CO_00001 | N-1 400 kV Zemplak-Kardia | [MK-GR] 400 kV Bitola-Meliti | XFL_BI11_GMELIT11_1:line | 1131 | 1600 | 1600 | -469 | 71 | []

## 1330Curative
Detailed results
Generated at: | 2024-04-08 21:43
Business day: | 10.04.2024
Timestamp: | 13:30
Border & direction: | South-Romania Import
Horizon: | 2D
Remedial actions: | true
Evaluation type: | CURATIVE
TTC [MW]: | 1860
Fallback applied | false
Loading threshold | 0.7
Applied RAs
CO ID | RA ID | Name of the RA | Usage | Type | Location | Status
[n/a] | RO_RA_00001 | PRA 400/220kV AT3 Arad | preventive | pst |  | helpful
[n/a] | RO_RA_00002 | PRA 400/220kV AT Urechesti | preventive | pst |  | helpful
Limiting CNECs
CO ID | Name of the CO | Name of the CNE | CNE UCTE branch | Calculated I (A) | I max (PRE) | I max (CUR) | Margin (A) | Loading (%) | Applicable curative RAs
RO-HU_CO_00001 | N-1 Arad-Sandorfalva | [RO-RS] Portile de Fier-Djerdap [OPP] [RO] | RPDFE41 _XPF_DJ11_1:line | -1739 |  | -1740 | -1 | 100 | []
RO-UA_CO_00001 | N-1 Rosiori-Mukacevo | [RO-RS] Portile de Fier-Djerdap [OPP] [RO] | RPDFE41 _XPF_DJ11_1:line | -1688 |  | -1740 | -52 | 97 | []
RO_CO_00002 | N-1 Mintia-Arad | [RO-RS] Portile de Fier-Djerdap [OPP] [RO] | RPDFE41 _XPF_DJ11_1:line | -1626 |  | -1740 | -114 | 93 | []
RO-HU_CO_00002 | N-1 Nadab-Bekescsaba | [RO-RS] Portile de Fier-Djerdap [OPP] [RO] | RPDFE41 _XPF_DJ11_1:line | -1623 |  | -1740 | -117 | 93 | []
BC | Base Case | [RO-RS] Portile de Fier-Djerdap [OPP] [RO] | RPDFE41 _XPF_DJ11_1:line | -1621 |  | -1740 | -119 | 93 | []
RO_CO_00027 | N-1 AT3 Arad | [RO-RS] Portile de Fier-Djerdap [OPP] [RO] | RPDFE41 _XPF_DJ11_1:line | -1621 |  | -1740 | -119 | 93 | []
RO_CO_00029 | N-1 Resita-Timisoara | [RO-RS] Portile de Fier-Djerdap [OPP] [RO] | RPDFE41 _XPF_DJ11_1:line | -1435 |  | -1740 | -305 | 82 | []
RO_CO_00001 | N-1 Portile de Fier-Resita | [RO-RS] Portile de Fier-Djerdap [OPP] [RO] | RPDFE41 _XPF_DJ11_1:line | -1380 |  | -1740 | -360 | 79 | []
AL_GR_CO_00001 | N-1 400 kV Zemplak-Kardia | [MK-GR] 400 kV Bitola-Meliti | XFL_BI11_GMELIT11_1:line | 1131 |  | 1600 | -469 | 71 | []

## 1430Preventive
Detailed results
Generated at: | 2024-04-08 21:43
Business day: | 10.04.2024
Timestamp: | 14:30
Border & direction: | South-Romania Import
Horizon: | 2D
Remedial actions: | true
Evaluation type: | PREVENTIVE
TTC [MW]: | 1861
Fallback applied | false
Loading threshold | 0.7
Applied RAs
CO ID | RA ID | Name of the RA | Usage | Type | Location | Status
[n/a] | RO_RA_00001 | PRA 400/220kV AT3 Arad | preventive | pst |  | helpful
[n/a] | RO_RA_00002 | PRA 400/220kV AT Urechesti | preventive | pst |  | helpful
Limiting CNECs
CO ID | Name of the CO | Name of the CNE | CNE UCTE branch | Calculated I (A) | I max (PRE) | I max (CUR) | Margin (A) | Loading (%) | Applicable curative RAs
RO-HU_CO_00001 | N-1 Arad-Sandorfalva | [RO-RS] Portile de Fier-Djerdap [DIR] [RO] | RPDFE41 _XPF_DJ11_1:line | -1730 | -1740 | -1740 | -10 | 99 | []
RO-UA_CO_00001 | N-1 Rosiori-Mukacevo | [RO-RS] Portile de Fier-Djerdap [DIR] [RO] | RPDFE41 _XPF_DJ11_1:line | -1692 | -1740 | -1740 | -48 | 97 | []
RO_CO_00002 | N-1 Mintia-Arad | [RO-RS] Portile de Fier-Djerdap [DIR] [RO] | RPDFE41 _XPF_DJ11_1:line | -1620 | -1740 | -1740 | -120 | 93 | []
RO-HU_CO_00002 | N-1 Nadab-Bekescsaba | [RO-RS] Portile de Fier-Djerdap [DIR] [RO] | RPDFE41 _XPF_DJ11_1:line | -1614 | -1740 | -1740 | -126 | 93 | []
RO_CO_00027 | N-1 AT3 Arad | [RO-RS] Portile de Fier-Djerdap [DIR] [RO] | RPDFE41 _XPF_DJ11_1:line | -1612 | -1740 | -1740 | -128 | 93 | []
BC | Base Case | [RO-RS] Portile de Fier-Djerdap [DIR] [RO] | RPDFE41 _XPF_DJ11_1:line | -1612 | -1740 | -1740 | -128 | 93 | []
RO_CO_00029 | N-1 Resita-Timisoara | [RO-RS] Portile de Fier-Djerdap [DIR] [RO] | RPDFE41 _XPF_DJ11_1:line | -1432 | -1740 | -1740 | -308 | 82 | []
RO_CO_00001 | N-1 Portile de Fier-Resita | [RO-RS] Portile de Fier-Djerdap [DIR] [RO] | RPDFE41 _XPF_DJ11_1:line | -1377 | -1740 | -1740 | -363 | 79 | []

## 1430Curative
Detailed results
Generated at: | 2024-04-08 21:43
Business day: | 10.04.2024
Timestamp: | 14:30
Border & direction: | South-Romania Import
Horizon: | 2D
Remedial actions: | true
Evaluation type: | CURATIVE
TTC [MW]: | 1861
Fallback applied | false
Loading threshold | 0.7
Applied RAs
CO ID | RA ID | Name of the RA | Usage | Type | Location | Status
[n/a] | RO_RA_00001 | PRA 400/220kV AT3 Arad | preventive | pst |  | helpful
[n/a] | RO_RA_00002 | PRA 400/220kV AT Urechesti | preventive | pst |  | helpful
Limiting CNECs
CO ID | Name of the CO | Name of the CNE | CNE UCTE branch | Calculated I (A) | I max (PRE) | I max (CUR) | Margin (A) | Loading (%) | Applicable curative RAs
RO-HU_CO_00001 | N-1 Arad-Sandorfalva | [RO-RS] Portile de Fier-Djerdap [DIR] [RO] | RPDFE41 _XPF_DJ11_1:line | -1730 |  | -1740 | -10 | 99 | []
RO-UA_CO_00001 | N-1 Rosiori-Mukacevo | [RO-RS] Portile de Fier-Djerdap [DIR] [RO] | RPDFE41 _XPF_DJ11_1:line | -1692 |  | -1740 | -48 | 97 | []
RO_CO_00002 | N-1 Mintia-Arad | [RO-RS] Portile de Fier-Djerdap [DIR] [RO] | RPDFE41 _XPF_DJ11_1:line | -1620 |  | -1740 | -120 | 93 | []
RO-HU_CO_00002 | N-1 Nadab-Bekescsaba | [RO-RS] Portile de Fier-Djerdap [DIR] [RO] | RPDFE41 _XPF_DJ11_1:line | -1614 |  | -1740 | -126 | 93 | []
RO_CO_00027 | N-1 AT3 Arad | [RO-RS] Portile de Fier-Djerdap [DIR] [RO] | RPDFE41 _XPF_DJ11_1:line | -1612 |  | -1740 | -128 | 93 | []
BC | Base Case | [RO-RS] Portile de Fier-Djerdap [DIR] [RO] | RPDFE41 _XPF_DJ11_1:line | -1612 |  | -1740 | -128 | 93 | []
RO_CO_00029 | N-1 Resita-Timisoara | [RO-RS] Portile de Fier-Djerdap [DIR] [RO] | RPDFE41 _XPF_DJ11_1:line | -1432 |  | -1740 | -308 | 82 | []
RO_CO_00001 | N-1 Portile de Fier-Resita | [RO-RS] Portile de Fier-Djerdap [DIR] [RO] | RPDFE41 _XPF_DJ11_1:line | -1377 |  | -1740 | -363 | 79 | []

## 1530Preventive
Detailed results
Generated at: | 2024-04-08 21:43
Business day: | 10.04.2024
Timestamp: | 15:30
Border & direction: | South-Romania Import
Horizon: | 2D
Remedial actions: | true
Evaluation type: | PREVENTIVE
TTC [MW]: | 1479
Fallback applied | false
Loading threshold | 0.7
Applied RAs
CO ID | RA ID | Name of the RA | Usage | Type | Location | Status
Limiting CNECs
CO ID | Name of the CO | Name of the CNE | CNE UCTE branch | Calculated I (A) | I max (PRE) | I max (CUR) | Margin (A) | Loading (%) | Applicable curative RAs
RO_CO_00044 | N-1 Medgidia Sud - Varna_Dobrudja | [RO-RS] Portile de Fier-Djerdap [DIR] [RO] | RPDFE41 _XPF_DJ11_1:line | 1731 | 1740 | 1740 | -9 | 99 | []
RO_CO_00023 | N-1 Gutinas â Smardan | [RO-RO] Filesti - Barbosi [DIR] [RO] | RBARB22 _RFILE22 _1:line | -753 | -800 | -800 | -47 | 94 | []
RO-HU_CO_00001 | N-1 Arad-Sandorfalva | [RO-RS] Portile de Fier-Djerdap [OPP] [RO] | RPDFE41 _XPF_DJ11_1:line | 1460 | 1740 | 1740 | -280 | 84 | []
RO-UA_CO_00001 | N-1 Rosiori-Mukacevo | [RO-RS] Portile de Fier-Djerdap [OPP] [RO] | RPDFE41 _XPF_DJ11_1:line | 1446 | 1740 | 1740 | -294 | 83 | []
RO_CO_00002 | N-1 Mintia-Arad | [RO-RS] Portile de Fier-Djerdap [OPP] [RO] | RPDFE41 _XPF_DJ11_1:line | 1363 | 1740 | 1740 | -377 | 78 | []
RO_CO_00027 | N-1 AT3 Arad | [RO-RS] Portile de Fier-Djerdap [OPP] [RO] | RPDFE41 _XPF_DJ11_1:line | 1363 | 1740 | 1740 | -377 | 78 | []
BC | Base Case | [RO-RS] Portile de Fier-Djerdap [OPP] [RO] | RPDFE41 _XPF_DJ11_1:line | 1363 | 1740 | 1740 | -377 | 78 | []
RO-HU_CO_00002 | N-1 Nadab-Bekescsaba | [RO-RS] Portile de Fier-Djerdap [OPP] [RO] | RPDFE41 _XPF_DJ11_1:line | 1362 | 1740 | 1740 | -378 | 78 | []
RO_CO_00023 | N-1 Gutinas â Smardan | [RO-RO] Barbosi - Focsani Vest [DIR] [RO] | RBAR122 _RFCSV22 _1:line | 607 | 800 | 800 | -193 | 76 | []

## 1530Curative
Detailed results
Generated at: | 2024-04-08 21:43
Business day: | 10.04.2024
Timestamp: | 15:30
Border & direction: | South-Romania Import
Horizon: | 2D
Remedial actions: | true
Evaluation type: | CURATIVE
TTC [MW]: | 1479
Fallback applied | false
Loading threshold | 0.7
Applied RAs
CO ID | RA ID | Name of the RA | Usage | Type | Location | Status
Limiting CNECs
CO ID | Name of the CO | Name of the CNE | CNE UCTE branch | Calculated I (A) | I max (PRE) | I max (CUR) | Margin (A) | Loading (%) | Applicable curative RAs
RO_CO_00044 | N-1 Medgidia Sud - Varna_Dobrudja | [RO-RS] Portile de Fier-Djerdap [DIR] [RO] | RPDFE41 _XPF_DJ11_1:line | 1731 |  | 1740 | -9 | 99 | []
RO_CO_00023 | N-1 Gutinas â Smardan | [RO-RO] Filesti - Barbosi [DIR] [RO] | RBARB22 _RFILE22 _1:line | -753 |  | -800 | -47 | 94 | []
RO-HU_CO_00001 | N-1 Arad-Sandorfalva | [RO-RS] Portile de Fier-Djerdap [OPP] [RO] | RPDFE41 _XPF_DJ11_1:line | 1460 |  | 1740 | -280 | 84 | []
RO-UA_CO_00001 | N-1 Rosiori-Mukacevo | [RO-RS] Portile de Fier-Djerdap [OPP] [RO] | RPDFE41 _XPF_DJ11_1:line | 1446 |  | 1740 | -294 | 83 | []
RO_CO_00002 | N-1 Mintia-Arad | [RO-RS] Portile de Fier-Djerdap [OPP] [RO] | RPDFE41 _XPF_DJ11_1:line | 1363 |  | 1740 | -377 | 78 | []
RO_CO_00027 | N-1 AT3 Arad | [RO-RS] Portile de Fier-Djerdap [OPP] [RO] | RPDFE41 _XPF_DJ11_1:line | 1363 |  | 1740 | -377 | 78 | []
BC | Base Case | [RO-RS] Portile de Fier-Djerdap [OPP] [RO] | RPDFE41 _XPF_DJ11_1:line | 1363 |  | 1740 | -377 | 78 | []
RO-HU_CO_00002 | N-1 Nadab-Bekescsaba | [RO-RS] Portile de Fier-Djerdap [OPP] [RO] | RPDFE41 _XPF_DJ11_1:line | 1362 |  | 1740 | -378 | 78 | []
RO_CO_00023 | N-1 Gutinas â Smardan | [RO-RO] Barbosi - Focsani Vest [DIR] [RO] | RBAR122 _RFCSV22 _1:line | 607 |  | 800 | -193 | 76 | []

## 1630Preventive
Detailed results
Generated at: | 2024-04-08 21:43
Business day: | 10.04.2024
Timestamp: | 16:30
Border & direction: | South-Romania Import
Horizon: | 2D
Remedial actions: | true
Evaluation type: | PREVENTIVE
TTC [MW]: | 1405
Fallback applied | false
Loading threshold | 0.7
Applied RAs
CO ID | RA ID | Name of the RA | Usage | Type | Location | Status
[n/a] | RO_RA_00001 | PRA 400/220kV AT3 Arad | preventive | pst |  | helpful
[n/a] | RO_RA_00002 | PRA 400/220kV AT Urechesti | preventive | pst |  | helpful
Limiting CNECs
CO ID | Name of the CO | Name of the CNE | CNE UCTE branch | Calculated I (A) | I max (PRE) | I max (CUR) | Margin (A) | Loading (%) | Applicable curative RAs
RO_CO_00044 | N-1 Medgidia Sud - Varna_Dobrudja | [RO-RS] Portile de Fier-Djerdap [DIR] [RO] | RPDFE41 _XPF_DJ11_1:line | 1734 | 1740 | 1740 | -6 | 100 | []
RO-UA_CO_00001 | N-1 Rosiori-Mukacevo | [RO-RS] Portile de Fier-Djerdap [OPP] [RO] | RPDFE41 _XPF_DJ11_1:line | 1631 | 1740 | 1740 | -109 | 94 | []
RO-HU_CO_00001 | N-1 Arad-Sandorfalva | [RO-RS] Portile de Fier-Djerdap [OPP] [RO] | RPDFE41 _XPF_DJ11_1:line | 1596 | 1740 | 1740 | -144 | 92 | []
RO_CO_00002 | N-1 Mintia-Arad | [RO-RS] Portile de Fier-Djerdap [OPP] [RO] | RPDFE41 _XPF_DJ11_1:line | 1493 | 1740 | 1740 | -247 | 86 | []
RO-HU_CO_00002 | N-1 Nadab-Bekescsaba | [RO-RS] Portile de Fier-Djerdap [OPP] [RO] | RPDFE41 _XPF_DJ11_1:line | 1472 | 1740 | 1740 | -268 | 85 | []
BC | Base Case | [RO-RS] Portile de Fier-Djerdap [OPP] [RO] | RPDFE41 _XPF_DJ11_1:line | 1472 | 1740 | 1740 | -268 | 85 | []
RO_CO_00027 | N-1 AT3 Arad | [RO-RS] Portile de Fier-Djerdap [OPP] [RO] | RPDFE41 _XPF_DJ11_1:line | 1472 | 1740 | 1740 | -268 | 85 | []
RO_CO_00029 | N-1 Resita-Timisoara | [RO-RS] Portile de Fier-Djerdap [OPP] [RO] | RPDFE41 _XPF_DJ11_1:line | 1299 | 1740 | 1740 | -441 | 75 | []
RO_CO_00001 | N-1 Portile de Fier-Resita | [RO-RS] Portile de Fier-Djerdap [OPP] [RO] | RPDFE41 _XPF_DJ11_1:line | 1277 | 1740 | 1740 | -463 | 73 | []

## 1630Curative
Detailed results
Generated at: | 2024-04-08 21:43
Business day: | 10.04.2024
Timestamp: | 16:30
Border & direction: | South-Romania Import
Horizon: | 2D
Remedial actions: | true
Evaluation type: | CURATIVE
TTC [MW]: | 1405
Fallback applied | false
Loading threshold | 0.7
Applied RAs
CO ID | RA ID | Name of the RA | Usage | Type | Location | Status
[n/a] | RO_RA_00001 | PRA 400/220kV AT3 Arad | preventive | pst |  | helpful
[n/a] | RO_RA_00002 | PRA 400/220kV AT Urechesti | preventive | pst |  | helpful
Limiting CNECs
CO ID | Name of the CO | Name of the CNE | CNE UCTE branch | Calculated I (A) | I max (PRE) | I max (CUR) | Margin (A) | Loading (%) | Applicable curative RAs
RO_CO_00044 | N-1 Medgidia Sud - Varna_Dobrudja | [RO-RS] Portile de Fier-Djerdap [DIR] [RO] | RPDFE41 _XPF_DJ11_1:line | 1734 |  | 1740 | -6 | 100 | []
RO-UA_CO_00001 | N-1 Rosiori-Mukacevo | [RO-RS] Portile de Fier-Djerdap [OPP] [RO] | RPDFE41 _XPF_DJ11_1:line | 1631 |  | 1740 | -109 | 94 | []
RO-HU_CO_00001 | N-1 Arad-Sandorfalva | [RO-RS] Portile de Fier-Djerdap [OPP] [RO] | RPDFE41 _XPF_DJ11_1:line | 1596 |  | 1740 | -144 | 92 | []
RO_CO_00002 | N-1 Mintia-Arad | [RO-RS] Portile de Fier-Djerdap [OPP] [RO] | RPDFE41 _XPF_DJ11_1:line | 1493 |  | 1740 | -247 | 86 | []
RO-HU_CO_00002 | N-1 Nadab-Bekescsaba | [RO-RS] Portile de Fier-Djerdap [OPP] [RO] | RPDFE41 _XPF_DJ11_1:line | 1472 |  | 1740 | -268 | 85 | []
BC | Base Case | [RO-RS] Portile de Fier-Djerdap [OPP] [RO] | RPDFE41 _XPF_DJ11_1:line | 1472 |  | 1740 | -268 | 85 | []
RO_CO_00027 | N-1 AT3 Arad | [RO-RS] Portile de Fier-Djerdap [OPP] [RO] | RPDFE41 _XPF_DJ11_1:line | 1472 |  | 1740 | -268 | 85 | []
RO_CO_00029 | N-1 Resita-Timisoara | [RO-RS] Portile de Fier-Djerdap [OPP] [RO] | RPDFE41 _XPF_DJ11_1:line | 1299 |  | 1740 | -441 | 75 | []
RO_CO_00001 | N-1 Portile de Fier-Resita | [RO-RS] Portile de Fier-Djerdap [OPP] [RO] | RPDFE41 _XPF_DJ11_1:line | 1277 |  | 1740 | -463 | 73 | []

## 1730Preventive
Detailed results
Generated at: | 2024-04-08 21:43
Business day: | 10.04.2024
Timestamp: | 17:30
Border & direction: | South-Romania Import
Horizon: | 2D
Remedial actions: | true
Evaluation type: | PREVENTIVE
TTC [MW]: | 1236
Fallback applied | false
Loading threshold | 0.7
Applied RAs
CO ID | RA ID | Name of the RA | Usage | Type | Location | Status
[n/a] | RO_RA_00001 | PRA 400/220kV AT3 Arad | preventive | pst |  | helpful
[n/a] | RO_RA_00002 | PRA 400/220kV AT Urechesti | preventive | pst |  | helpful
Limiting CNECs
CO ID | Name of the CO | Name of the CNE | CNE UCTE branch | Calculated I (A) | I max (PRE) | I max (CUR) | Margin (A) | Loading (%) | Applicable curative RAs
RO-UA_CO_00001 | N-1 Rosiori-Mukacevo | [RO-RS] Portile de Fier-Djerdap [OPP] [RO] | RPDFE41 _XPF_DJ11_1:line | 1735 | 1740 | 1740 | -5 | 100 | []
RO_CO_00044 | N-1 Medgidia Sud - Varna_Dobrudja | [RO-RS] Portile de Fier-Djerdap [DIR] [RO] | RPDFE41 _XPF_DJ11_1:line | 1655 | 1740 | 1740 | -85 | 95 | []
RO-HU_CO_00001 | N-1 Arad-Sandorfalva | [RO-RS] Portile de Fier-Djerdap [OPP] [RO] | RPDFE41 _XPF_DJ11_1:line | 1626 | 1740 | 1740 | -114 | 93 | []
RO_CO_00002 | N-1 Mintia-Arad | [RO-RS] Portile de Fier-Djerdap [OPP] [RO] | RPDFE41 _XPF_DJ11_1:line | 1624 | 1740 | 1740 | -116 | 93 | []
RO-HU_CO_00002 | N-1 Nadab-Bekescsaba | [RO-RS] Portile de Fier-Djerdap [OPP] [RO] | RPDFE41 _XPF_DJ11_1:line | 1612 | 1740 | 1740 | -128 | 93 | []
RO_CO_00027 | N-1 AT3 Arad | [RO-RS] Portile de Fier-Djerdap [OPP] [RO] | RPDFE41 _XPF_DJ11_1:line | 1589 | 1740 | 1740 | -151 | 91 | []
BC | Base Case | [RO-RS] Portile de Fier-Djerdap [OPP] [RO] | RPDFE41 _XPF_DJ11_1:line | 1589 | 1740 | 1740 | -151 | 91 | []
RO_CO_00029 | N-1 Resita-Timisoara | [RO-RS] Portile de Fier-Djerdap [OPP] [RO] | RPDFE41 _XPF_DJ11_1:line | 1412 | 1740 | 1740 | -328 | 81 | []
RO_CO_00001 | N-1 Portile de Fier-Resita | [RO-RS] Portile de Fier-Djerdap [OPP] [RO] | RPDFE41 _XPF_DJ11_1:line | 1384 | 1740 | 1740 | -356 | 80 | []

## 1730Curative
Detailed results
Generated at: | 2024-04-08 21:43
Business day: | 10.04.2024
Timestamp: | 17:30
Border & direction: | South-Romania Import
Horizon: | 2D
Remedial actions: | true
Evaluation type: | CURATIVE
TTC [MW]: | 1236
Fallback applied | false
Loading threshold | 0.7
Applied RAs
CO ID | RA ID | Name of the RA | Usage | Type | Location | Status
[n/a] | RO_RA_00001 | PRA 400/220kV AT3 Arad | preventive | pst |  | helpful
[n/a] | RO_RA_00002 | PRA 400/220kV AT Urechesti | preventive | pst |  | helpful
Limiting CNECs
CO ID | Name of the CO | Name of the CNE | CNE UCTE branch | Calculated I (A) | I max (PRE) | I max (CUR) | Margin (A) | Loading (%) | Applicable curative RAs
RO-UA_CO_00001 | N-1 Rosiori-Mukacevo | [RO-RS] Portile de Fier-Djerdap [OPP] [RO] | RPDFE41 _XPF_DJ11_1:line | 1735 |  | 1740 | -5 | 100 | []
RO_CO_00044 | N-1 Medgidia Sud - Varna_Dobrudja | [RO-RS] Portile de Fier-Djerdap [DIR] [RO] | RPDFE41 _XPF_DJ11_1:line | 1655 |  | 1740 | -85 | 95 | []
RO-HU_CO_00001 | N-1 Arad-Sandorfalva | [RO-RS] Portile de Fier-Djerdap [OPP] [RO] | RPDFE41 _XPF_DJ11_1:line | 1626 |  | 1740 | -114 | 93 | []
RO_CO_00002 | N-1 Mintia-Arad | [RO-RS] Portile de Fier-Djerdap [OPP] [RO] | RPDFE41 _XPF_DJ11_1:line | 1624 |  | 1740 | -116 | 93 | []
RO-HU_CO_00002 | N-1 Nadab-Bekescsaba | [RO-RS] Portile de Fier-Djerdap [OPP] [RO] | RPDFE41 _XPF_DJ11_1:line | 1612 |  | 1740 | -128 | 93 | []
RO_CO_00027 | N-1 AT3 Arad | [RO-RS] Portile de Fier-Djerdap [OPP] [RO] | RPDFE41 _XPF_DJ11_1:line | 1589 |  | 1740 | -151 | 91 | []
BC | Base Case | [RO-RS] Portile de Fier-Djerdap [OPP] [RO] | RPDFE41 _XPF_DJ11_1:line | 1589 |  | 1740 | -151 | 91 | []
RO_CO_00029 | N-1 Resita-Timisoara | [RO-RS] Portile de Fier-Djerdap [OPP] [RO] | RPDFE41 _XPF_DJ11_1:line | 1412 |  | 1740 | -328 | 81 | []
RO_CO_00001 | N-1 Portile de Fier-Resita | [RO-RS] Portile de Fier-Djerdap [OPP] [RO] | RPDFE41 _XPF_DJ11_1:line | 1384 |  | 1740 | -356 | 80 | []

## 1830Preventive
Detailed results
Generated at: | 2024-04-08 21:43
Business day: | 10.04.2024
Timestamp: | 18:30
Border & direction: | South-Romania Import
Horizon: | 2D
Remedial actions: | true
Evaluation type: | PREVENTIVE
TTC [MW]: | 1308
Fallback applied | false
Loading threshold | 0.7
Applied RAs
CO ID | RA ID | Name of the RA | Usage | Type | Location | Status
[n/a] | RO_RA_00001 | PRA 400/220kV AT3 Arad | preventive | pst |  | helpful
[n/a] | RO_RA_00002 | PRA 400/220kV AT Urechesti | preventive | pst |  | helpful
Limiting CNECs
CO ID | Name of the CO | Name of the CNE | CNE UCTE branch | Calculated I (A) | I max (PRE) | I max (CUR) | Margin (A) | Loading (%) | Applicable curative RAs
RO-UA_CO_00001 | N-1 Rosiori-Mukacevo | [RO-RS] Portile de Fier-Djerdap [DIR] [RO] | RPDFE41 _XPF_DJ11_1:line | 1737 | 1740 | 1740 | -3 | 100 | []
RO_CO_00044 | N-1 Medgidia Sud - Varna_Dobrudja | [RO-RS] Portile de Fier-Djerdap [DIR] [RO] | RPDFE41 _XPF_DJ11_1:line | 1722 | 1740 | 1740 | -18 | 99 | []
RO-HU_CO_00001 | N-1 Arad-Sandorfalva | [RO-RS] Portile de Fier-Djerdap [DIR] [RO] | RPDFE41 _XPF_DJ11_1:line | 1652 | 1740 | 1740 | -88 | 95 | []
RO_CO_00002 | N-1 Mintia-Arad | [RO-RS] Portile de Fier-Djerdap [DIR] [RO] | RPDFE41 _XPF_DJ11_1:line | 1640 | 1740 | 1740 | -100 | 94 | []
RO-HU_CO_00002 | N-1 Nadab-Bekescsaba | [RO-RS] Portile de Fier-Djerdap [DIR] [RO] | RPDFE41 _XPF_DJ11_1:line | 1633 | 1740 | 1740 | -107 | 94 | []
RO_CO_00027 | N-1 AT3 Arad | [RO-RS] Portile de Fier-Djerdap [DIR] [RO] | RPDFE41 _XPF_DJ11_1:line | 1610 | 1740 | 1740 | -130 | 93 | []
BC | Base Case | [RO-RS] Portile de Fier-Djerdap [DIR] [RO] | RPDFE41 _XPF_DJ11_1:line | 1610 | 1740 | 1740 | -130 | 93 | []
RO_CO_00029 | N-1 Resita-Timisoara | [RO-RS] Portile de Fier-Djerdap [DIR] [RO] | RPDFE41 _XPF_DJ11_1:line | 1408 | 1740 | 1740 | -332 | 81 | []
RO_CO_00001 | N-1 Portile de Fier-Resita | [RO-RS] Portile de Fier-Djerdap [DIR] [RO] | RPDFE41 _XPF_DJ11_1:line | 1374 | 1740 | 1740 | -366 | 79 | []
RO_CO_00008 | N-1 Slatina-Portile de Fier | [RO-RO] Portile de Fier-Urechesti [OPP] [RO] | RPDF241 _RUREC41 _1:line | 1342 | 1740 | 1740 | -398 | 77 | []
RO_CO_00007 | N-1 Portile de Fier-Urechesti | [RO-RO] Slatina-Portile de Fier [OPP] [RO] | RSLAT41 _RPDFE41 _1:line | -1225 | -1740 | -1740 | -515 | 70 | []

## 1830Curative
Detailed results
Generated at: | 2024-04-08 21:43
Business day: | 10.04.2024
Timestamp: | 18:30
Border & direction: | South-Romania Import
Horizon: | 2D
Remedial actions: | true
Evaluation type: | CURATIVE
TTC [MW]: | 1308
Fallback applied | false
Loading threshold | 0.7
Applied RAs
CO ID | RA ID | Name of the RA | Usage | Type | Location | Status
[n/a] | RO_RA_00001 | PRA 400/220kV AT3 Arad | preventive | pst |  | helpful
[n/a] | RO_RA_00002 | PRA 400/220kV AT Urechesti | preventive | pst |  | helpful
Limiting CNECs
CO ID | Name of the CO | Name of the CNE | CNE UCTE branch | Calculated I (A) | I max (PRE) | I max (CUR) | Margin (A) | Loading (%) | Applicable curative RAs
RO-UA_CO_00001 | N-1 Rosiori-Mukacevo | [RO-RS] Portile de Fier-Djerdap [DIR] [RO] | RPDFE41 _XPF_DJ11_1:line | 1737 |  | 1740 | -3 | 100 | []
RO_CO_00044 | N-1 Medgidia Sud - Varna_Dobrudja | [RO-RS] Portile de Fier-Djerdap [DIR] [RO] | RPDFE41 _XPF_DJ11_1:line | 1722 |  | 1740 | -18 | 99 | []
RO-HU_CO_00001 | N-1 Arad-Sandorfalva | [RO-RS] Portile de Fier-Djerdap [DIR] [RO] | RPDFE41 _XPF_DJ11_1:line | 1652 |  | 1740 | -88 | 95 | []
RO_CO_00002 | N-1 Mintia-Arad | [RO-RS] Portile de Fier-Djerdap [DIR] [RO] | RPDFE41 _XPF_DJ11_1:line | 1640 |  | 1740 | -100 | 94 | []
RO-HU_CO_00002 | N-1 Nadab-Bekescsaba | [RO-RS] Portile de Fier-Djerdap [DIR] [RO] | RPDFE41 _XPF_DJ11_1:line | 1633 |  | 1740 | -107 | 94 | []
RO_CO_00027 | N-1 AT3 Arad | [RO-RS] Portile de Fier-Djerdap [DIR] [RO] | RPDFE41 _XPF_DJ11_1:line | 1610 |  | 1740 | -130 | 93 | []
BC | Base Case | [RO-RS] Portile de Fier-Djerdap [DIR] [RO] | RPDFE41 _XPF_DJ11_1:line | 1610 |  | 1740 | -130 | 93 | []
RO_CO_00029 | N-1 Resita-Timisoara | [RO-RS] Portile de Fier-Djerdap [DIR] [RO] | RPDFE41 _XPF_DJ11_1:line | 1408 |  | 1740 | -332 | 81 | []
RO_CO_00001 | N-1 Portile de Fier-Resita | [RO-RS] Portile de Fier-Djerdap [DIR] [RO] | RPDFE41 _XPF_DJ11_1:line | 1374 |  | 1740 | -366 | 79 | []
RO_CO_00008 | N-1 Slatina-Portile de Fier | [RO-RO] Portile de Fier-Urechesti [OPP] [RO] | RPDF241 _RUREC41 _1:line | 1342 |  | 1740 | -398 | 77 | []
RO_CO_00007 | N-1 Portile de Fier-Urechesti | [RO-RO] Slatina-Portile de Fier [OPP] [RO] | RSLAT41 _RPDFE41 _1:line | -1225 |  | -1740 | -515 | 70 | []

## 1930Preventive
Detailed results
Generated at: | 2024-04-08 21:43
Business day: | 10.04.2024
Timestamp: | 19:30
Border & direction: | South-Romania Import
Horizon: | 2D
Remedial actions: | true
Evaluation type: | PREVENTIVE
TTC [MW]: | 1532
Fallback applied | false
Loading threshold | 0.7
Applied RAs
CO ID | RA ID | Name of the RA | Usage | Type | Location | Status
[n/a] | RO_RA_00001 | PRA 400/220kV AT3 Arad | preventive | pst |  | helpful
[n/a] | RO_RA_00002 | PRA 400/220kV AT Urechesti | preventive | pst |  | helpful
Limiting CNECs
CO ID | Name of the CO | Name of the CNE | CNE UCTE branch | Calculated I (A) | I max (PRE) | I max (CUR) | Margin (A) | Loading (%) | Applicable curative RAs
RO-BG_CO_00002 | N-1 Kozlodui-Tantareni 2 | [RO-RS] Portile de Fier-Djerdap [DIR] [RO] | RPDFE41 _XPF_DJ11_1:line | 1734 | 1740 | 1740 | -6 | 100 | []
RO-UA_CO_00001 | N-1 Rosiori-Mukacevo | [RO-RS] Portile de Fier-Djerdap [DIR] [RO] | RPDFE41 _XPF_DJ11_1:line | 1511 | 1740 | 1740 | -229 | 87 | []
RO-HU_CO_00001 | N-1 Arad-Sandorfalva | [RO-RS] Portile de Fier-Djerdap [DIR] [RO] | RPDFE41 _XPF_DJ11_1:line | 1497 | 1740 | 1740 | -243 | 86 | []
RO_CO_00002 | N-1 Mintia-Arad | [RO-RS] Portile de Fier-Djerdap [DIR] [RO] | RPDFE41 _XPF_DJ11_1:line | 1480 | 1740 | 1740 | -260 | 85 | []
RO-HU_CO_00002 | N-1 Nadab-Bekescsaba | [RO-RS] Portile de Fier-Djerdap [DIR] [RO] | RPDFE41 _XPF_DJ11_1:line | 1470 | 1740 | 1740 | -270 | 84 | []
RO_CO_00027 | N-1 AT3 Arad | [RO-RS] Portile de Fier-Djerdap [DIR] [RO] | RPDFE41 _XPF_DJ11_1:line | 1440 | 1740 | 1740 | -300 | 83 | []
BC | Base Case | [RO-RS] Portile de Fier-Djerdap [DIR] [RO] | RPDFE41 _XPF_DJ11_1:line | 1440 | 1740 | 1740 | -300 | 83 | []
RO_CO_00044 | N-1 Medgidia Sud - Varna_Dobrudja | [RO-RS] Portile de Fier-Djerdap [DIR] [RO] | RPDFE41 _XPF_DJ11_1:line | 1438 | 1740 | 1740 | -302 | 83 | []
RO-RS_CO_00001, RO_RS_CO_00001 | N-1 Portile de Fier-Djerdap, N-1 Portile de Fier-Djerdap | [BG-RO] 400kV KOZLODUI-TINTARENI2 [DIR] [BG] | VAECKO11_XKO_TI12_1:line | 1308 | 1601 | 1601 | -293 | 82 | []
RO-RS_CO_00001, RO_RS_CO_00001 | N-1 Portile de Fier-Djerdap, N-1 Portile de Fier-Djerdap | [RO-BG] Tantareni-Kozlodui 2 [DIR] [RO] | RTINTB1 _XKO_TI12_1:line | -1304 | -1600 | -1600 | -296 | 81 | []
RO_CO_00029 | N-1 Resita-Timisoara | [RO-RS] Portile de Fier-Djerdap [DIR] [RO] | RPDFE41 _XPF_DJ11_1:line | 1241 | 1740 | 1740 | -499 | 71 | []

## 1930Curative
Detailed results
Generated at: | 2024-04-08 21:43
Business day: | 10.04.2024
Timestamp: | 19:30
Border & direction: | South-Romania Import
Horizon: | 2D
Remedial actions: | true
Evaluation type: | CURATIVE
TTC [MW]: | 1532
Fallback applied | false
Loading threshold | 0.7
Applied RAs
CO ID | RA ID | Name of the RA | Usage | Type | Location | Status
[n/a] | RO_RA_00001 | PRA 400/220kV AT3 Arad | preventive | pst |  | helpful
[n/a] | RO_RA_00002 | PRA 400/220kV AT Urechesti | preventive | pst |  | helpful
Limiting CNECs
CO ID | Name of the CO | Name of the CNE | CNE UCTE branch | Calculated I (A) | I max (PRE) | I max (CUR) | Margin (A) | Loading (%) | Applicable curative RAs
RO-BG_CO_00002 | N-1 Kozlodui-Tantareni 2 | [RO-RS] Portile de Fier-Djerdap [DIR] [RO] | RPDFE41 _XPF_DJ11_1:line | 1734 |  | 1740 | -6 | 100 | []
RO-UA_CO_00001 | N-1 Rosiori-Mukacevo | [RO-RS] Portile de Fier-Djerdap [DIR] [RO] | RPDFE41 _XPF_DJ11_1:line | 1511 |  | 1740 | -229 | 87 | []
RO-HU_CO_00001 | N-1 Arad-Sandorfalva | [RO-RS] Portile de Fier-Djerdap [DIR] [RO] | RPDFE41 _XPF_DJ11_1:line | 1497 |  | 1740 | -243 | 86 | []
RO_CO_00002 | N-1 Mintia-Arad | [RO-RS] Portile de Fier-Djerdap [DIR] [RO] | RPDFE41 _XPF_DJ11_1:line | 1480 |  | 1740 | -260 | 85 | []
RO-HU_CO_00002 | N-1 Nadab-Bekescsaba | [RO-RS] Portile de Fier-Djerdap [DIR] [RO] | RPDFE41 _XPF_DJ11_1:line | 1470 |  | 1740 | -270 | 84 | []
RO_CO_00027 | N-1 AT3 Arad | [RO-RS] Portile de Fier-Djerdap [DIR] [RO] | RPDFE41 _XPF_DJ11_1:line | 1440 |  | 1740 | -300 | 83 | []
BC | Base Case | [RO-RS] Portile de Fier-Djerdap [DIR] [RO] | RPDFE41 _XPF_DJ11_1:line | 1440 |  | 1740 | -300 | 83 | []
RO_CO_00044 | N-1 Medgidia Sud - Varna_Dobrudja | [RO-RS] Portile de Fier-Djerdap [DIR] [RO] | RPDFE41 _XPF_DJ11_1:line | 1438 |  | 1740 | -302 | 83 | []
RO-RS_CO_00001, RO_RS_CO_00001 | N-1 Portile de Fier-Djerdap, N-1 Portile de Fier-Djerdap | [BG-RO] 400kV KOZLODUI-TINTARENI2 [DIR] [BG] | VAECKO11_XKO_TI12_1:line | 1308 |  | 1601 | -293 | 82 | []
RO-RS_CO_00001, RO_RS_CO_00001 | N-1 Portile de Fier-Djerdap, N-1 Portile de Fier-Djerdap | [RO-BG] Tantareni-Kozlodui 2 [DIR] [RO] | RTINTB1 _XKO_TI12_1:line | -1304 |  | -1600 | -296 | 81 | []
RO_CO_00029 | N-1 Resita-Timisoara | [RO-RS] Portile de Fier-Djerdap [DIR] [RO] | RPDFE41 _XPF_DJ11_1:line | 1241 |  | 1740 | -499 | 71 | []

## 2030Preventive
Detailed results
Generated at: | 2024-04-08 21:43
Business day: | 10.04.2024
Timestamp: | 20:30
Border & direction: | South-Romania Import
Horizon: | 2D
Remedial actions: | true
Evaluation type: | PREVENTIVE
TTC [MW]: | 1552
Fallback applied | false
Loading threshold | 0.7
Applied RAs
CO ID | RA ID | Name of the RA | Usage | Type | Location | Status
[n/a] | RO_RA_00001 | PRA 400/220kV AT3 Arad | preventive | pst |  | helpful
[n/a] | RO_RA_00002 | PRA 400/220kV AT Urechesti | preventive | pst |  | helpful
[n/a] | RO_RA_00013 | PRA 400 kV Tantareni-Kozlodui 2 ON_2 | preventive | topological |  | notApplied
Limiting CNECs
CO ID | Name of the CO | Name of the CNE | CNE UCTE branch | Calculated I (A) | I max (PRE) | I max (CUR) | Margin (A) | Loading (%) | Applicable curative RAs
RO-BG_CO_00002 | N-1 Kozlodui-Tantareni 2 | [RO-RS] Portile de Fier-Djerdap [OPP] [RO] | RPDFE41 _XPF_DJ11_1:line | 1734 | 1740 | 1740 | -6 | 100 | []
RO-UA_CO_00001 | N-1 Rosiori-Mukacevo | [RO-RS] Portile de Fier-Djerdap [OPP] [RO] | RPDFE41 _XPF_DJ11_1:line | 1511 | 1740 | 1740 | -229 | 87 | []
RO-HU_CO_00001 | N-1 Arad-Sandorfalva | [RO-RS] Portile de Fier-Djerdap [OPP] [RO] | RPDFE41 _XPF_DJ11_1:line | 1488 | 1740 | 1740 | -252 | 85 | []
RO_CO_00002 | N-1 Mintia-Arad | [RO-RS] Portile de Fier-Djerdap [OPP] [RO] | RPDFE41 _XPF_DJ11_1:line | 1475 | 1740 | 1740 | -265 | 85 | []
RO-HU_CO_00002 | N-1 Nadab-Bekescsaba | [RO-RS] Portile de Fier-Djerdap [OPP] [RO] | RPDFE41 _XPF_DJ11_1:line | 1461 | 1740 | 1740 | -279 | 84 | []
RO_CO_00044 | N-1 Medgidia Sud - Varna_Dobrudja | [RO-RS] Portile de Fier-Djerdap [DIR] [RO] | RPDFE41 _XPF_DJ11_1:line | 1438 | 1740 | 1740 | -302 | 83 | []
BC | Base Case | [RO-RS] Portile de Fier-Djerdap [OPP] [RO] | RPDFE41 _XPF_DJ11_1:line | 1435 | 1740 | 1740 | -305 | 82 | []
RO_CO_00027 | N-1 AT3 Arad | [RO-RS] Portile de Fier-Djerdap [OPP] [RO] | RPDFE41 _XPF_DJ11_1:line | 1435 | 1740 | 1740 | -305 | 82 | []
RO-RS_CO_00001, RO_RS_CO_00001 | N-1 Portile de Fier-Djerdap, N-1 Portile de Fier-Djerdap | [BG-RO] 400kV NPP Kozloduy - Tantareni ck. 2 [DIR] [BG] | VAECKO11_XKO_TI12_1:line | 1318 | 1601 | 1601 | -283 | 82 | []
RO-RS_CO_00001, RO_RS_CO_00001 | N-1 Portile de Fier-Djerdap, N-1 Portile de Fier-Djerdap | [RO-BG] Tantareni-Kozlodui 2 [DIR] [RO] | RTINTB1 _XKO_TI12_1:line | -1314 | -1600 | -1600 | -286 | 82 | []
RO_CO_00029 | N-1 Resita-Timisoara | [RO-RS] Portile de Fier-Djerdap [OPP] [RO] | RPDFE41 _XPF_DJ11_1:line | 1232 | 1740 | 1740 | -508 | 71 | []

## 2030Curative
Detailed results
Generated at: | 2024-04-08 21:43
Business day: | 10.04.2024
Timestamp: | 20:30
Border & direction: | South-Romania Import
Horizon: | 2D
Remedial actions: | true
Evaluation type: | CURATIVE
TTC [MW]: | 1552
Fallback applied | false
Loading threshold | 0.7
Applied RAs
CO ID | RA ID | Name of the RA | Usage | Type | Location | Status
[n/a] | RO_RA_00001 | PRA 400/220kV AT3 Arad | preventive | pst |  | helpful
[n/a] | RO_RA_00002 | PRA 400/220kV AT Urechesti | preventive | pst |  | helpful
[n/a] | RO_RA_00013 | PRA 400 kV Tantareni-Kozlodui 2 ON_2 | preventive | topological |  | notApplied
Limiting CNECs
CO ID | Name of the CO | Name of the CNE | CNE UCTE branch | Calculated I (A) | I max (PRE) | I max (CUR) | Margin (A) | Loading (%) | Applicable curative RAs
RO-BG_CO_00002 | N-1 Kozlodui-Tantareni 2 | [RO-RS] Portile de Fier-Djerdap [OPP] [RO] | RPDFE41 _XPF_DJ11_1:line | 1734 |  | 1740 | -6 | 100 | []
RO-UA_CO_00001 | N-1 Rosiori-Mukacevo | [RO-RS] Portile de Fier-Djerdap [OPP] [RO] | RPDFE41 _XPF_DJ11_1:line | 1511 |  | 1740 | -229 | 87 | []
RO-HU_CO_00001 | N-1 Arad-Sandorfalva | [RO-RS] Portile de Fier-Djerdap [OPP] [RO] | RPDFE41 _XPF_DJ11_1:line | 1488 |  | 1740 | -252 | 85 | []
RO_CO_00002 | N-1 Mintia-Arad | [RO-RS] Portile de Fier-Djerdap [OPP] [RO] | RPDFE41 _XPF_DJ11_1:line | 1475 |  | 1740 | -265 | 85 | []
RO-HU_CO_00002 | N-1 Nadab-Bekescsaba | [RO-RS] Portile de Fier-Djerdap [OPP] [RO] | RPDFE41 _XPF_DJ11_1:line | 1461 |  | 1740 | -279 | 84 | []
RO_CO_00044 | N-1 Medgidia Sud - Varna_Dobrudja | [RO-RS] Portile de Fier-Djerdap [DIR] [RO] | RPDFE41 _XPF_DJ11_1:line | 1438 |  | 1740 | -302 | 83 | []
BC | Base Case | [RO-RS] Portile de Fier-Djerdap [OPP] [RO] | RPDFE41 _XPF_DJ11_1:line | 1435 |  | 1740 | -305 | 82 | []
RO_CO_00027 | N-1 AT3 Arad | [RO-RS] Portile de Fier-Djerdap [OPP] [RO] | RPDFE41 _XPF_DJ11_1:line | 1435 |  | 1740 | -305 | 82 | []
RO-RS_CO_00001, RO_RS_CO_00001 | N-1 Portile de Fier-Djerdap, N-1 Portile de Fier-Djerdap | [BG-RO] 400kV NPP Kozloduy - Tantareni ck. 2 [DIR] [BG] | VAECKO11_XKO_TI12_1:line | 1318 |  | 1601 | -283 | 82 | []
RO-RS_CO_00001, RO_RS_CO_00001 | N-1 Portile de Fier-Djerdap, N-1 Portile de Fier-Djerdap | [RO-BG] Tantareni-Kozlodui 2 [DIR] [RO] | RTINTB1 _XKO_TI12_1:line | -1314 |  | -1600 | -286 | 82 | []
RO_CO_00029 | N-1 Resita-Timisoara | [RO-RS] Portile de Fier-Djerdap [OPP] [RO] | RPDFE41 _XPF_DJ11_1:line | 1232 |  | 1740 | -508 | 71 | []

## 2130Preventive
Detailed results
Generated at: | 2024-04-08 21:43
Business day: | 10.04.2024
Timestamp: | 21:30
Border & direction: | South-Romania Import
Horizon: | 2D
Remedial actions: | true
Evaluation type: | PREVENTIVE
TTC [MW]: | 1517
Fallback applied | false
Loading threshold | 0.7
Applied RAs
CO ID | RA ID | Name of the RA | Usage | Type | Location | Status
[n/a] | RO_RA_00001 | PRA 400/220kV AT3 Arad | preventive | pst |  | helpful
[n/a] | RO_RA_00002 | PRA 400/220kV AT Urechesti | preventive | pst |  | helpful
[n/a] | RO_RA_00013 | PRA 400 kV Tantareni-Kozlodui 2 ON_2 | preventive | topological |  | notApplied
Limiting CNECs
CO ID | Name of the CO | Name of the CNE | CNE UCTE branch | Calculated I (A) | I max (PRE) | I max (CUR) | Margin (A) | Loading (%) | Applicable curative RAs
RO-BG_CO_00002 | N-1 Kozlodui-Tantareni 2 | [RO-RS] Portile de Fier-Djerdap [DIR] [RO] | RPDFE41 _XPF_DJ11_1:line | 1732 | 1740 | 1740 | -8 | 100 | []
RO-UA_CO_00001 | N-1 Rosiori-Mukacevo | [RO-RS] Portile de Fier-Djerdap [DIR] [RO] | RPDFE41 _XPF_DJ11_1:line | 1517 | 1740 | 1740 | -223 | 87 | []
RO-HU_CO_00001 | N-1 Arad-Sandorfalva | [RO-RS] Portile de Fier-Djerdap [DIR] [RO] | RPDFE41 _XPF_DJ11_1:line | 1494 | 1740 | 1740 | -246 | 86 | []
RO_CO_00002 | N-1 Mintia-Arad | [RO-RS] Portile de Fier-Djerdap [DIR] [RO] | RPDFE41 _XPF_DJ11_1:line | 1483 | 1740 | 1740 | -257 | 85 | []
RO-HU_CO_00002 | N-1 Nadab-Bekescsaba | [RO-RS] Portile de Fier-Djerdap [DIR] [RO] | RPDFE41 _XPF_DJ11_1:line | 1470 | 1740 | 1740 | -270 | 84 | []
BC | Base Case | [RO-RS] Portile de Fier-Djerdap [DIR] [RO] | RPDFE41 _XPF_DJ11_1:line | 1444 | 1740 | 1740 | -296 | 83 | []
RO_CO_00027 | N-1 AT3 Arad | [RO-RS] Portile de Fier-Djerdap [DIR] [RO] | RPDFE41 _XPF_DJ11_1:line | 1444 | 1740 | 1740 | -296 | 83 | []
RO_CO_00044 | N-1 Medgidia Sud - Varna_Dobrudja | [RO-RS] Portile de Fier-Djerdap [DIR] [RO] | RPDFE41 _XPF_DJ11_1:line | 1439 | 1740 | 1740 | -301 | 83 | []
RO-RS_CO_00001, RO_RS_CO_00001 | N-1 Portile de Fier-Djerdap, N-1 Portile de Fier-Djerdap | [BG-RO] 400kV KOZLODUI-TINTARENI2 [DIR] [BG] | VAECKO11_XKO_TI12_1:line | 1299 | 1601 | 1601 | -302 | 81 | []
RO-RS_CO_00001, RO_RS_CO_00001 | N-1 Portile de Fier-Djerdap, N-1 Portile de Fier-Djerdap | [RO-BG] Tantareni-Kozlodui 2 [DIR] [RO] | RTINTB1 _XKO_TI12_1:line | -1295 | -1600 | -1600 | -305 | 81 | []
RO_CO_00029 | N-1 Resita-Timisoara | [RO-RS] Portile de Fier-Djerdap [DIR] [RO] | RPDFE41 _XPF_DJ11_1:line | 1254 | 1740 | 1740 | -486 | 72 | []
RO_CO_00001 | N-1 Portile de Fier-Resita | [RO-RS] Portile de Fier-Djerdap [DIR] [RO] | RPDFE41 _XPF_DJ11_1:line | 1219 | 1740 | 1740 | -521 | 70 | []

## 2130Curative
Detailed results
Generated at: | 2024-04-08 21:43
Business day: | 10.04.2024
Timestamp: | 21:30
Border & direction: | South-Romania Import
Horizon: | 2D
Remedial actions: | true
Evaluation type: | CURATIVE
TTC [MW]: | 1517
Fallback applied | false
Loading threshold | 0.7
Applied RAs
CO ID | RA ID | Name of the RA | Usage | Type | Location | Status
[n/a] | RO_RA_00001 | PRA 400/220kV AT3 Arad | preventive | pst |  | helpful
[n/a] | RO_RA_00002 | PRA 400/220kV AT Urechesti | preventive | pst |  | helpful
[n/a] | RO_RA_00013 | PRA 400 kV Tantareni-Kozlodui 2 ON_2 | preventive | topological |  | notApplied
Limiting CNECs
CO ID | Name of the CO | Name of the CNE | CNE UCTE branch | Calculated I (A) | I max (PRE) | I max (CUR) | Margin (A) | Loading (%) | Applicable curative RAs
RO-BG_CO_00002 | N-1 Kozlodui-Tantareni 2 | [RO-RS] Portile de Fier-Djerdap [DIR] [RO] | RPDFE41 _XPF_DJ11_1:line | 1732 |  | 1740 | -8 | 100 | []
RO-UA_CO_00001 | N-1 Rosiori-Mukacevo | [RO-RS] Portile de Fier-Djerdap [DIR] [RO] | RPDFE41 _XPF_DJ11_1:line | 1517 |  | 1740 | -223 | 87 | []
RO-HU_CO_00001 | N-1 Arad-Sandorfalva | [RO-RS] Portile de Fier-Djerdap [DIR] [RO] | RPDFE41 _XPF_DJ11_1:line | 1494 |  | 1740 | -246 | 86 | []
RO_CO_00002 | N-1 Mintia-Arad | [RO-RS] Portile de Fier-Djerdap [DIR] [RO] | RPDFE41 _XPF_DJ11_1:line | 1483 |  | 1740 | -257 | 85 | []
RO-HU_CO_00002 | N-1 Nadab-Bekescsaba | [RO-RS] Portile de Fier-Djerdap [DIR] [RO] | RPDFE41 _XPF_DJ11_1:line | 1470 |  | 1740 | -270 | 84 | []
BC | Base Case | [RO-RS] Portile de Fier-Djerdap [DIR] [RO] | RPDFE41 _XPF_DJ11_1:line | 1444 |  | 1740 | -296 | 83 | []
RO_CO_00027 | N-1 AT3 Arad | [RO-RS] Portile de Fier-Djerdap [DIR] [RO] | RPDFE41 _XPF_DJ11_1:line | 1444 |  | 1740 | -296 | 83 | []
RO_CO_00044 | N-1 Medgidia Sud - Varna_Dobrudja | [RO-RS] Portile de Fier-Djerdap [DIR] [RO] | RPDFE41 _XPF_DJ11_1:line | 1439 |  | 1740 | -301 | 83 | []
RO-RS_CO_00001, RO_RS_CO_00001 | N-1 Portile de Fier-Djerdap, N-1 Portile de Fier-Djerdap | [BG-RO] 400kV KOZLODUI-TINTARENI2 [DIR] [BG] | VAECKO11_XKO_TI12_1:line | 1299 |  | 1601 | -302 | 81 | []
RO-RS_CO_00001, RO_RS_CO_00001 | N-1 Portile de Fier-Djerdap, N-1 Portile de Fier-Djerdap | [RO-BG] Tantareni-Kozlodui 2 [DIR] [RO] | RTINTB1 _XKO_TI12_1:line | -1295 |  | -1600 | -305 | 81 | []
RO_CO_00029 | N-1 Resita-Timisoara | [RO-RS] Portile de Fier-Djerdap [DIR] [RO] | RPDFE41 _XPF_DJ11_1:line | 1254 |  | 1740 | -486 | 72 | []
RO_CO_00001 | N-1 Portile de Fier-Resita | [RO-RS] Portile de Fier-Djerdap [DIR] [RO] | RPDFE41 _XPF_DJ11_1:line | 1219 |  | 1740 | -521 | 70 | []

## 2230Preventive
Detailed results
Generated at: | 2024-04-08 21:43
Business day: | 10.04.2024
Timestamp: | 22:30
Border & direction: | South-Romania Import
Horizon: | 2D
Remedial actions: | true
Evaluation type: | PREVENTIVE
TTC [MW]: | 1355
Fallback applied | false
Loading threshold | 0.7
Applied RAs
CO ID | RA ID | Name of the RA | Usage | Type | Location | Status
[n/a] | RO_RA_00001 | PRA 400/220kV AT3 Arad | preventive | pst |  | helpful
[n/a] | RO_RA_00002 | PRA 400/220kV AT Urechesti | preventive | pst |  | helpful
[n/a] | RO_RA_00013 | PRA 400 kV Tantareni-Kozlodui 2 ON_2 | preventive | topological |  | notApplied
Limiting CNECs
CO ID | Name of the CO | Name of the CNE | CNE UCTE branch | Calculated I (A) | I max (PRE) | I max (CUR) | Margin (A) | Loading (%) | Applicable curative RAs
RO-BG_CO_00002 | N-1 Kozlodui-Tantareni 2 | [RO-RS] Portile de Fier-Djerdap [DIR] [RO] | RPDFE41 _XPF_DJ11_1:line | 1736 | 1740 | 1740 | -4 | 100 | []
RO-UA_CO_00001 | N-1 Rosiori-Mukacevo | [RO-RS] Portile de Fier-Djerdap [DIR] [RO] | RPDFE41 _XPF_DJ11_1:line | 1583 | 1740 | 1740 | -157 | 91 | []
RO-HU_CO_00001 | N-1 Arad-Sandorfalva | [RO-RS] Portile de Fier-Djerdap [DIR] [RO] | RPDFE41 _XPF_DJ11_1:line | 1547 | 1740 | 1740 | -193 | 89 | []
RO_CO_00002 | N-1 Mintia-Arad | [RO-RS] Portile de Fier-Djerdap [DIR] [RO] | RPDFE41 _XPF_DJ11_1:line | 1543 | 1740 | 1740 | -197 | 89 | []
RO-HU_CO_00002 | N-1 Nadab-Bekescsaba | [RO-RS] Portile de Fier-Djerdap [DIR] [RO] | RPDFE41 _XPF_DJ11_1:line | 1523 | 1740 | 1740 | -217 | 88 | []
RO_CO_00027 | N-1 AT3 Arad | [RO-RS] Portile de Fier-Djerdap [DIR] [RO] | RPDFE41 _XPF_DJ11_1:line | 1497 | 1740 | 1740 | -243 | 86 | []
BC | Base Case | [RO-RS] Portile de Fier-Djerdap [DIR] [RO] | RPDFE41 _XPF_DJ11_1:line | 1497 | 1740 | 1740 | -243 | 86 | []
RO_CO_00044 | N-1 Medgidia Sud - Varna_Dobrudja | [RO-RS] Portile de Fier-Djerdap [DIR] [RO] | RPDFE41 _XPF_DJ11_1:line | 1457 | 1740 | 1740 | -283 | 84 | []
RO_CO_00029 | N-1 Resita-Timisoara | [RO-RS] Portile de Fier-Djerdap [DIR] [RO] | RPDFE41 _XPF_DJ11_1:line | 1336 | 1740 | 1740 | -404 | 77 | []
RO-RS_CO_00001, RO_RS_CO_00001 | N-1 Portile de Fier-Djerdap, N-1 Portile de Fier-Djerdap | [BG-RO] 400kV NPP Kozloduy - Tantareni ck. 2 [DIR] [BG] | VAECKO11_XKO_TI12_1:line | 1197 | 1601 | 1601 | -404 | 75 | []
RO-RS_CO_00001, RO_RS_CO_00001 | N-1 Portile de Fier-Djerdap, N-1 Portile de Fier-Djerdap | [RO-BG] Tantareni-Kozlodui 2 [OPP] [RO] | RTINTB1 _XKO_TI12_1:line | -1194 | -1600 | -1600 | -406 | 75 | []
RO_CO_00001 | N-1 Portile de Fier-Resita | [RO-RS] Portile de Fier-Djerdap [DIR] [RO] | RPDFE41 _XPF_DJ11_1:line | 1296 | 1740 | 1740 | -444 | 74 | []

## 2230Curative
Detailed results
Generated at: | 2024-04-08 21:43
Business day: | 10.04.2024
Timestamp: | 22:30
Border & direction: | South-Romania Import
Horizon: | 2D
Remedial actions: | true
Evaluation type: | CURATIVE
TTC [MW]: | 1355
Fallback applied | false
Loading threshold | 0.7
Applied RAs
CO ID | RA ID | Name of the RA | Usage | Type | Location | Status
[n/a] | RO_RA_00001 | PRA 400/220kV AT3 Arad | preventive | pst |  | helpful
[n/a] | RO_RA_00002 | PRA 400/220kV AT Urechesti | preventive | pst |  | helpful
[n/a] | RO_RA_00013 | PRA 400 kV Tantareni-Kozlodui 2 ON_2 | preventive | topological |  | notApplied
Limiting CNECs
CO ID | Name of the CO | Name of the CNE | CNE UCTE branch | Calculated I (A) | I max (PRE) | I max (CUR) | Margin (A) | Loading (%) | Applicable curative RAs
RO-BG_CO_00002 | N-1 Kozlodui-Tantareni 2 | [RO-RS] Portile de Fier-Djerdap [DIR] [RO] | RPDFE41 _XPF_DJ11_1:line | 1736 |  | 1740 | -4 | 100 | []
RO-UA_CO_00001 | N-1 Rosiori-Mukacevo | [RO-RS] Portile de Fier-Djerdap [DIR] [RO] | RPDFE41 _XPF_DJ11_1:line | 1583 |  | 1740 | -157 | 91 | []
RO-HU_CO_00001 | N-1 Arad-Sandorfalva | [RO-RS] Portile de Fier-Djerdap [DIR] [RO] | RPDFE41 _XPF_DJ11_1:line | 1547 |  | 1740 | -193 | 89 | []
RO_CO_00002 | N-1 Mintia-Arad | [RO-RS] Portile de Fier-Djerdap [DIR] [RO] | RPDFE41 _XPF_DJ11_1:line | 1543 |  | 1740 | -197 | 89 | []
RO-HU_CO_00002 | N-1 Nadab-Bekescsaba | [RO-RS] Portile de Fier-Djerdap [DIR] [RO] | RPDFE41 _XPF_DJ11_1:line | 1523 |  | 1740 | -217 | 88 | []
RO_CO_00027 | N-1 AT3 Arad | [RO-RS] Portile de Fier-Djerdap [DIR] [RO] | RPDFE41 _XPF_DJ11_1:line | 1497 |  | 1740 | -243 | 86 | []
BC | Base Case | [RO-RS] Portile de Fier-Djerdap [DIR] [RO] | RPDFE41 _XPF_DJ11_1:line | 1497 |  | 1740 | -243 | 86 | []
RO_CO_00044 | N-1 Medgidia Sud - Varna_Dobrudja | [RO-RS] Portile de Fier-Djerdap [DIR] [RO] | RPDFE41 _XPF_DJ11_1:line | 1457 |  | 1740 | -283 | 84 | []
RO_CO_00029 | N-1 Resita-Timisoara | [RO-RS] Portile de Fier-Djerdap [DIR] [RO] | RPDFE41 _XPF_DJ11_1:line | 1336 |  | 1740 | -404 | 77 | []
RO-RS_CO_00001, RO_RS_CO_00001 | N-1 Portile de Fier-Djerdap, N-1 Portile de Fier-Djerdap | [BG-RO] 400kV NPP Kozloduy - Tantareni ck. 2 [DIR] [BG] | VAECKO11_XKO_TI12_1:line | 1197 |  | 1601 | -404 | 75 | []
RO-RS_CO_00001, RO_RS_CO_00001 | N-1 Portile de Fier-Djerdap, N-1 Portile de Fier-Djerdap | [RO-BG] Tantareni-Kozlodui 2 [OPP] [RO] | RTINTB1 _XKO_TI12_1:line | -1194 |  | -1600 | -406 | 75 | []
RO_CO_00001 | N-1 Portile de Fier-Resita | [RO-RS] Portile de Fier-Djerdap [DIR] [RO] | RPDFE41 _XPF_DJ11_1:line | 1296 |  | 1740 | -444 | 74 | []

## 2330Preventive
Detailed results
Generated at: | 2024-04-08 21:43
Business day: | 10.04.2024
Timestamp: | 23:30
Border & direction: | South-Romania Import
Horizon: | 2D
Remedial actions: | true
Evaluation type: | PREVENTIVE
TTC [MW]: | 1260
Fallback applied | false
Loading threshold | 0.7
Applied RAs
CO ID | RA ID | Name of the RA | Usage | Type | Location | Status
[n/a] | RO_RA_00001 | PRA 400/220kV AT3 Arad | preventive | pst |  | helpful
[n/a] | RO_RA_00002 | PRA 400/220kV AT Urechesti | preventive | pst |  | helpful
[n/a] | RO_RA_00013 | PRA 400 kV Tantareni-Kozlodui 2 ON_2 | preventive | topological |  | notApplied
Limiting CNECs
CO ID | Name of the CO | Name of the CNE | CNE UCTE branch | Calculated I (A) | I max (PRE) | I max (CUR) | Margin (A) | Loading (%) | Applicable curative RAs
RO-BG_CO_00002 | N-1 Kozlodui-Tantareni 2 | [RO-RS] Portile de Fier-Djerdap [OPP] [RO] | RPDFE41 _XPF_DJ11_1:line | 1738 | 1740 | 1740 | -2 | 100 | []
RO-UA_CO_00001 | N-1 Rosiori-Mukacevo | [RO-RS] Portile de Fier-Djerdap [OPP] [RO] | RPDFE41 _XPF_DJ11_1:line | 1623 | 1740 | 1740 | -117 | 93 | []
RO_CO_00002 | N-1 Mintia-Arad | [RO-RS] Portile de Fier-Djerdap [OPP] [RO] | RPDFE41 _XPF_DJ11_1:line | 1581 | 1740 | 1740 | -159 | 91 | []
RO-HU_CO_00001 | N-1 Arad-Sandorfalva | [RO-RS] Portile de Fier-Djerdap [OPP] [RO] | RPDFE41 _XPF_DJ11_1:line | 1578 | 1740 | 1740 | -162 | 91 | []
RO-HU_CO_00002 | N-1 Nadab-Bekescsaba | [RO-RS] Portile de Fier-Djerdap [OPP] [RO] | RPDFE41 _XPF_DJ11_1:line | 1554 | 1740 | 1740 | -186 | 89 | []
RO_CO_00027 | N-1 AT3 Arad | [RO-RS] Portile de Fier-Djerdap [OPP] [RO] | RPDFE41 _XPF_DJ11_1:line | 1525 | 1740 | 1740 | -215 | 88 | []
BC | Base Case | [RO-RS] Portile de Fier-Djerdap [OPP] [RO] | RPDFE41 _XPF_DJ11_1:line | 1525 | 1740 | 1740 | -215 | 88 | []
RO_CO_00044 | N-1 Medgidia Sud - Varna_Dobrudja | [RO-RS] Portile de Fier-Djerdap [DIR] [RO] | RPDFE41 _XPF_DJ11_1:line | 1465 | 1740 | 1740 | -275 | 84 | []
RO_CO_00029 | N-1 Resita-Timisoara | [RO-RS] Portile de Fier-Djerdap [OPP] [RO] | RPDFE41 _XPF_DJ11_1:line | 1385 | 1740 | 1740 | -355 | 80 | []
RO_CO_00001 | N-1 Portile de Fier-Resita | [RO-RS] Portile de Fier-Djerdap [OPP] [RO] | RPDFE41 _XPF_DJ11_1:line | 1348 | 1740 | 1740 | -392 | 77 | []
RO-RS_CO_00001, RO_RS_CO_00001 | N-1 Portile de Fier-Djerdap, N-1 Portile de Fier-Djerdap | [BG-RO] 400kV KOZLODUI-TINTARENI2 [DIR] [BG] | VAECKO11_XKO_TI12_1:line | 1144 | 1601 | 1601 | -457 | 71 | []
RO-RS_CO_00001, RO_RS_CO_00001 | N-1 Portile de Fier-Djerdap, N-1 Portile de Fier-Djerdap | [RO-BG] Tantareni-Kozlodui 2 [OPP] [RO] | RTINTB1 _XKO_TI12_1:line | -1140 | -1600 | -1600 | -460 | 71 | []

## 2330Curative
Detailed results
Generated at: | 2024-04-08 21:43
Business day: | 10.04.2024
Timestamp: | 23:30
Border & direction: | South-Romania Import
Horizon: | 2D
Remedial actions: | true
Evaluation type: | CURATIVE
TTC [MW]: | 1260
Fallback applied | false
Loading threshold | 0.7
Applied RAs
CO ID | RA ID | Name of the RA | Usage | Type | Location | Status
[n/a] | RO_RA_00001 | PRA 400/220kV AT3 Arad | preventive | pst |  | helpful
[n/a] | RO_RA_00002 | PRA 400/220kV AT Urechesti | preventive | pst |  | helpful
[n/a] | RO_RA_00013 | PRA 400 kV Tantareni-Kozlodui 2 ON_2 | preventive | topological |  | notApplied
Limiting CNECs
CO ID | Name of the CO | Name of the CNE | CNE UCTE branch | Calculated I (A) | I max (PRE) | I max (CUR) | Margin (A) | Loading (%) | Applicable curative RAs
RO-BG_CO_00002 | N-1 Kozlodui-Tantareni 2 | [RO-RS] Portile de Fier-Djerdap [OPP] [RO] | RPDFE41 _XPF_DJ11_1:line | 1738 |  | 1740 | -2 | 100 | []
RO-UA_CO_00001 | N-1 Rosiori-Mukacevo | [RO-RS] Portile de Fier-Djerdap [OPP] [RO] | RPDFE41 _XPF_DJ11_1:line | 1623 |  | 1740 | -117 | 93 | []
RO_CO_00002 | N-1 Mintia-Arad | [RO-RS] Portile de Fier-Djerdap [OPP] [RO] | RPDFE41 _XPF_DJ11_1:line | 1581 |  | 1740 | -159 | 91 | []
RO-HU_CO_00001 | N-1 Arad-Sandorfalva | [RO-RS] Portile de Fier-Djerdap [OPP] [RO] | RPDFE41 _XPF_DJ11_1:line | 1578 |  | 1740 | -162 | 91 | []
RO-HU_CO_00002 | N-1 Nadab-Bekescsaba | [RO-RS] Portile de Fier-Djerdap [OPP] [RO] | RPDFE41 _XPF_DJ11_1:line | 1554 |  | 1740 | -186 | 89 | []
RO_CO_00027 | N-1 AT3 Arad | [RO-RS] Portile de Fier-Djerdap [OPP] [RO] | RPDFE41 _XPF_DJ11_1:line | 1525 |  | 1740 | -215 | 88 | []
BC | Base Case | [RO-RS] Portile de Fier-Djerdap [OPP] [RO] | RPDFE41 _XPF_DJ11_1:line | 1525 |  | 1740 | -215 | 88 | []
RO_CO_00044 | N-1 Medgidia Sud - Varna_Dobrudja | [RO-RS] Portile de Fier-Djerdap [DIR] [RO] | RPDFE41 _XPF_DJ11_1:line | 1465 |  | 1740 | -275 | 84 | []
RO_CO_00029 | N-1 Resita-Timisoara | [RO-RS] Portile de Fier-Djerdap [OPP] [RO] | RPDFE41 _XPF_DJ11_1:line | 1385 |  | 1740 | -355 | 80 | []
RO_CO_00001 | N-1 Portile de Fier-Resita | [RO-RS] Portile de Fier-Djerdap [OPP] [RO] | RPDFE41 _XPF_DJ11_1:line | 1348 |  | 1740 | -392 | 77 | []
RO-RS_CO_00001, RO_RS_CO_00001 | N-1 Portile de Fier-Djerdap, N-1 Portile de Fier-Djerdap | [BG-RO] 400kV KOZLODUI-TINTARENI2 [DIR] [BG] | VAECKO11_XKO_TI12_1:line | 1144 |  | 1601 | -457 | 71 | []
RO-RS_CO_00001, RO_RS_CO_00001 | N-1 Portile de Fier-Djerdap, N-1 Portile de Fier-Djerdap | [RO-BG] Tantareni-Kozlodui 2 [OPP] [RO] | RTINTB1 _XKO_TI12_1:line | -1140 |  | -1600 | -460 | 71 | []