## 1230Preventive
Detailed results
Generated at: | 2024-05-05 07:55
Business day: | 05.05.2024
Timestamp: | 12:30
Border & direction: | North-Greece Exporting
Horizon: | ID
Remedial actions: | true
Evaluation type: | PREVENTIVE
TTC [MW]: | 2522
Fallback applied | false
Loading threshold | 0.7
Applied RAs
CO ID | RA ID | Name of the RA | Usage | Type | Location | Status
Limiting CNECs
CO ID | Name of the CO | Name of the CNE | CNE UCTE branch | Calculated I (A) | I max (PRE) | I max (CUR) | Margin (A) | Loading (%) | Applicable curative RAs
AL_GR_CO_00001 | N-1 400 kV Zemplak-Kardia | [MK-GR] 400 kV Bitola-Meliti | XFL_BI11_GMELIT11_1:line | -1596 | 1600 | 1600 | -4 | 100 | []
AL_CO_00002 | N-1 400 kV Elbasan 2-Zemlak | [MK-GR] 400 kV Bitola-Meliti | XFL_BI11_GMELIT11_1:line | -1473 | 1600 | 1600 | -127 | 92 | []
MK_GR_CO_00002 | N-1 400 kV Dubrovo-Thessaloniki | [MK-GR] 400 kV Bitola-Meliti | XFL_BI11_GMELIT11_1:line | -1300 | 1600 | 1600 | -300 | 81 | []
BG_GR_CO_00001 | N-1 400 kV Blagoevgrad - Thessaloniki | [MK-GR] 400 kV Bitola-Meliti | XFL_BI11_GMELIT11_1:line | -1171 | 1600 | 1600 | -429 | 73 | []
AL_CO_00001 | N-1 400 kV Elbasan 2-Tirana 2 | [MK-GR] 400 kV Bitola-Meliti | XFL_BI11_GMELIT11_1:line | -1162 | 1600 | 1600 | -438 | 73 | []
GR_CO_00004 | N-1 400 kV Amideo-Lagadas ck.2 | [MK-GR] 400 kV Bitola-Meliti | XFL_BI11_GMELIT11_1:line | -1156 | 1600 | 1600 | -444 | 72 | []
GR_CO_00003 | N-1 400 kV Meliti-Amideo ck.2 | [AL-GR] 400 kV Zemplak-Kardia | XZE_KA11_GKARDI15_1:line | 1149 | 1600 | 1600 | -451 | 72 | []
MK_GR_CO_00001 | N-1 400 kV Bitola-Meliti | [AL-GR] 400 kV Zemplak-Kardia | XZE_KA11_GKARDI15_1:line | 1148 | 1600 | 1600 | -452 | 72 | []
AL_ME_CO_00001 | N-1 400 kV Tirana 2âPodgorica 2 | [MK-GR] 400 kV Bitola-Meliti | XFL_BI11_GMELIT11_1:line | -1147 | 1600 | 1600 | -453 | 72 | []
GR_CO_00001 | N-1 400 kV Filippoi-Nea Santa ck.2 | [MK-GR] 400 kV Bitola-Meliti | XFL_BI11_GMELIT11_1:line | -1139 | 1600 | 1600 | -461 | 71 | []
BG_RS_CO_00001 | N-1 400kV Sofia Zapad - Nis Â | [MK-GR] 400 kV Bitola-Meliti | XFL_BI11_GMELIT11_1:line | -1124 | 1600 | 1600 | -476 | 70 | []
GR_CO_00002 | N-1 400 kV Filippoi-Lagadas ck.2 | [MK-GR] 400 kV Bitola-Meliti | XFL_BI11_GMELIT11_1:line | -1120 | 1600 | 1600 | -480 | 70 | []

## 1230Curative
Detailed results
Generated at: | 2024-05-05 07:55
Business day: | 05.05.2024
Timestamp: | 12:30
Border & direction: | North-Greece Exporting
Horizon: | ID
Remedial actions: | true
Evaluation type: | CURATIVE
TTC [MW]: | 2522
Fallback applied | false
Loading threshold | 0.7
Applied RAs
CO ID | RA ID | Name of the RA | Usage | Type | Location | Status
Limiting CNECs
CO ID | Name of the CO | Name of the CNE | CNE UCTE branch | Calculated I (A) | I max (PRE) | I max (CUR) | Margin (A) | Loading (%) | Applicable curative RAs
AL_GR_CO_00001 | N-1 400 kV Zemplak-Kardia | [MK-GR] 400 kV Bitola-Meliti | XFL_BI11_GMELIT11_1:line | -1596 |  | 1600 | -4 | 100 | []
AL_CO_00002 | N-1 400 kV Elbasan 2-Zemlak | [MK-GR] 400 kV Bitola-Meliti | XFL_BI11_GMELIT11_1:line | -1473 |  | 1600 | -127 | 92 | []
MK_GR_CO_00002 | N-1 400 kV Dubrovo-Thessaloniki | [MK-GR] 400 kV Bitola-Meliti | XFL_BI11_GMELIT11_1:line | -1300 |  | 1600 | -300 | 81 | []
BG_GR_CO_00001 | N-1 400 kV Blagoevgrad - Thessaloniki | [MK-GR] 400 kV Bitola-Meliti | XFL_BI11_GMELIT11_1:line | -1171 |  | 1600 | -429 | 73 | []
AL_CO_00001 | N-1 400 kV Elbasan 2-Tirana 2 | [MK-GR] 400 kV Bitola-Meliti | XFL_BI11_GMELIT11_1:line | -1162 |  | 1600 | -438 | 73 | []
GR_CO_00004 | N-1 400 kV Amideo-Lagadas ck.2 | [MK-GR] 400 kV Bitola-Meliti | XFL_BI11_GMELIT11_1:line | -1156 |  | 1600 | -444 | 72 | []
GR_CO_00003 | N-1 400 kV Meliti-Amideo ck.2 | [AL-GR] 400 kV Zemplak-Kardia | XZE_KA11_GKARDI15_1:line | 1149 |  | 1600 | -451 | 72 | []
MK_GR_CO_00001 | N-1 400 kV Bitola-Meliti | [AL-GR] 400 kV Zemplak-Kardia | XZE_KA11_GKARDI15_1:line | 1148 |  | 1600 | -452 | 72 | []
AL_ME_CO_00001 | N-1 400 kV Tirana 2âPodgorica 2 | [MK-GR] 400 kV Bitola-Meliti | XFL_BI11_GMELIT11_1:line | -1147 |  | 1600 | -453 | 72 | []
GR_CO_00001 | N-1 400 kV Filippoi-Nea Santa ck.2 | [MK-GR] 400 kV Bitola-Meliti | XFL_BI11_GMELIT11_1:line | -1139 |  | 1600 | -461 | 71 | []
BG_RS_CO_00001 | N-1 400kV Sofia Zapad - Nis Â | [MK-GR] 400 kV Bitola-Meliti | XFL_BI11_GMELIT11_1:line | -1124 |  | 1600 | -476 | 70 | []
GR_CO_00002 | N-1 400 kV Filippoi-Lagadas ck.2 | [MK-GR] 400 kV Bitola-Meliti | XFL_BI11_GMELIT11_1:line | -1120 |  | 1600 | -480 | 70 | []

## 1330Preventive
Detailed results
Generated at: | 2024-05-05 07:55
Business day: | 05.05.2024
Timestamp: | 13:30
Border & direction: | North-Greece Exporting
Horizon: | ID
Remedial actions: | true
Evaluation type: | PREVENTIVE
TTC [MW]: | 2590
Fallback applied | false
Loading threshold | 0.7
Applied RAs
CO ID | RA ID | Name of the RA | Usage | Type | Location | Status
Limiting CNECs
CO ID | Name of the CO | Name of the CNE | CNE UCTE branch | Calculated I (A) | I max (PRE) | I max (CUR) | Margin (A) | Loading (%) | Applicable curative RAs
AL_GR_CO_00001 | N-1 400 kV Zemplak-Kardia | [MK-GR] 400 kV Bitola-Meliti | XFL_BI11_GMELIT11_1:line | -1594 | 1600 | 1600 | -6 | 100 | []
AL_CO_00002 | N-1 400 kV Elbasan 2-Zemlak | [MK-GR] 400 kV Bitola-Meliti | XFL_BI11_GMELIT11_1:line | -1480 | 1600 | 1600 | -120 | 92 | []
MK_GR_CO_00002 | N-1 400 kV Dubrovo-Thessaloniki | [MK-GR] 400 kV Bitola-Meliti | XFL_BI11_GMELIT11_1:line | -1330 | 1600 | 1600 | -270 | 83 | []
BG_GR_CO_00001 | N-1 400 kV Blagoevgrad - Thessaloniki | [MK-GR] 400 kV Bitola-Meliti | XFL_BI11_GMELIT11_1:line | -1207 | 1600 | 1600 | -393 | 75 | []
GR_CO_00004 | N-1 400 kV Amideo-Lagadas ck.2 | [MK-GR] 400 kV Bitola-Meliti | XFL_BI11_GMELIT11_1:line | -1194 | 1600 | 1600 | -406 | 75 | []
GR_CO_00001 | N-1 400 kV Filippoi-Nea Santa ck.2 | [MK-GR] 400 kV Bitola-Meliti | XFL_BI11_GMELIT11_1:line | -1188 | 1600 | 1600 | -412 | 74 | []
AL_CO_00001 | N-1 400 kV Elbasan 2-Tirana 2 | [MK-GR] 400 kV Bitola-Meliti | XFL_BI11_GMELIT11_1:line | -1186 | 1600 | 1600 | -414 | 74 | []
AL_ME_CO_00001 | N-1 400 kV Tirana 2âPodgorica 2 | [MK-GR] 400 kV Bitola-Meliti | XFL_BI11_GMELIT11_1:line | -1166 | 1600 | 1600 | -434 | 73 | []
GR_CO_00002 | N-1 400 kV Filippoi-Lagadas ck.2 | [MK-GR] 400 kV Bitola-Meliti | XFL_BI11_GMELIT11_1:line | -1164 | 1600 | 1600 | -436 | 73 | []
TR_GR_CO_00001 | N-1 400 kV Babaeski-N Santa | [MK-GR] 400 kV Bitola-Meliti | XFL_BI11_GMELIT11_1:line | -1159 | 1600 | 1600 | -441 | 72 | []
BG_RS_CO_00001 | N-1 400kV Sofia Zapad - Nis Â | [MK-GR] 400 kV Bitola-Meliti | XFL_BI11_GMELIT11_1:line | -1143 | 1600 | 1600 | -457 | 71 | []
BG_GR_CO_00002 | N-1 400kV MARITSA IZTOK-NEA SANTA-CK-1 | [MK-GR] 400 kV Bitola-Meliti | XFL_BI11_GMELIT11_1:line | -1139 | 1600 | 1600 | -461 | 71 | []
TR_CO_00001 | N-1 400 kV Habitabat NGCC -Babaeski | [MK-GR] 400 kV Bitola-Meliti | XFL_BI11_GMELIT11_1:line | -1126 | 1600 | 1600 | -474 | 70 | []

## 1330Curative
Detailed results
Generated at: | 2024-05-05 07:55
Business day: | 05.05.2024
Timestamp: | 13:30
Border & direction: | North-Greece Exporting
Horizon: | ID
Remedial actions: | true
Evaluation type: | CURATIVE
TTC [MW]: | 2590
Fallback applied | false
Loading threshold | 0.7
Applied RAs
CO ID | RA ID | Name of the RA | Usage | Type | Location | Status
Limiting CNECs
CO ID | Name of the CO | Name of the CNE | CNE UCTE branch | Calculated I (A) | I max (PRE) | I max (CUR) | Margin (A) | Loading (%) | Applicable curative RAs
AL_GR_CO_00001 | N-1 400 kV Zemplak-Kardia | [MK-GR] 400 kV Bitola-Meliti | XFL_BI11_GMELIT11_1:line | -1594 |  | 1600 | -6 | 100 | []
AL_CO_00002 | N-1 400 kV Elbasan 2-Zemlak | [MK-GR] 400 kV Bitola-Meliti | XFL_BI11_GMELIT11_1:line | -1480 |  | 1600 | -120 | 92 | []
MK_GR_CO_00002 | N-1 400 kV Dubrovo-Thessaloniki | [MK-GR] 400 kV Bitola-Meliti | XFL_BI11_GMELIT11_1:line | -1330 |  | 1600 | -270 | 83 | []
BG_GR_CO_00001 | N-1 400 kV Blagoevgrad - Thessaloniki | [MK-GR] 400 kV Bitola-Meliti | XFL_BI11_GMELIT11_1:line | -1207 |  | 1600 | -393 | 75 | []
GR_CO_00004 | N-1 400 kV Amideo-Lagadas ck.2 | [MK-GR] 400 kV Bitola-Meliti | XFL_BI11_GMELIT11_1:line | -1194 |  | 1600 | -406 | 75 | []
GR_CO_00001 | N-1 400 kV Filippoi-Nea Santa ck.2 | [MK-GR] 400 kV Bitola-Meliti | XFL_BI11_GMELIT11_1:line | -1188 |  | 1600 | -412 | 74 | []
AL_CO_00001 | N-1 400 kV Elbasan 2-Tirana 2 | [MK-GR] 400 kV Bitola-Meliti | XFL_BI11_GMELIT11_1:line | -1186 |  | 1600 | -414 | 74 | []
AL_ME_CO_00001 | N-1 400 kV Tirana 2âPodgorica 2 | [MK-GR] 400 kV Bitola-Meliti | XFL_BI11_GMELIT11_1:line | -1166 |  | 1600 | -434 | 73 | []
GR_CO_00002 | N-1 400 kV Filippoi-Lagadas ck.2 | [MK-GR] 400 kV Bitola-Meliti | XFL_BI11_GMELIT11_1:line | -1164 |  | 1600 | -436 | 73 | []
TR_GR_CO_00001 | N-1 400 kV Babaeski-N Santa | [MK-GR] 400 kV Bitola-Meliti | XFL_BI11_GMELIT11_1:line | -1159 |  | 1600 | -441 | 72 | []
BG_RS_CO_00001 | N-1 400kV Sofia Zapad - Nis Â | [MK-GR] 400 kV Bitola-Meliti | XFL_BI11_GMELIT11_1:line | -1143 |  | 1600 | -457 | 71 | []
BG_GR_CO_00002 | N-1 400kV MARITSA IZTOK-NEA SANTA-CK-1 | [MK-GR] 400 kV Bitola-Meliti | XFL_BI11_GMELIT11_1:line | -1139 |  | 1600 | -461 | 71 | []
TR_CO_00001 | N-1 400 kV Habitabat NGCC -Babaeski | [MK-GR] 400 kV Bitola-Meliti | XFL_BI11_GMELIT11_1:line | -1126 |  | 1600 | -474 | 70 | []

## 1430Preventive
Detailed results
Generated at: | 2024-05-05 07:55
Business day: | 05.05.2024
Timestamp: | 14:30
Border & direction: | North-Greece Exporting
Horizon: | ID
Remedial actions: | true
Evaluation type: | PREVENTIVE
TTC [MW]: | 2727
Fallback applied | false
Loading threshold | 0.7
Applied RAs
CO ID | RA ID | Name of the RA | Usage | Type | Location | Status
Limiting CNECs
CO ID | Name of the CO | Name of the CNE | CNE UCTE branch | Calculated I (A) | I max (PRE) | I max (CUR) | Margin (A) | Loading (%) | Applicable curative RAs
AL_GR_CO_00001 | N-1 400 kV Zemplak-Kardia | [MK-GR] 400 kV Bitola-Meliti | XFL_BI11_GMELIT11_1:line | -1595 | 1600 | 1600 | -5 | 100 | []
AL_CO_00002 | N-1 400 kV Elbasan 2-Zemlak | [MK-GR] 400 kV Bitola-Meliti | XFL_BI11_GMELIT11_1:line | -1486 | 1600 | 1600 | -114 | 93 | []
MK_GR_CO_00002 | N-1 400 kV Dubrovo-Thessaloniki | [MK-GR] 400 kV Bitola-Meliti | XFL_BI11_GMELIT11_1:line | -1364 | 1600 | 1600 | -236 | 85 | []
BG_GR_CO_00001 | N-1 400 kV Blagoevgrad - Thessaloniki | [MK-GR] 400 kV Bitola-Meliti | XFL_BI11_GMELIT11_1:line | -1279 | 1600 | 1600 | -321 | 80 | []
GR_CO_00001 | N-1 400 kV Filippoi-Nea Santa ck.2 | [MK-GR] 400 kV Bitola-Meliti | XFL_BI11_GMELIT11_1:line | -1252 | 1600 | 1600 | -348 | 78 | []
GR_CO_00004 | N-1 400 kV Amideo-Lagadas ck.2 | [MK-GR] 400 kV Bitola-Meliti | XFL_BI11_GMELIT11_1:line | -1250 | 1600 | 1600 | -350 | 78 | []
GR_CO_00002 | N-1 400 kV Filippoi-Lagadas ck.2 | [MK-GR] 400 kV Bitola-Meliti | XFL_BI11_GMELIT11_1:line | -1221 | 1600 | 1600 | -379 | 76 | []
AL_CO_00001 | N-1 400 kV Elbasan 2-Tirana 2 | [MK-GR] 400 kV Bitola-Meliti | XFL_BI11_GMELIT11_1:line | -1216 | 1600 | 1600 | -384 | 76 | []
TR_GR_CO_00001 | N-1 400 kV Babaeski-N Santa | [MK-GR] 400 kV Bitola-Meliti | XFL_BI11_GMELIT11_1:line | -1204 | 1600 | 1600 | -396 | 75 | []
AL_ME_CO_00001 | N-1 400 kV Tirana 2âPodgorica 2 | [MK-GR] 400 kV Bitola-Meliti | XFL_BI11_GMELIT11_1:line | -1190 | 1600 | 1600 | -410 | 74 | []
BG_GR_CO_00002 | N-1 400kV MARITSA IZTOK-NEA SANTA-CK-1 | [MK-GR] 400 kV Bitola-Meliti | XFL_BI11_GMELIT11_1:line | -1188 | 1600 | 1600 | -412 | 74 | []
TR_CO_00001 | N-1 400 kV Habitabat NGCC -Babaeski | [MK-GR] 400 kV Bitola-Meliti | XFL_BI11_GMELIT11_1:line | -1167 | 1600 | 1600 | -433 | 73 | []
KS_CO_00001 | N-1 400 kV Kosovo B-Urosevac | [MK-GR] 400 kV Bitola-Meliti | XFL_BI11_GMELIT11_1:line | -1163 | 1600 | 1600 | -437 | 73 | []
BG_RS_CO_00001 | N-1 400kV Sofia Zapad - Nis Â | [MK-GR] 400 kV Bitola-Meliti | XFL_BI11_GMELIT11_1:line | -1157 | 1600 | 1600 | -443 | 72 | []
BC | Base Case | [MK-GR] 400 kV Bitola-Meliti | XFL_BI11_GMELIT11_1:line | -1156 | 1600 | 1600 | -444 | 72 | []
BG_CO_00009 | N-1 400kV Maritsa Iztok 2Â - Maritsa Iztok 3 | [MK-GR] 400 kV Bitola-Meliti | XFL_BI11_GMELIT11_1:line | -1155 | 1600 | 1600 | -445 | 72 | []
IT_GR_CO_00001 | N-1 400 kV Galatina-Arachthos | [MK-GR] 400 kV Bitola-Meliti | XFL_BI11_GMELIT11_1:line | -1155 | 1600 | 1600 | -445 | 72 | []
RS_CO_00004 | N-1 400 kV Nis 2 âLeskovac 2 | [MK-GR] 400 kV Bitola-Meliti | XFL_BI11_GMELIT11_1:line | -1153 | 1600 | 1600 | -447 | 72 | []
RS_KS_CO_00002 | N-1 400 kV Kosovo B-Nis 2 | [MK-GR] 400 kV Bitola-Meliti | XFL_BI11_GMELIT11_1:line | -1152 | 1600 | 1600 | -448 | 72 | []
BG_TR_CO_00001 | N-1 400kV Maritsa 3 - Hamitabat 1 | [MK-GR] 400 kV Bitola-Meliti | XFL_BI11_GMELIT11_1:line | -1151 | 1600 | 1600 | -449 | 72 | []
BG_TR_CO_00002 | N-1 400kV Maritsa 3 - Hamitabat 2 | [MK-GR] 400 kV Bitola-Meliti | XFL_BI11_GMELIT11_1:line | -1148 | 1600 | 1600 | -452 | 72 | []
RS_CO_00003 | N-1 400 kV Vranje 4 âLeskovac 2 | [MK-GR] 400 kV Bitola-Meliti | XFL_BI11_GMELIT11_1:line | -1147 | 1600 | 1600 | -453 | 72 | []
BG_CO_00005, BG_CO_00007 | N-1 400kV Vetren - Chervena Mogila , N-1 400kV Maritsa Iztok - Plovdiv ck. 2 | [MK-GR] 400 kV Bitola-Meliti | XFL_BI11_GMELIT11_1:line | -1145 | 1600 | 1600 | -455 | 72 | []
BG_CO_00006, BG_CO_00008 | N-1 400kV Plovdiv - Vetren , N-1 400kV Plovdiv - Vetren | [MK-GR] 400 kV Bitola-Meliti | XFL_BI11_GMELIT11_1:line | -1144 | 1600 | 1600 | -456 | 71 | []
RS_MK_00001 | N-1 400 kV Vranje 4 -Stip | [MK-GR] 400 kV Bitola-Meliti | XFL_BI11_GMELIT11_1:line | -1141 | 1600 | 1600 | -459 | 71 | []
GR_CO_00005 | N-1 400 kV Thessaloniki-Lagadas ck.2 | [MK-GR] 400 kV Bitola-Meliti | XFL_BI11_GMELIT11_1:line | -1127 | 1600 | 1600 | -473 | 70 | []

## 1430Curative
Detailed results
Generated at: | 2024-05-05 07:55
Business day: | 05.05.2024
Timestamp: | 14:30
Border & direction: | North-Greece Exporting
Horizon: | ID
Remedial actions: | true
Evaluation type: | CURATIVE
TTC [MW]: | 2727
Fallback applied | false
Loading threshold | 0.7
Applied RAs
CO ID | RA ID | Name of the RA | Usage | Type | Location | Status
Limiting CNECs
CO ID | Name of the CO | Name of the CNE | CNE UCTE branch | Calculated I (A) | I max (PRE) | I max (CUR) | Margin (A) | Loading (%) | Applicable curative RAs
AL_GR_CO_00001 | N-1 400 kV Zemplak-Kardia | [MK-GR] 400 kV Bitola-Meliti | XFL_BI11_GMELIT11_1:line | -1595 |  | 1600 | -5 | 100 | []
AL_CO_00002 | N-1 400 kV Elbasan 2-Zemlak | [MK-GR] 400 kV Bitola-Meliti | XFL_BI11_GMELIT11_1:line | -1486 |  | 1600 | -114 | 93 | []
MK_GR_CO_00002 | N-1 400 kV Dubrovo-Thessaloniki | [MK-GR] 400 kV Bitola-Meliti | XFL_BI11_GMELIT11_1:line | -1364 |  | 1600 | -236 | 85 | []
BG_GR_CO_00001 | N-1 400 kV Blagoevgrad - Thessaloniki | [MK-GR] 400 kV Bitola-Meliti | XFL_BI11_GMELIT11_1:line | -1279 |  | 1600 | -321 | 80 | []
GR_CO_00001 | N-1 400 kV Filippoi-Nea Santa ck.2 | [MK-GR] 400 kV Bitola-Meliti | XFL_BI11_GMELIT11_1:line | -1252 |  | 1600 | -348 | 78 | []
GR_CO_00004 | N-1 400 kV Amideo-Lagadas ck.2 | [MK-GR] 400 kV Bitola-Meliti | XFL_BI11_GMELIT11_1:line | -1250 |  | 1600 | -350 | 78 | []
GR_CO_00002 | N-1 400 kV Filippoi-Lagadas ck.2 | [MK-GR] 400 kV Bitola-Meliti | XFL_BI11_GMELIT11_1:line | -1221 |  | 1600 | -379 | 76 | []
AL_CO_00001 | N-1 400 kV Elbasan 2-Tirana 2 | [MK-GR] 400 kV Bitola-Meliti | XFL_BI11_GMELIT11_1:line | -1216 |  | 1600 | -384 | 76 | []
TR_GR_CO_00001 | N-1 400 kV Babaeski-N Santa | [MK-GR] 400 kV Bitola-Meliti | XFL_BI11_GMELIT11_1:line | -1204 |  | 1600 | -396 | 75 | []
AL_ME_CO_00001 | N-1 400 kV Tirana 2âPodgorica 2 | [MK-GR] 400 kV Bitola-Meliti | XFL_BI11_GMELIT11_1:line | -1190 |  | 1600 | -410 | 74 | []
BG_GR_CO_00002 | N-1 400kV MARITSA IZTOK-NEA SANTA-CK-1 | [MK-GR] 400 kV Bitola-Meliti | XFL_BI11_GMELIT11_1:line | -1188 |  | 1600 | -412 | 74 | []
TR_CO_00001 | N-1 400 kV Habitabat NGCC -Babaeski | [MK-GR] 400 kV Bitola-Meliti | XFL_BI11_GMELIT11_1:line | -1167 |  | 1600 | -433 | 73 | []
KS_CO_00001 | N-1 400 kV Kosovo B-Urosevac | [MK-GR] 400 kV Bitola-Meliti | XFL_BI11_GMELIT11_1:line | -1163 |  | 1600 | -437 | 73 | []
BG_RS_CO_00001 | N-1 400kV Sofia Zapad - Nis Â | [MK-GR] 400 kV Bitola-Meliti | XFL_BI11_GMELIT11_1:line | -1157 |  | 1600 | -443 | 72 | []
BC | Base Case | [MK-GR] 400 kV Bitola-Meliti | XFL_BI11_GMELIT11_1:line | -1156 |  | 1600 | -444 | 72 | []
BG_CO_00009 | N-1 400kV Maritsa Iztok 2Â - Maritsa Iztok 3 | [MK-GR] 400 kV Bitola-Meliti | XFL_BI11_GMELIT11_1:line | -1155 |  | 1600 | -445 | 72 | []
IT_GR_CO_00001 | N-1 400 kV Galatina-Arachthos | [MK-GR] 400 kV Bitola-Meliti | XFL_BI11_GMELIT11_1:line | -1155 |  | 1600 | -445 | 72 | []
RS_CO_00004 | N-1 400 kV Nis 2 âLeskovac 2 | [MK-GR] 400 kV Bitola-Meliti | XFL_BI11_GMELIT11_1:line | -1153 |  | 1600 | -447 | 72 | []
RS_KS_CO_00002 | N-1 400 kV Kosovo B-Nis 2 | [MK-GR] 400 kV Bitola-Meliti | XFL_BI11_GMELIT11_1:line | -1152 |  | 1600 | -448 | 72 | []
BG_TR_CO_00001 | N-1 400kV Maritsa 3 - Hamitabat 1 | [MK-GR] 400 kV Bitola-Meliti | XFL_BI11_GMELIT11_1:line | -1151 |  | 1600 | -449 | 72 | []
BG_TR_CO_00002 | N-1 400kV Maritsa 3 - Hamitabat 2 | [MK-GR] 400 kV Bitola-Meliti | XFL_BI11_GMELIT11_1:line | -1148 |  | 1600 | -452 | 72 | []
RS_CO_00003 | N-1 400 kV Vranje 4 âLeskovac 2 | [MK-GR] 400 kV Bitola-Meliti | XFL_BI11_GMELIT11_1:line | -1147 |  | 1600 | -453 | 72 | []
BG_CO_00005, BG_CO_00007 | N-1 400kV Vetren - Chervena Mogila , N-1 400kV Maritsa Iztok - Plovdiv ck. 2 | [MK-GR] 400 kV Bitola-Meliti | XFL_BI11_GMELIT11_1:line | -1145 |  | 1600 | -455 | 72 | []
BG_CO_00006, BG_CO_00008 | N-1 400kV Plovdiv - Vetren , N-1 400kV Plovdiv - Vetren | [MK-GR] 400 kV Bitola-Meliti | XFL_BI11_GMELIT11_1:line | -1144 |  | 1600 | -456 | 71 | []
RS_MK_00001 | N-1 400 kV Vranje 4 -Stip | [MK-GR] 400 kV Bitola-Meliti | XFL_BI11_GMELIT11_1:line | -1141 |  | 1600 | -459 | 71 | []
GR_CO_00005 | N-1 400 kV Thessaloniki-Lagadas ck.2 | [MK-GR] 400 kV Bitola-Meliti | XFL_BI11_GMELIT11_1:line | -1127 |  | 1600 | -473 | 70 | []

## 1530Preventive
Detailed results
Generated at: | 2024-05-05 07:55
Business day: | 05.05.2024
Timestamp: | 15:30
Border & direction: | North-Greece Exporting
Horizon: | ID
Remedial actions: | true
Evaluation type: | PREVENTIVE
TTC [MW]: | 2812
Fallback applied | false
Loading threshold | 0.7
Applied RAs
CO ID | RA ID | Name of the RA | Usage | Type | Location | Status
Limiting CNECs
CO ID | Name of the CO | Name of the CNE | CNE UCTE branch | Calculated I (A) | I max (PRE) | I max (CUR) | Margin (A) | Loading (%) | Applicable curative RAs
AL_GR_CO_00001 | N-1 400 kV Zemplak-Kardia | [MK-GR] 400 kV Bitola-Meliti | XFL_BI11_GMELIT11_1:line | -1597 | 1600 | 1600 | -3 | 100 | []
AL_CO_00002 | N-1 400 kV Elbasan 2-Zemlak | [MK-GR] 400 kV Bitola-Meliti | XFL_BI11_GMELIT11_1:line | -1487 | 1600 | 1600 | -113 | 93 | []
MK_GR_CO_00002 | N-1 400 kV Dubrovo-Thessaloniki | [MK-GR] 400 kV Bitola-Meliti | XFL_BI11_GMELIT11_1:line | -1372 | 1600 | 1600 | -228 | 86 | []
BG_GR_CO_00001 | N-1 400 kV Blagoevgrad - Thessaloniki | [MK-GR] 400 kV Bitola-Meliti | XFL_BI11_GMELIT11_1:line | -1299 | 1600 | 1600 | -301 | 81 | []
GR_CO_00001 | N-1 400 kV Filippoi-Nea Santa ck.2 | [MK-GR] 400 kV Bitola-Meliti | XFL_BI11_GMELIT11_1:line | -1283 | 1600 | 1600 | -317 | 80 | []
GR_CO_00004 | N-1 400 kV Amideo-Lagadas ck.2 | [MK-GR] 400 kV Bitola-Meliti | XFL_BI11_GMELIT11_1:line | -1270 | 1600 | 1600 | -330 | 79 | []
GR_CO_00002 | N-1 400 kV Filippoi-Lagadas ck.2 | [MK-GR] 400 kV Bitola-Meliti | XFL_BI11_GMELIT11_1:line | -1246 | 1600 | 1600 | -354 | 78 | []
TR_GR_CO_00001 | N-1 400 kV Babaeski-N Santa | [MK-GR] 400 kV Bitola-Meliti | XFL_BI11_GMELIT11_1:line | -1225 | 1600 | 1600 | -375 | 77 | []
AL_CO_00001 | N-1 400 kV Elbasan 2-Tirana 2 | [MK-GR] 400 kV Bitola-Meliti | XFL_BI11_GMELIT11_1:line | -1223 | 1600 | 1600 | -377 | 76 | []
BG_GR_CO_00002 | N-1 400kV MARITSA IZTOK-NEA SANTA-CK-1 | [MK-GR] 400 kV Bitola-Meliti | XFL_BI11_GMELIT11_1:line | -1199 | 1600 | 1600 | -401 | 75 | []
AL_ME_CO_00001 | N-1 400 kV Tirana 2âPodgorica 2 | [MK-GR] 400 kV Bitola-Meliti | XFL_BI11_GMELIT11_1:line | -1195 | 1600 | 1600 | -405 | 75 | []
TR_CO_00001 | N-1 400 kV Habitabat NGCC -Babaeski | [MK-GR] 400 kV Bitola-Meliti | XFL_BI11_GMELIT11_1:line | -1178 | 1600 | 1600 | -422 | 74 | []
KS_CO_00001 | N-1 400 kV Kosovo B-Urosevac | [MK-GR] 400 kV Bitola-Meliti | XFL_BI11_GMELIT11_1:line | -1178 | 1600 | 1600 | -422 | 74 | []
BC | Base Case | [MK-GR] 400 kV Bitola-Meliti | XFL_BI11_GMELIT11_1:line | -1167 | 1600 | 1600 | -433 | 73 | []
BG_CO_00009 | N-1 400kV Maritsa Iztok 2Â - Maritsa Iztok 3 | [MK-GR] 400 kV Bitola-Meliti | XFL_BI11_GMELIT11_1:line | -1167 | 1600 | 1600 | -433 | 73 | []
IT_GR_CO_00001 | N-1 400 kV Galatina-Arachthos | [MK-GR] 400 kV Bitola-Meliti | XFL_BI11_GMELIT11_1:line | -1166 | 1600 | 1600 | -434 | 73 | []
RS_CO_00004 | N-1 400 kV Nis 2 âLeskovac 2 | [MK-GR] 400 kV Bitola-Meliti | XFL_BI11_GMELIT11_1:line | -1165 | 1600 | 1600 | -435 | 73 | []
BG_RS_CO_00001 | N-1 400kV Sofia Zapad - Nis Â | [MK-GR] 400 kV Bitola-Meliti | XFL_BI11_GMELIT11_1:line | -1164 | 1600 | 1600 | -436 | 73 | []
RS_KS_CO_00002 | N-1 400 kV Kosovo B-Nis 2 | [MK-GR] 400 kV Bitola-Meliti | XFL_BI11_GMELIT11_1:line | -1162 | 1600 | 1600 | -438 | 73 | []
BG_TR_CO_00001 | N-1 400kV Maritsa 3 - Hamitabat 1 | [MK-GR] 400 kV Bitola-Meliti | XFL_BI11_GMELIT11_1:line | -1160 | 1600 | 1600 | -440 | 73 | []
RS_CO_00003 | N-1 400 kV Vranje 4 âLeskovac 2 | [MK-GR] 400 kV Bitola-Meliti | XFL_BI11_GMELIT11_1:line | -1159 | 1600 | 1600 | -441 | 72 | []
BG_TR_CO_00002 | N-1 400kV Maritsa 3 - Hamitabat 2 | [MK-GR] 400 kV Bitola-Meliti | XFL_BI11_GMELIT11_1:line | -1156 | 1600 | 1600 | -444 | 72 | []
BG_CO_00005, BG_CO_00007 | N-1 400kV Vetren - Chervena Mogila , N-1 400kV Maritsa Iztok - Plovdiv ck. 2 | [MK-GR] 400 kV Bitola-Meliti | XFL_BI11_GMELIT11_1:line | -1154 | 1600 | 1600 | -446 | 72 | []
BG_CO_00006, BG_CO_00008 | N-1 400kV Plovdiv - Vetren , N-1 400kV Plovdiv - Vetren | [MK-GR] 400 kV Bitola-Meliti | XFL_BI11_GMELIT11_1:line | -1153 | 1600 | 1600 | -447 | 72 | []
RS_MK_00001 | N-1 400 kV Vranje 4 -Stip | [MK-GR] 400 kV Bitola-Meliti | XFL_BI11_GMELIT11_1:line | -1153 | 1600 | 1600 | -447 | 72 | []
GR_CO_00005 | N-1 400 kV Thessaloniki-Lagadas ck.2 | [MK-GR] 400 kV Bitola-Meliti | XFL_BI11_GMELIT11_1:line | -1131 | 1600 | 1600 | -469 | 71 | []
KS_ME_CO_00001 | N-1 400 kV Pec 3-Ribarevina | [MK-GR] 400 kV Bitola-Meliti | XFL_BI11_GMELIT11_1:line | -1128 | 1600 | 1600 | -472 | 71 | []

## 1530Curative
Detailed results
Generated at: | 2024-05-05 07:55
Business day: | 05.05.2024
Timestamp: | 15:30
Border & direction: | North-Greece Exporting
Horizon: | ID
Remedial actions: | true
Evaluation type: | CURATIVE
TTC [MW]: | 2812
Fallback applied | false
Loading threshold | 0.7
Applied RAs
CO ID | RA ID | Name of the RA | Usage | Type | Location | Status
Limiting CNECs
CO ID | Name of the CO | Name of the CNE | CNE UCTE branch | Calculated I (A) | I max (PRE) | I max (CUR) | Margin (A) | Loading (%) | Applicable curative RAs
AL_GR_CO_00001 | N-1 400 kV Zemplak-Kardia | [MK-GR] 400 kV Bitola-Meliti | XFL_BI11_GMELIT11_1:line | -1597 |  | 1600 | -3 | 100 | []
AL_CO_00002 | N-1 400 kV Elbasan 2-Zemlak | [MK-GR] 400 kV Bitola-Meliti | XFL_BI11_GMELIT11_1:line | -1487 |  | 1600 | -113 | 93 | []
MK_GR_CO_00002 | N-1 400 kV Dubrovo-Thessaloniki | [MK-GR] 400 kV Bitola-Meliti | XFL_BI11_GMELIT11_1:line | -1372 |  | 1600 | -228 | 86 | []
BG_GR_CO_00001 | N-1 400 kV Blagoevgrad - Thessaloniki | [MK-GR] 400 kV Bitola-Meliti | XFL_BI11_GMELIT11_1:line | -1299 |  | 1600 | -301 | 81 | []
GR_CO_00001 | N-1 400 kV Filippoi-Nea Santa ck.2 | [MK-GR] 400 kV Bitola-Meliti | XFL_BI11_GMELIT11_1:line | -1283 |  | 1600 | -317 | 80 | []
GR_CO_00004 | N-1 400 kV Amideo-Lagadas ck.2 | [MK-GR] 400 kV Bitola-Meliti | XFL_BI11_GMELIT11_1:line | -1270 |  | 1600 | -330 | 79 | []
GR_CO_00002 | N-1 400 kV Filippoi-Lagadas ck.2 | [MK-GR] 400 kV Bitola-Meliti | XFL_BI11_GMELIT11_1:line | -1246 |  | 1600 | -354 | 78 | []
TR_GR_CO_00001 | N-1 400 kV Babaeski-N Santa | [MK-GR] 400 kV Bitola-Meliti | XFL_BI11_GMELIT11_1:line | -1225 |  | 1600 | -375 | 77 | []
AL_CO_00001 | N-1 400 kV Elbasan 2-Tirana 2 | [MK-GR] 400 kV Bitola-Meliti | XFL_BI11_GMELIT11_1:line | -1223 |  | 1600 | -377 | 76 | []
BG_GR_CO_00002 | N-1 400kV MARITSA IZTOK-NEA SANTA-CK-1 | [MK-GR] 400 kV Bitola-Meliti | XFL_BI11_GMELIT11_1:line | -1199 |  | 1600 | -401 | 75 | []
AL_ME_CO_00001 | N-1 400 kV Tirana 2âPodgorica 2 | [MK-GR] 400 kV Bitola-Meliti | XFL_BI11_GMELIT11_1:line | -1195 |  | 1600 | -405 | 75 | []
TR_CO_00001 | N-1 400 kV Habitabat NGCC -Babaeski | [MK-GR] 400 kV Bitola-Meliti | XFL_BI11_GMELIT11_1:line | -1178 |  | 1600 | -422 | 74 | []
KS_CO_00001 | N-1 400 kV Kosovo B-Urosevac | [MK-GR] 400 kV Bitola-Meliti | XFL_BI11_GMELIT11_1:line | -1178 |  | 1600 | -422 | 74 | []
BC | Base Case | [MK-GR] 400 kV Bitola-Meliti | XFL_BI11_GMELIT11_1:line | -1167 |  | 1600 | -433 | 73 | []
BG_CO_00009 | N-1 400kV Maritsa Iztok 2Â - Maritsa Iztok 3 | [MK-GR] 400 kV Bitola-Meliti | XFL_BI11_GMELIT11_1:line | -1167 |  | 1600 | -433 | 73 | []
IT_GR_CO_00001 | N-1 400 kV Galatina-Arachthos | [MK-GR] 400 kV Bitola-Meliti | XFL_BI11_GMELIT11_1:line | -1166 |  | 1600 | -434 | 73 | []
RS_CO_00004 | N-1 400 kV Nis 2 âLeskovac 2 | [MK-GR] 400 kV Bitola-Meliti | XFL_BI11_GMELIT11_1:line | -1165 |  | 1600 | -435 | 73 | []
BG_RS_CO_00001 | N-1 400kV Sofia Zapad - Nis Â | [MK-GR] 400 kV Bitola-Meliti | XFL_BI11_GMELIT11_1:line | -1164 |  | 1600 | -436 | 73 | []
RS_KS_CO_00002 | N-1 400 kV Kosovo B-Nis 2 | [MK-GR] 400 kV Bitola-Meliti | XFL_BI11_GMELIT11_1:line | -1162 |  | 1600 | -438 | 73 | []
BG_TR_CO_00001 | N-1 400kV Maritsa 3 - Hamitabat 1 | [MK-GR] 400 kV Bitola-Meliti | XFL_BI11_GMELIT11_1:line | -1160 |  | 1600 | -440 | 73 | []
RS_CO_00003 | N-1 400 kV Vranje 4 âLeskovac 2 | [MK-GR] 400 kV Bitola-Meliti | XFL_BI11_GMELIT11_1:line | -1159 |  | 1600 | -441 | 72 | []
BG_TR_CO_00002 | N-1 400kV Maritsa 3 - Hamitabat 2 | [MK-GR] 400 kV Bitola-Meliti | XFL_BI11_GMELIT11_1:line | -1156 |  | 1600 | -444 | 72 | []
BG_CO_00005, BG_CO_00007 | N-1 400kV Vetren - Chervena Mogila , N-1 400kV Maritsa Iztok - Plovdiv ck. 2 | [MK-GR] 400 kV Bitola-Meliti | XFL_BI11_GMELIT11_1:line | -1154 |  | 1600 | -446 | 72 | []
BG_CO_00006, BG_CO_00008 | N-1 400kV Plovdiv - Vetren , N-1 400kV Plovdiv - Vetren | [MK-GR] 400 kV Bitola-Meliti | XFL_BI11_GMELIT11_1:line | -1153 |  | 1600 | -447 | 72 | []
RS_MK_00001 | N-1 400 kV Vranje 4 -Stip | [MK-GR] 400 kV Bitola-Meliti | XFL_BI11_GMELIT11_1:line | -1153 |  | 1600 | -447 | 72 | []
GR_CO_00005 | N-1 400 kV Thessaloniki-Lagadas ck.2 | [MK-GR] 400 kV Bitola-Meliti | XFL_BI11_GMELIT11_1:line | -1131 |  | 1600 | -469 | 71 | []
KS_ME_CO_00001 | N-1 400 kV Pec 3-Ribarevina | [MK-GR] 400 kV Bitola-Meliti | XFL_BI11_GMELIT11_1:line | -1128 |  | 1600 | -472 | 71 | []

## 1630Preventive
Detailed results
Generated at: | 2024-05-05 07:55
Business day: | 05.05.2024
Timestamp: | 16:30
Border & direction: | North-Greece Exporting
Horizon: | ID
Remedial actions: | true
Evaluation type: | PREVENTIVE
TTC [MW]: | 2678
Fallback applied | false
Loading threshold | 0.7
Applied RAs
CO ID | RA ID | Name of the RA | Usage | Type | Location | Status
Limiting CNECs
CO ID | Name of the CO | Name of the CNE | CNE UCTE branch | Calculated I (A) | I max (PRE) | I max (CUR) | Margin (A) | Loading (%) | Applicable curative RAs
AL_GR_CO_00001 | N-1 400 kV Zemplak-Kardia | [MK-GR] 400 kV Bitola-Meliti | XFL_BI11_GMELIT11_1:line | -1593 | 1600 | 1600 | -7 | 100 | []
AL_CO_00002 | N-1 400 kV Elbasan 2-Zemlak | [MK-GR] 400 kV Bitola-Meliti | XFL_BI11_GMELIT11_1:line | -1498 | 1600 | 1600 | -102 | 94 | []
MK_GR_CO_00002 | N-1 400 kV Dubrovo-Thessaloniki | [MK-GR] 400 kV Bitola-Meliti | XFL_BI11_GMELIT11_1:line | -1413 | 1600 | 1600 | -187 | 88 | []
BG_GR_CO_00001 | N-1 400 kV Blagoevgrad - Thessaloniki | [MK-GR] 400 kV Bitola-Meliti | XFL_BI11_GMELIT11_1:line | -1363 | 1600 | 1600 | -237 | 85 | []
GR_CO_00001 | N-1 400 kV Filippoi-Nea Santa ck.2 | [MK-GR] 400 kV Bitola-Meliti | XFL_BI11_GMELIT11_1:line | -1353 | 1600 | 1600 | -247 | 85 | []
GR_CO_00004 | N-1 400 kV Amideo-Lagadas ck.2 | [MK-GR] 400 kV Bitola-Meliti | XFL_BI11_GMELIT11_1:line | -1347 | 1600 | 1600 | -253 | 84 | []
GR_CO_00002 | N-1 400 kV Filippoi-Lagadas ck.2 | [MK-GR] 400 kV Bitola-Meliti | XFL_BI11_GMELIT11_1:line | -1323 | 1600 | 1600 | -277 | 83 | []
TR_GR_CO_00001 | N-1 400 kV Babaeski-N Santa | [MK-GR] 400 kV Bitola-Meliti | XFL_BI11_GMELIT11_1:line | -1280 | 1600 | 1600 | -320 | 80 | []
AL_CO_00001 | N-1 400 kV Elbasan 2-Tirana 2 | [MK-GR] 400 kV Bitola-Meliti | XFL_BI11_GMELIT11_1:line | -1267 | 1600 | 1600 | -333 | 79 | []
KS_CO_00001 | N-1 400 kV Kosovo B-Urosevac | [MK-GR] 400 kV Bitola-Meliti | XFL_BI11_GMELIT11_1:line | -1261 | 1600 | 1600 | -339 | 79 | []
BG_GR_CO_00002 | N-1 400kV MARITSA IZTOK-NEA SANTA-CK-1 | [MK-GR] 400 kV Bitola-Meliti | XFL_BI11_GMELIT11_1:line | -1256 | 1600 | 1600 | -344 | 78 | []
TR_CO_00001 | N-1 400 kV Habitabat NGCC -Babaeski | [MK-GR] 400 kV Bitola-Meliti | XFL_BI11_GMELIT11_1:line | -1237 | 1600 | 1600 | -363 | 77 | []
AL_ME_CO_00001 | N-1 400 kV Tirana 2âPodgorica 2 | [MK-GR] 400 kV Bitola-Meliti | XFL_BI11_GMELIT11_1:line | -1236 | 1600 | 1600 | -364 | 77 | []
RS_CO_00004 | N-1 400 kV Nis 2 âLeskovac 2 | [MK-GR] 400 kV Bitola-Meliti | XFL_BI11_GMELIT11_1:line | -1228 | 1600 | 1600 | -372 | 77 | []
BC | Base Case | [MK-GR] 400 kV Bitola-Meliti | XFL_BI11_GMELIT11_1:line | -1226 | 1600 | 1600 | -374 | 77 | []
IT_GR_CO_00001 | N-1 400 kV Galatina-Arachthos | [MK-GR] 400 kV Bitola-Meliti | XFL_BI11_GMELIT11_1:line | -1225 | 1600 | 1600 | -375 | 77 | []
BG_CO_00009 | N-1 400kV Maritsa Iztok 2Â - Maritsa Iztok 3 | [MK-GR] 400 kV Bitola-Meliti | XFL_BI11_GMELIT11_1:line | -1225 | 1600 | 1600 | -375 | 77 | []
RS_CO_00003 | N-1 400 kV Vranje 4 âLeskovac 2 | [MK-GR] 400 kV Bitola-Meliti | XFL_BI11_GMELIT11_1:line | -1224 | 1600 | 1600 | -376 | 77 | []
RS_MK_00001 | N-1 400 kV Vranje 4 -Stip | [MK-GR] 400 kV Bitola-Meliti | XFL_BI11_GMELIT11_1:line | -1220 | 1600 | 1600 | -380 | 76 | []
BG_TR_CO_00001 | N-1 400kV Maritsa 3 - Hamitabat 1 | [MK-GR] 400 kV Bitola-Meliti | XFL_BI11_GMELIT11_1:line | -1220 | 1600 | 1600 | -380 | 76 | []
RS_KS_CO_00002 | N-1 400 kV Kosovo B-Nis 2 | [MK-GR] 400 kV Bitola-Meliti | XFL_BI11_GMELIT11_1:line | -1219 | 1600 | 1600 | -381 | 76 | []
BG_TR_CO_00002 | N-1 400kV Maritsa 3 - Hamitabat 2 | [MK-GR] 400 kV Bitola-Meliti | XFL_BI11_GMELIT11_1:line | -1216 | 1600 | 1600 | -384 | 76 | []
BG_CO_00005, BG_CO_00007 | N-1 400kV Vetren - Chervena Mogila , N-1 400kV Maritsa Iztok - Plovdiv ck. 2 | [MK-GR] 400 kV Bitola-Meliti | XFL_BI11_GMELIT11_1:line | -1211 | 1600 | 1600 | -389 | 76 | []
KS_ME_CO_00001 | N-1 400 kV Pec 3-Ribarevina | [MK-GR] 400 kV Bitola-Meliti | XFL_BI11_GMELIT11_1:line | -1211 | 1600 | 1600 | -389 | 76 | []
BG_RS_CO_00001 | N-1 400kV Sofia Zapad - Nis Â | [MK-GR] 400 kV Bitola-Meliti | XFL_BI11_GMELIT11_1:line | -1211 | 1600 | 1600 | -389 | 76 | []
BG_CO_00006, BG_CO_00008 | N-1 400kV Plovdiv - Vetren , N-1 400kV Plovdiv - Vetren | [MK-GR] 400 kV Bitola-Meliti | XFL_BI11_GMELIT11_1:line | -1210 | 1600 | 1600 | -390 | 76 | []
MK_KS_CO_00001 | N-1 400 kV Skopje 5 âUrosevac | [MK-GR] 400 kV Bitola-Meliti | XFL_BI11_GMELIT11_1:line | -1209 | 1600 | 1600 | -391 | 76 | []
GR_CO_00005 | N-1 400 kV Thessaloniki-Lagadas ck.2 | [MK-GR] 400 kV Bitola-Meliti | XFL_BI11_GMELIT11_1:line | -1179 | 1600 | 1600 | -421 | 74 | []
MK_CO_00003 | N-1 400 kV Skopje 4 âSkopje 5 | [MK-GR] 400 kV Bitola-Meliti | XFL_BI11_GMELIT11_1:line | -1172 | 1600 | 1600 | -428 | 73 | []
BG_MK_CO_00001 | N-1 400kV Chervena Mogila - Stip | [MK-GR] 400 kV Bitola-Meliti | XFL_BI11_GMELIT11_1:line | -1156 | 1600 | 1600 | -444 | 72 | []

## 1630Curative
Detailed results
Generated at: | 2024-05-05 07:55
Business day: | 05.05.2024
Timestamp: | 16:30
Border & direction: | North-Greece Exporting
Horizon: | ID
Remedial actions: | true
Evaluation type: | CURATIVE
TTC [MW]: | 2678
Fallback applied | false
Loading threshold | 0.7
Applied RAs
CO ID | RA ID | Name of the RA | Usage | Type | Location | Status
Limiting CNECs
CO ID | Name of the CO | Name of the CNE | CNE UCTE branch | Calculated I (A) | I max (PRE) | I max (CUR) | Margin (A) | Loading (%) | Applicable curative RAs
AL_GR_CO_00001 | N-1 400 kV Zemplak-Kardia | [MK-GR] 400 kV Bitola-Meliti | XFL_BI11_GMELIT11_1:line | -1593 |  | 1600 | -7 | 100 | []
AL_CO_00002 | N-1 400 kV Elbasan 2-Zemlak | [MK-GR] 400 kV Bitola-Meliti | XFL_BI11_GMELIT11_1:line | -1498 |  | 1600 | -102 | 94 | []
MK_GR_CO_00002 | N-1 400 kV Dubrovo-Thessaloniki | [MK-GR] 400 kV Bitola-Meliti | XFL_BI11_GMELIT11_1:line | -1413 |  | 1600 | -187 | 88 | []
BG_GR_CO_00001 | N-1 400 kV Blagoevgrad - Thessaloniki | [MK-GR] 400 kV Bitola-Meliti | XFL_BI11_GMELIT11_1:line | -1363 |  | 1600 | -237 | 85 | []
GR_CO_00001 | N-1 400 kV Filippoi-Nea Santa ck.2 | [MK-GR] 400 kV Bitola-Meliti | XFL_BI11_GMELIT11_1:line | -1353 |  | 1600 | -247 | 85 | []
GR_CO_00004 | N-1 400 kV Amideo-Lagadas ck.2 | [MK-GR] 400 kV Bitola-Meliti | XFL_BI11_GMELIT11_1:line | -1347 |  | 1600 | -253 | 84 | []
GR_CO_00002 | N-1 400 kV Filippoi-Lagadas ck.2 | [MK-GR] 400 kV Bitola-Meliti | XFL_BI11_GMELIT11_1:line | -1323 |  | 1600 | -277 | 83 | []
TR_GR_CO_00001 | N-1 400 kV Babaeski-N Santa | [MK-GR] 400 kV Bitola-Meliti | XFL_BI11_GMELIT11_1:line | -1280 |  | 1600 | -320 | 80 | []
AL_CO_00001 | N-1 400 kV Elbasan 2-Tirana 2 | [MK-GR] 400 kV Bitola-Meliti | XFL_BI11_GMELIT11_1:line | -1267 |  | 1600 | -333 | 79 | []
KS_CO_00001 | N-1 400 kV Kosovo B-Urosevac | [MK-GR] 400 kV Bitola-Meliti | XFL_BI11_GMELIT11_1:line | -1261 |  | 1600 | -339 | 79 | []
BG_GR_CO_00002 | N-1 400kV MARITSA IZTOK-NEA SANTA-CK-1 | [MK-GR] 400 kV Bitola-Meliti | XFL_BI11_GMELIT11_1:line | -1256 |  | 1600 | -344 | 78 | []
TR_CO_00001 | N-1 400 kV Habitabat NGCC -Babaeski | [MK-GR] 400 kV Bitola-Meliti | XFL_BI11_GMELIT11_1:line | -1237 |  | 1600 | -363 | 77 | []
AL_ME_CO_00001 | N-1 400 kV Tirana 2âPodgorica 2 | [MK-GR] 400 kV Bitola-Meliti | XFL_BI11_GMELIT11_1:line | -1236 |  | 1600 | -364 | 77 | []
RS_CO_00004 | N-1 400 kV Nis 2 âLeskovac 2 | [MK-GR] 400 kV Bitola-Meliti | XFL_BI11_GMELIT11_1:line | -1228 |  | 1600 | -372 | 77 | []
BC | Base Case | [MK-GR] 400 kV Bitola-Meliti | XFL_BI11_GMELIT11_1:line | -1226 |  | 1600 | -374 | 77 | []
IT_GR_CO_00001 | N-1 400 kV Galatina-Arachthos | [MK-GR] 400 kV Bitola-Meliti | XFL_BI11_GMELIT11_1:line | -1225 |  | 1600 | -375 | 77 | []
BG_CO_00009 | N-1 400kV Maritsa Iztok 2Â - Maritsa Iztok 3 | [MK-GR] 400 kV Bitola-Meliti | XFL_BI11_GMELIT11_1:line | -1225 |  | 1600 | -375 | 77 | []
RS_CO_00003 | N-1 400 kV Vranje 4 âLeskovac 2 | [MK-GR] 400 kV Bitola-Meliti | XFL_BI11_GMELIT11_1:line | -1224 |  | 1600 | -376 | 77 | []
RS_MK_00001 | N-1 400 kV Vranje 4 -Stip | [MK-GR] 400 kV Bitola-Meliti | XFL_BI11_GMELIT11_1:line | -1220 |  | 1600 | -380 | 76 | []
BG_TR_CO_00001 | N-1 400kV Maritsa 3 - Hamitabat 1 | [MK-GR] 400 kV Bitola-Meliti | XFL_BI11_GMELIT11_1:line | -1220 |  | 1600 | -380 | 76 | []
RS_KS_CO_00002 | N-1 400 kV Kosovo B-Nis 2 | [MK-GR] 400 kV Bitola-Meliti | XFL_BI11_GMELIT11_1:line | -1219 |  | 1600 | -381 | 76 | []
BG_TR_CO_00002 | N-1 400kV Maritsa 3 - Hamitabat 2 | [MK-GR] 400 kV Bitola-Meliti | XFL_BI11_GMELIT11_1:line | -1216 |  | 1600 | -384 | 76 | []
BG_CO_00005, BG_CO_00007 | N-1 400kV Vetren - Chervena Mogila , N-1 400kV Maritsa Iztok - Plovdiv ck. 2 | [MK-GR] 400 kV Bitola-Meliti | XFL_BI11_GMELIT11_1:line | -1211 |  | 1600 | -389 | 76 | []
KS_ME_CO_00001 | N-1 400 kV Pec 3-Ribarevina | [MK-GR] 400 kV Bitola-Meliti | XFL_BI11_GMELIT11_1:line | -1211 |  | 1600 | -389 | 76 | []
BG_RS_CO_00001 | N-1 400kV Sofia Zapad - Nis Â | [MK-GR] 400 kV Bitola-Meliti | XFL_BI11_GMELIT11_1:line | -1211 |  | 1600 | -389 | 76 | []
BG_CO_00006, BG_CO_00008 | N-1 400kV Plovdiv - Vetren , N-1 400kV Plovdiv - Vetren | [MK-GR] 400 kV Bitola-Meliti | XFL_BI11_GMELIT11_1:line | -1210 |  | 1600 | -390 | 76 | []
MK_KS_CO_00001 | N-1 400 kV Skopje 5 âUrosevac | [MK-GR] 400 kV Bitola-Meliti | XFL_BI11_GMELIT11_1:line | -1209 |  | 1600 | -391 | 76 | []
GR_CO_00005 | N-1 400 kV Thessaloniki-Lagadas ck.2 | [MK-GR] 400 kV Bitola-Meliti | XFL_BI11_GMELIT11_1:line | -1179 |  | 1600 | -421 | 74 | []
MK_CO_00003 | N-1 400 kV Skopje 4 âSkopje 5 | [MK-GR] 400 kV Bitola-Meliti | XFL_BI11_GMELIT11_1:line | -1172 |  | 1600 | -428 | 73 | []
BG_MK_CO_00001 | N-1 400kV Chervena Mogila - Stip | [MK-GR] 400 kV Bitola-Meliti | XFL_BI11_GMELIT11_1:line | -1156 |  | 1600 | -444 | 72 | []

## 1730Preventive
Detailed results
Generated at: | 2024-05-05 07:55
Business day: | 05.05.2024
Timestamp: | 17:30
Border & direction: | North-Greece Exporting
Horizon: | ID
Remedial actions: | true
Evaluation type: | PREVENTIVE
TTC [MW]: | 2628
Fallback applied | false
Loading threshold | 0.7
Applied RAs
CO ID | RA ID | Name of the RA | Usage | Type | Location | Status
Limiting CNECs
CO ID | Name of the CO | Name of the CNE | CNE UCTE branch | Calculated I (A) | I max (PRE) | I max (CUR) | Margin (A) | Loading (%) | Applicable curative RAs
AL_GR_CO_00001 | N-1 400 kV Zemplak-Kardia | [MK-GR] 400 kV Bitola-Meliti | XFL_BI11_GMELIT11_1:line | -1596 | 1600 | 1600 | -4 | 100 | []
AL_CO_00002 | N-1 400 kV Elbasan 2-Zemlak | [MK-GR] 400 kV Bitola-Meliti | XFL_BI11_GMELIT11_1:line | -1496 | 1600 | 1600 | -104 | 94 | []
IT_GR_CO_00001 | N-1 400 kV Galatina-Arachthos | [MK-GR] 400 kV Bitola-Meliti | XFL_BI11_GMELIT11_1:line | -1484 | 1600 | 1600 | -116 | 93 | []
MK_GR_CO_00002 | N-1 400 kV Dubrovo-Thessaloniki | [MK-GR] 400 kV Bitola-Meliti | XFL_BI11_GMELIT11_1:line | -1435 | 1600 | 1600 | -165 | 90 | []
BG_GR_CO_00001 | N-1 400 kV Blagoevgrad - Thessaloniki | [MK-GR] 400 kV Bitola-Meliti | XFL_BI11_GMELIT11_1:line | -1388 | 1600 | 1600 | -212 | 87 | []
GR_CO_00001 | N-1 400 kV Filippoi-Nea Santa ck.2 | [MK-GR] 400 kV Bitola-Meliti | XFL_BI11_GMELIT11_1:line | -1378 | 1600 | 1600 | -222 | 86 | []
GR_CO_00004 | N-1 400 kV Amideo-Lagadas ck.2 | [MK-GR] 400 kV Bitola-Meliti | XFL_BI11_GMELIT11_1:line | -1370 | 1600 | 1600 | -230 | 86 | []
GR_CO_00002 | N-1 400 kV Filippoi-Lagadas ck.2 | [MK-GR] 400 kV Bitola-Meliti | XFL_BI11_GMELIT11_1:line | -1344 | 1600 | 1600 | -256 | 84 | []
TR_GR_CO_00001 | N-1 400 kV Babaeski-N Santa | [MK-GR] 400 kV Bitola-Meliti | XFL_BI11_GMELIT11_1:line | -1301 | 1600 | 1600 | -299 | 81 | []
KS_CO_00001 | N-1 400 kV Kosovo B-Urosevac | [MK-GR] 400 kV Bitola-Meliti | XFL_BI11_GMELIT11_1:line | -1294 | 1600 | 1600 | -306 | 81 | []
AL_CO_00001 | N-1 400 kV Elbasan 2-Tirana 2 | [MK-GR] 400 kV Bitola-Meliti | XFL_BI11_GMELIT11_1:line | -1288 | 1600 | 1600 | -312 | 81 | []
BG_GR_CO_00002 | N-1 400kV MARITSA IZTOK-NEA SANTA-CK-1 | [MK-GR] 400 kV Bitola-Meliti | XFL_BI11_GMELIT11_1:line | -1281 | 1600 | 1600 | -319 | 80 | []
TR_CO_00001 | N-1 400 kV Habitabat NGCC -Babaeski | [MK-GR] 400 kV Bitola-Meliti | XFL_BI11_GMELIT11_1:line | -1261 | 1600 | 1600 | -339 | 79 | []
AL_ME_CO_00001 | N-1 400 kV Tirana 2âPodgorica 2 | [MK-GR] 400 kV Bitola-Meliti | XFL_BI11_GMELIT11_1:line | -1259 | 1600 | 1600 | -341 | 79 | []
RS_CO_00004 | N-1 400 kV Nis 2 âLeskovac 2 | [MK-GR] 400 kV Bitola-Meliti | XFL_BI11_GMELIT11_1:line | -1256 | 1600 | 1600 | -344 | 79 | []
RS_CO_00003 | N-1 400 kV Vranje 4 âLeskovac 2 | [MK-GR] 400 kV Bitola-Meliti | XFL_BI11_GMELIT11_1:line | -1252 | 1600 | 1600 | -348 | 78 | []
MK_KS_CO_00001 | N-1 400 kV Skopje 5 âUrosevac | [MK-GR] 400 kV Bitola-Meliti | XFL_BI11_GMELIT11_1:line | -1251 | 1600 | 1600 | -349 | 78 | []
BC | Base Case | [MK-GR] 400 kV Bitola-Meliti | XFL_BI11_GMELIT11_1:line | -1251 | 1600 | 1600 | -349 | 78 | []
RS_MK_00001 | N-1 400 kV Vranje 4 -Stip | [MK-GR] 400 kV Bitola-Meliti | XFL_BI11_GMELIT11_1:line | -1250 | 1600 | 1600 | -350 | 78 | []
BG_CO_00009 | N-1 400kV Maritsa Iztok 2Â - Maritsa Iztok 3 | [MK-GR] 400 kV Bitola-Meliti | XFL_BI11_GMELIT11_1:line | -1249 | 1600 | 1600 | -351 | 78 | []
BG_TR_CO_00001 | N-1 400kV Maritsa 3 - Hamitabat 1 | [MK-GR] 400 kV Bitola-Meliti | XFL_BI11_GMELIT11_1:line | -1245 | 1600 | 1600 | -355 | 78 | []
RS_KS_CO_00002 | N-1 400 kV Kosovo B-Nis 2 | [MK-GR] 400 kV Bitola-Meliti | XFL_BI11_GMELIT11_1:line | -1245 | 1600 | 1600 | -355 | 78 | []
BG_TR_CO_00002 | N-1 400kV Maritsa 3 - Hamitabat 2 | [MK-GR] 400 kV Bitola-Meliti | XFL_BI11_GMELIT11_1:line | -1242 | 1600 | 1600 | -358 | 78 | []
KS_ME_CO_00001 | N-1 400 kV Pec 3-Ribarevina | [MK-GR] 400 kV Bitola-Meliti | XFL_BI11_GMELIT11_1:line | -1241 | 1600 | 1600 | -359 | 78 | []
BG_CO_00005, BG_CO_00007 | N-1 400kV Vetren - Chervena Mogila , N-1 400kV Maritsa Iztok - Plovdiv ck. 2 | [MK-GR] 400 kV Bitola-Meliti | XFL_BI11_GMELIT11_1:line | -1235 | 1600 | 1600 | -365 | 77 | []
BG_CO_00006, BG_CO_00008 | N-1 400kV Plovdiv - Vetren , N-1 400kV Plovdiv - Vetren | [MK-GR] 400 kV Bitola-Meliti | XFL_BI11_GMELIT11_1:line | -1234 | 1600 | 1600 | -366 | 77 | []
BG_RS_CO_00001 | N-1 400kV Sofia Zapad - Nis Â | [MK-GR] 400 kV Bitola-Meliti | XFL_BI11_GMELIT11_1:line | -1231 | 1600 | 1600 | -369 | 77 | []
GR_CO_00005 | N-1 400 kV Thessaloniki-Lagadas ck.2 | [MK-GR] 400 kV Bitola-Meliti | XFL_BI11_GMELIT11_1:line | -1207 | 1600 | 1600 | -393 | 75 | []
MK_CO_00003 | N-1 400 kV Skopje 4 âSkopje 5 | [MK-GR] 400 kV Bitola-Meliti | XFL_BI11_GMELIT11_1:line | -1200 | 1600 | 1600 | -400 | 75 | []
BG_MK_CO_00001 | N-1 400kV Chervena Mogila - Stip | [MK-GR] 400 kV Bitola-Meliti | XFL_BI11_GMELIT11_1:line | -1179 | 1600 | 1600 | -421 | 74 | []
MK_CO_00002 | N-1 400 kV Dubrovo âStip | [MK-GR] 400 kV Bitola-Meliti | XFL_BI11_GMELIT11_1:line | -1149 | 1600 | 1600 | -451 | 72 | []

## 1730Curative
Detailed results
Generated at: | 2024-05-05 07:55
Business day: | 05.05.2024
Timestamp: | 17:30
Border & direction: | North-Greece Exporting
Horizon: | ID
Remedial actions: | true
Evaluation type: | CURATIVE
TTC [MW]: | 2628
Fallback applied | false
Loading threshold | 0.7
Applied RAs
CO ID | RA ID | Name of the RA | Usage | Type | Location | Status
Limiting CNECs
CO ID | Name of the CO | Name of the CNE | CNE UCTE branch | Calculated I (A) | I max (PRE) | I max (CUR) | Margin (A) | Loading (%) | Applicable curative RAs
AL_GR_CO_00001 | N-1 400 kV Zemplak-Kardia | [MK-GR] 400 kV Bitola-Meliti | XFL_BI11_GMELIT11_1:line | -1596 |  | 1600 | -4 | 100 | []
AL_CO_00002 | N-1 400 kV Elbasan 2-Zemlak | [MK-GR] 400 kV Bitola-Meliti | XFL_BI11_GMELIT11_1:line | -1496 |  | 1600 | -104 | 94 | []
IT_GR_CO_00001 | N-1 400 kV Galatina-Arachthos | [MK-GR] 400 kV Bitola-Meliti | XFL_BI11_GMELIT11_1:line | -1484 |  | 1600 | -116 | 93 | []
MK_GR_CO_00002 | N-1 400 kV Dubrovo-Thessaloniki | [MK-GR] 400 kV Bitola-Meliti | XFL_BI11_GMELIT11_1:line | -1435 |  | 1600 | -165 | 90 | []
BG_GR_CO_00001 | N-1 400 kV Blagoevgrad - Thessaloniki | [MK-GR] 400 kV Bitola-Meliti | XFL_BI11_GMELIT11_1:line | -1388 |  | 1600 | -212 | 87 | []
GR_CO_00001 | N-1 400 kV Filippoi-Nea Santa ck.2 | [MK-GR] 400 kV Bitola-Meliti | XFL_BI11_GMELIT11_1:line | -1378 |  | 1600 | -222 | 86 | []
GR_CO_00004 | N-1 400 kV Amideo-Lagadas ck.2 | [MK-GR] 400 kV Bitola-Meliti | XFL_BI11_GMELIT11_1:line | -1370 |  | 1600 | -230 | 86 | []
GR_CO_00002 | N-1 400 kV Filippoi-Lagadas ck.2 | [MK-GR] 400 kV Bitola-Meliti | XFL_BI11_GMELIT11_1:line | -1344 |  | 1600 | -256 | 84 | []
TR_GR_CO_00001 | N-1 400 kV Babaeski-N Santa | [MK-GR] 400 kV Bitola-Meliti | XFL_BI11_GMELIT11_1:line | -1301 |  | 1600 | -299 | 81 | []
KS_CO_00001 | N-1 400 kV Kosovo B-Urosevac | [MK-GR] 400 kV Bitola-Meliti | XFL_BI11_GMELIT11_1:line | -1294 |  | 1600 | -306 | 81 | []
AL_CO_00001 | N-1 400 kV Elbasan 2-Tirana 2 | [MK-GR] 400 kV Bitola-Meliti | XFL_BI11_GMELIT11_1:line | -1288 |  | 1600 | -312 | 81 | []
BG_GR_CO_00002 | N-1 400kV MARITSA IZTOK-NEA SANTA-CK-1 | [MK-GR] 400 kV Bitola-Meliti | XFL_BI11_GMELIT11_1:line | -1281 |  | 1600 | -319 | 80 | []
TR_CO_00001 | N-1 400 kV Habitabat NGCC -Babaeski | [MK-GR] 400 kV Bitola-Meliti | XFL_BI11_GMELIT11_1:line | -1261 |  | 1600 | -339 | 79 | []
AL_ME_CO_00001 | N-1 400 kV Tirana 2âPodgorica 2 | [MK-GR] 400 kV Bitola-Meliti | XFL_BI11_GMELIT11_1:line | -1259 |  | 1600 | -341 | 79 | []
RS_CO_00004 | N-1 400 kV Nis 2 âLeskovac 2 | [MK-GR] 400 kV Bitola-Meliti | XFL_BI11_GMELIT11_1:line | -1256 |  | 1600 | -344 | 79 | []
RS_CO_00003 | N-1 400 kV Vranje 4 âLeskovac 2 | [MK-GR] 400 kV Bitola-Meliti | XFL_BI11_GMELIT11_1:line | -1252 |  | 1600 | -348 | 78 | []
MK_KS_CO_00001 | N-1 400 kV Skopje 5 âUrosevac | [MK-GR] 400 kV Bitola-Meliti | XFL_BI11_GMELIT11_1:line | -1251 |  | 1600 | -349 | 78 | []
BC | Base Case | [MK-GR] 400 kV Bitola-Meliti | XFL_BI11_GMELIT11_1:line | -1251 |  | 1600 | -349 | 78 | []
RS_MK_00001 | N-1 400 kV Vranje 4 -Stip | [MK-GR] 400 kV Bitola-Meliti | XFL_BI11_GMELIT11_1:line | -1250 |  | 1600 | -350 | 78 | []
BG_CO_00009 | N-1 400kV Maritsa Iztok 2Â - Maritsa Iztok 3 | [MK-GR] 400 kV Bitola-Meliti | XFL_BI11_GMELIT11_1:line | -1249 |  | 1600 | -351 | 78 | []
BG_TR_CO_00001 | N-1 400kV Maritsa 3 - Hamitabat 1 | [MK-GR] 400 kV Bitola-Meliti | XFL_BI11_GMELIT11_1:line | -1245 |  | 1600 | -355 | 78 | []
RS_KS_CO_00002 | N-1 400 kV Kosovo B-Nis 2 | [MK-GR] 400 kV Bitola-Meliti | XFL_BI11_GMELIT11_1:line | -1245 |  | 1600 | -355 | 78 | []
BG_TR_CO_00002 | N-1 400kV Maritsa 3 - Hamitabat 2 | [MK-GR] 400 kV Bitola-Meliti | XFL_BI11_GMELIT11_1:line | -1242 |  | 1600 | -358 | 78 | []
KS_ME_CO_00001 | N-1 400 kV Pec 3-Ribarevina | [MK-GR] 400 kV Bitola-Meliti | XFL_BI11_GMELIT11_1:line | -1241 |  | 1600 | -359 | 78 | []
BG_CO_00005, BG_CO_00007 | N-1 400kV Vetren - Chervena Mogila , N-1 400kV Maritsa Iztok - Plovdiv ck. 2 | [MK-GR] 400 kV Bitola-Meliti | XFL_BI11_GMELIT11_1:line | -1235 |  | 1600 | -365 | 77 | []
BG_CO_00006, BG_CO_00008 | N-1 400kV Plovdiv - Vetren , N-1 400kV Plovdiv - Vetren | [MK-GR] 400 kV Bitola-Meliti | XFL_BI11_GMELIT11_1:line | -1234 |  | 1600 | -366 | 77 | []
BG_RS_CO_00001 | N-1 400kV Sofia Zapad - Nis Â | [MK-GR] 400 kV Bitola-Meliti | XFL_BI11_GMELIT11_1:line | -1231 |  | 1600 | -369 | 77 | []
GR_CO_00005 | N-1 400 kV Thessaloniki-Lagadas ck.2 | [MK-GR] 400 kV Bitola-Meliti | XFL_BI11_GMELIT11_1:line | -1207 |  | 1600 | -393 | 75 | []
MK_CO_00003 | N-1 400 kV Skopje 4 âSkopje 5 | [MK-GR] 400 kV Bitola-Meliti | XFL_BI11_GMELIT11_1:line | -1200 |  | 1600 | -400 | 75 | []
BG_MK_CO_00001 | N-1 400kV Chervena Mogila - Stip | [MK-GR] 400 kV Bitola-Meliti | XFL_BI11_GMELIT11_1:line | -1179 |  | 1600 | -421 | 74 | []
MK_CO_00002 | N-1 400 kV Dubrovo âStip | [MK-GR] 400 kV Bitola-Meliti | XFL_BI11_GMELIT11_1:line | -1149 |  | 1600 | -451 | 72 | []

## 1830Preventive
Detailed results
Generated at: | 2024-05-05 07:55
Business day: | 05.05.2024
Timestamp: | 18:30
Border & direction: | North-Greece Exporting
Horizon: | ID
Remedial actions: | true
Evaluation type: | PREVENTIVE
TTC [MW]: | 2441
Fallback applied | false
Loading threshold | 0.7
Applied RAs
CO ID | RA ID | Name of the RA | Usage | Type | Location | Status
Limiting CNECs
CO ID | Name of the CO | Name of the CNE | CNE UCTE branch | Calculated I (A) | I max (PRE) | I max (CUR) | Margin (A) | Loading (%) | Applicable curative RAs
AL_GR_CO_00001 | N-1 400 kV Zemplak-Kardia | [MK-GR] 400 kV Bitola-Meliti | XFL_BI11_GMELIT11_1:line | -1599 | 1600 | 1600 | -1 | 100 | []
AL_CO_00002 | N-1 400 kV Elbasan 2-Zemlak | [MK-GR] 400 kV Bitola-Meliti | XFL_BI11_GMELIT11_1:line | -1505 | 1600 | 1600 | -95 | 94 | []
IT_GR_CO_00001 | N-1 400 kV Galatina-Arachthos | [MK-GR] 400 kV Bitola-Meliti | XFL_BI11_GMELIT11_1:line | -1447 | 1600 | 1600 | -153 | 90 | []
MK_GR_CO_00002 | N-1 400 kV Dubrovo-Thessaloniki | [MK-GR] 400 kV Bitola-Meliti | XFL_BI11_GMELIT11_1:line | -1402 | 1600 | 1600 | -198 | 88 | []
BG_GR_CO_00001 | N-1 400 kV Blagoevgrad - Thessaloniki | [MK-GR] 400 kV Bitola-Meliti | XFL_BI11_GMELIT11_1:line | -1348 | 1600 | 1600 | -252 | 84 | []
GR_CO_00004 | N-1 400 kV Amideo-Lagadas ck.2 | [MK-GR] 400 kV Bitola-Meliti | XFL_BI11_GMELIT11_1:line | -1322 | 1600 | 1600 | -278 | 83 | []
GR_CO_00001 | N-1 400 kV Filippoi-Nea Santa ck.2 | [MK-GR] 400 kV Bitola-Meliti | XFL_BI11_GMELIT11_1:line | -1297 | 1600 | 1600 | -303 | 81 | []
GR_CO_00002 | N-1 400 kV Filippoi-Lagadas ck.2 | [MK-GR] 400 kV Bitola-Meliti | XFL_BI11_GMELIT11_1:line | -1283 | 1600 | 1600 | -317 | 80 | []
AL_CO_00001 | N-1 400 kV Elbasan 2-Tirana 2 | [MK-GR] 400 kV Bitola-Meliti | XFL_BI11_GMELIT11_1:line | -1274 | 1600 | 1600 | -326 | 80 | []
AL_ME_CO_00001 | N-1 400 kV Tirana 2âPodgorica 2 | [MK-GR] 400 kV Bitola-Meliti | XFL_BI11_GMELIT11_1:line | -1271 | 1600 | 1600 | -329 | 79 | []
BG_GR_CO_00002 | N-1 400kV MARITSA IZTOK-NEA SANTA-CK-1 | [MK-GR] 400 kV Bitola-Meliti | XFL_BI11_GMELIT11_1:line | -1249 | 1600 | 1600 | -351 | 78 | []
TR_GR_CO_00001 | N-1 400 kV Babaeski-N Santa | [MK-GR] 400 kV Bitola-Meliti | XFL_BI11_GMELIT11_1:line | -1235 | 1600 | 1600 | -365 | 77 | []
KS_CO_00001 | N-1 400 kV Kosovo B-Urosevac | [MK-GR] 400 kV Bitola-Meliti | XFL_BI11_GMELIT11_1:line | -1228 | 1600 | 1600 | -372 | 77 | []
TR_CO_00001 | N-1 400 kV Habitabat NGCC -Babaeski | [MK-GR] 400 kV Bitola-Meliti | XFL_BI11_GMELIT11_1:line | -1225 | 1600 | 1600 | -375 | 77 | []
BG_TR_CO_00002 | N-1 400kV Maritsa 3 - Hamitabat 2 | [MK-GR] 400 kV Bitola-Meliti | XFL_BI11_GMELIT11_1:line | -1215 | 1600 | 1600 | -385 | 76 | []
BG_TR_CO_00001 | N-1 400kV Maritsa 3 - Hamitabat 1 | [MK-GR] 400 kV Bitola-Meliti | XFL_BI11_GMELIT11_1:line | -1214 | 1600 | 1600 | -386 | 76 | []
RS_CO_00004 | N-1 400 kV Nis 2 âLeskovac 2 | [MK-GR] 400 kV Bitola-Meliti | XFL_BI11_GMELIT11_1:line | -1214 | 1600 | 1600 | -386 | 76 | []
BG_CO_00009 | N-1 400kV Maritsa Iztok 2Â - Maritsa Iztok 3 | [MK-GR] 400 kV Bitola-Meliti | XFL_BI11_GMELIT11_1:line | -1213 | 1600 | 1600 | -387 | 76 | []
BC | Base Case | [MK-GR] 400 kV Bitola-Meliti | XFL_BI11_GMELIT11_1:line | -1213 | 1600 | 1600 | -387 | 76 | []
RS_CO_00003 | N-1 400 kV Vranje 4 âLeskovac 2 | [MK-GR] 400 kV Bitola-Meliti | XFL_BI11_GMELIT11_1:line | -1209 | 1600 | 1600 | -391 | 76 | []
RS_KS_CO_00002 | N-1 400 kV Kosovo B-Nis 2 | [MK-GR] 400 kV Bitola-Meliti | XFL_BI11_GMELIT11_1:line | -1209 | 1600 | 1600 | -391 | 76 | []
RS_MK_00001 | N-1 400 kV Vranje 4 -Stip | [MK-GR] 400 kV Bitola-Meliti | XFL_BI11_GMELIT11_1:line | -1204 | 1600 | 1600 | -396 | 75 | []
BG_CO_00005, BG_CO_00007 | N-1 400kV Vetren - Chervena Mogila , N-1 400kV Maritsa Iztok - Plovdiv ck. 2 | [MK-GR] 400 kV Bitola-Meliti | XFL_BI11_GMELIT11_1:line | -1203 | 1600 | 1600 | -397 | 75 | []
BG_RS_CO_00001 | N-1 400kV Sofia Zapad - Nis Â | [MK-GR] 400 kV Bitola-Meliti | XFL_BI11_GMELIT11_1:line | -1202 | 1600 | 1600 | -398 | 75 | []
BG_CO_00006, BG_CO_00008 | N-1 400kV Plovdiv - Vetren , N-1 400kV Plovdiv - Vetren | [MK-GR] 400 kV Bitola-Meliti | XFL_BI11_GMELIT11_1:line | -1202 | 1600 | 1600 | -398 | 75 | []
GR_CO_00005 | N-1 400 kV Thessaloniki-Lagadas ck.2 | [MK-GR] 400 kV Bitola-Meliti | XFL_BI11_GMELIT11_1:line | -1180 | 1600 | 1600 | -420 | 74 | []
KS_ME_CO_00001 | N-1 400 kV Pec 3-Ribarevina | [MK-GR] 400 kV Bitola-Meliti | XFL_BI11_GMELIT11_1:line | -1169 | 1600 | 1600 | -431 | 73 | []
MK_KS_CO_00001 | N-1 400 kV Skopje 5 âUrosevac | [MK-GR] 400 kV Bitola-Meliti | XFL_BI11_GMELIT11_1:line | -1160 | 1600 | 1600 | -440 | 72 | []
MK_CO_00003 | N-1 400 kV Skopje 4 âSkopje 5 | [MK-GR] 400 kV Bitola-Meliti | XFL_BI11_GMELIT11_1:line | -1152 | 1600 | 1600 | -448 | 72 | []
BG_MK_CO_00001 | N-1 400kV Chervena Mogila - Stip | [MK-GR] 400 kV Bitola-Meliti | XFL_BI11_GMELIT11_1:line | -1150 | 1600 | 1600 | -450 | 72 | []

## 1830Curative
Detailed results
Generated at: | 2024-05-05 07:55
Business day: | 05.05.2024
Timestamp: | 18:30
Border & direction: | North-Greece Exporting
Horizon: | ID
Remedial actions: | true
Evaluation type: | CURATIVE
TTC [MW]: | 2441
Fallback applied | false
Loading threshold | 0.7
Applied RAs
CO ID | RA ID | Name of the RA | Usage | Type | Location | Status
Limiting CNECs
CO ID | Name of the CO | Name of the CNE | CNE UCTE branch | Calculated I (A) | I max (PRE) | I max (CUR) | Margin (A) | Loading (%) | Applicable curative RAs
AL_GR_CO_00001 | N-1 400 kV Zemplak-Kardia | [MK-GR] 400 kV Bitola-Meliti | XFL_BI11_GMELIT11_1:line | -1599 |  | 1600 | -1 | 100 | []
AL_CO_00002 | N-1 400 kV Elbasan 2-Zemlak | [MK-GR] 400 kV Bitola-Meliti | XFL_BI11_GMELIT11_1:line | -1505 |  | 1600 | -95 | 94 | []
IT_GR_CO_00001 | N-1 400 kV Galatina-Arachthos | [MK-GR] 400 kV Bitola-Meliti | XFL_BI11_GMELIT11_1:line | -1447 |  | 1600 | -153 | 90 | []
MK_GR_CO_00002 | N-1 400 kV Dubrovo-Thessaloniki | [MK-GR] 400 kV Bitola-Meliti | XFL_BI11_GMELIT11_1:line | -1402 |  | 1600 | -198 | 88 | []
BG_GR_CO_00001 | N-1 400 kV Blagoevgrad - Thessaloniki | [MK-GR] 400 kV Bitola-Meliti | XFL_BI11_GMELIT11_1:line | -1348 |  | 1600 | -252 | 84 | []
GR_CO_00004 | N-1 400 kV Amideo-Lagadas ck.2 | [MK-GR] 400 kV Bitola-Meliti | XFL_BI11_GMELIT11_1:line | -1322 |  | 1600 | -278 | 83 | []
GR_CO_00001 | N-1 400 kV Filippoi-Nea Santa ck.2 | [MK-GR] 400 kV Bitola-Meliti | XFL_BI11_GMELIT11_1:line | -1297 |  | 1600 | -303 | 81 | []
GR_CO_00002 | N-1 400 kV Filippoi-Lagadas ck.2 | [MK-GR] 400 kV Bitola-Meliti | XFL_BI11_GMELIT11_1:line | -1283 |  | 1600 | -317 | 80 | []
AL_CO_00001 | N-1 400 kV Elbasan 2-Tirana 2 | [MK-GR] 400 kV Bitola-Meliti | XFL_BI11_GMELIT11_1:line | -1274 |  | 1600 | -326 | 80 | []
AL_ME_CO_00001 | N-1 400 kV Tirana 2âPodgorica 2 | [MK-GR] 400 kV Bitola-Meliti | XFL_BI11_GMELIT11_1:line | -1271 |  | 1600 | -329 | 79 | []
BG_GR_CO_00002 | N-1 400kV MARITSA IZTOK-NEA SANTA-CK-1 | [MK-GR] 400 kV Bitola-Meliti | XFL_BI11_GMELIT11_1:line | -1249 |  | 1600 | -351 | 78 | []
TR_GR_CO_00001 | N-1 400 kV Babaeski-N Santa | [MK-GR] 400 kV Bitola-Meliti | XFL_BI11_GMELIT11_1:line | -1235 |  | 1600 | -365 | 77 | []
KS_CO_00001 | N-1 400 kV Kosovo B-Urosevac | [MK-GR] 400 kV Bitola-Meliti | XFL_BI11_GMELIT11_1:line | -1228 |  | 1600 | -372 | 77 | []
TR_CO_00001 | N-1 400 kV Habitabat NGCC -Babaeski | [MK-GR] 400 kV Bitola-Meliti | XFL_BI11_GMELIT11_1:line | -1225 |  | 1600 | -375 | 77 | []
BG_TR_CO_00002 | N-1 400kV Maritsa 3 - Hamitabat 2 | [MK-GR] 400 kV Bitola-Meliti | XFL_BI11_GMELIT11_1:line | -1215 |  | 1600 | -385 | 76 | []
BG_TR_CO_00001 | N-1 400kV Maritsa 3 - Hamitabat 1 | [MK-GR] 400 kV Bitola-Meliti | XFL_BI11_GMELIT11_1:line | -1214 |  | 1600 | -386 | 76 | []
RS_CO_00004 | N-1 400 kV Nis 2 âLeskovac 2 | [MK-GR] 400 kV Bitola-Meliti | XFL_BI11_GMELIT11_1:line | -1214 |  | 1600 | -386 | 76 | []
BG_CO_00009 | N-1 400kV Maritsa Iztok 2Â - Maritsa Iztok 3 | [MK-GR] 400 kV Bitola-Meliti | XFL_BI11_GMELIT11_1:line | -1213 |  | 1600 | -387 | 76 | []
BC | Base Case | [MK-GR] 400 kV Bitola-Meliti | XFL_BI11_GMELIT11_1:line | -1213 |  | 1600 | -387 | 76 | []
RS_CO_00003 | N-1 400 kV Vranje 4 âLeskovac 2 | [MK-GR] 400 kV Bitola-Meliti | XFL_BI11_GMELIT11_1:line | -1209 |  | 1600 | -391 | 76 | []
RS_KS_CO_00002 | N-1 400 kV Kosovo B-Nis 2 | [MK-GR] 400 kV Bitola-Meliti | XFL_BI11_GMELIT11_1:line | -1209 |  | 1600 | -391 | 76 | []
RS_MK_00001 | N-1 400 kV Vranje 4 -Stip | [MK-GR] 400 kV Bitola-Meliti | XFL_BI11_GMELIT11_1:line | -1204 |  | 1600 | -396 | 75 | []
BG_CO_00005, BG_CO_00007 | N-1 400kV Vetren - Chervena Mogila , N-1 400kV Maritsa Iztok - Plovdiv ck. 2 | [MK-GR] 400 kV Bitola-Meliti | XFL_BI11_GMELIT11_1:line | -1203 |  | 1600 | -397 | 75 | []
BG_RS_CO_00001 | N-1 400kV Sofia Zapad - Nis Â | [MK-GR] 400 kV Bitola-Meliti | XFL_BI11_GMELIT11_1:line | -1202 |  | 1600 | -398 | 75 | []
BG_CO_00006, BG_CO_00008 | N-1 400kV Plovdiv - Vetren , N-1 400kV Plovdiv - Vetren | [MK-GR] 400 kV Bitola-Meliti | XFL_BI11_GMELIT11_1:line | -1202 |  | 1600 | -398 | 75 | []
GR_CO_00005 | N-1 400 kV Thessaloniki-Lagadas ck.2 | [MK-GR] 400 kV Bitola-Meliti | XFL_BI11_GMELIT11_1:line | -1180 |  | 1600 | -420 | 74 | []
KS_ME_CO_00001 | N-1 400 kV Pec 3-Ribarevina | [MK-GR] 400 kV Bitola-Meliti | XFL_BI11_GMELIT11_1:line | -1169 |  | 1600 | -431 | 73 | []
MK_KS_CO_00001 | N-1 400 kV Skopje 5 âUrosevac | [MK-GR] 400 kV Bitola-Meliti | XFL_BI11_GMELIT11_1:line | -1160 |  | 1600 | -440 | 72 | []
MK_CO_00003 | N-1 400 kV Skopje 4 âSkopje 5 | [MK-GR] 400 kV Bitola-Meliti | XFL_BI11_GMELIT11_1:line | -1152 |  | 1600 | -448 | 72 | []
BG_MK_CO_00001 | N-1 400kV Chervena Mogila - Stip | [MK-GR] 400 kV Bitola-Meliti | XFL_BI11_GMELIT11_1:line | -1150 |  | 1600 | -450 | 72 | []

## 1930Preventive
Detailed results
Generated at: | 2024-05-05 07:55
Business day: | 05.05.2024
Timestamp: | 19:30
Border & direction: | North-Greece Exporting
Horizon: | ID
Remedial actions: | true
Evaluation type: | PREVENTIVE
TTC [MW]: | 2433
Fallback applied | false
Loading threshold | 0.7
Applied RAs
CO ID | RA ID | Name of the RA | Usage | Type | Location | Status
Limiting CNECs
CO ID | Name of the CO | Name of the CNE | CNE UCTE branch | Calculated I (A) | I max (PRE) | I max (CUR) | Margin (A) | Loading (%) | Applicable curative RAs
AL_GR_CO_00001 | N-1 400 kV Zemplak-Kardia | [MK-GR] 400 kV Bitola-Meliti | XFL_BI11_GMELIT11_1:line | -1593 | 1600 | 1600 | -7 | 100 | []
AL_CO_00002 | N-1 400 kV Elbasan 2-Zemlak | [MK-GR] 400 kV Bitola-Meliti | XFL_BI11_GMELIT11_1:line | -1483 | 1600 | 1600 | -117 | 93 | []
IT_GR_CO_00001 | N-1 400 kV Galatina-Arachthos | [MK-GR] 400 kV Bitola-Meliti | XFL_BI11_GMELIT11_1:line | -1437 | 1600 | 1600 | -163 | 90 | []
MK_GR_CO_00002 | N-1 400 kV Dubrovo-Thessaloniki | [MK-GR] 400 kV Bitola-Meliti | XFL_BI11_GMELIT11_1:line | -1398 | 1600 | 1600 | -202 | 87 | []
BG_GR_CO_00001 | N-1 400 kV Blagoevgrad - Thessaloniki | [MK-GR] 400 kV Bitola-Meliti | XFL_BI11_GMELIT11_1:line | -1339 | 1600 | 1600 | -261 | 84 | []
GR_CO_00004 | N-1 400 kV Amideo-Lagadas ck.2 | [MK-GR] 400 kV Bitola-Meliti | XFL_BI11_GMELIT11_1:line | -1312 | 1600 | 1600 | -288 | 82 | []
AL_ME_CO_00001 | N-1 400 kV Tirana 2âPodgorica 2 | [MK-GR] 400 kV Bitola-Meliti | XFL_BI11_GMELIT11_1:line | -1291 | 1600 | 1600 | -309 | 81 | []
GR_CO_00001 | N-1 400 kV Filippoi-Nea Santa ck.2 | [MK-GR] 400 kV Bitola-Meliti | XFL_BI11_GMELIT11_1:line | -1290 | 1600 | 1600 | -310 | 81 | []
AL_CO_00001 | N-1 400 kV Elbasan 2-Tirana 2 | [MK-GR] 400 kV Bitola-Meliti | XFL_BI11_GMELIT11_1:line | -1272 | 1600 | 1600 | -328 | 79 | []
GR_CO_00002 | N-1 400 kV Filippoi-Lagadas ck.2 | [MK-GR] 400 kV Bitola-Meliti | XFL_BI11_GMELIT11_1:line | -1269 | 1600 | 1600 | -331 | 79 | []
BG_GR_CO_00002 | N-1 400kV MARITSA IZTOK-NEA SANTA-CK-1 | [MK-GR] 400 kV Bitola-Meliti | XFL_BI11_GMELIT11_1:line | -1238 | 1600 | 1600 | -362 | 77 | []
TR_GR_CO_00001 | N-1 400 kV Babaeski-N Santa | [MK-GR] 400 kV Bitola-Meliti | XFL_BI11_GMELIT11_1:line | -1226 | 1600 | 1600 | -374 | 77 | []
TR_CO_00001 | N-1 400 kV Habitabat NGCC -Babaeski | [MK-GR] 400 kV Bitola-Meliti | XFL_BI11_GMELIT11_1:line | -1209 | 1600 | 1600 | -391 | 76 | []
KS_CO_00001 | N-1 400 kV Kosovo B-Urosevac | [MK-GR] 400 kV Bitola-Meliti | XFL_BI11_GMELIT11_1:line | -1207 | 1600 | 1600 | -393 | 75 | []
BG_TR_CO_00002 | N-1 400kV Maritsa 3 - Hamitabat 2 | [MK-GR] 400 kV Bitola-Meliti | XFL_BI11_GMELIT11_1:line | -1207 | 1600 | 1600 | -393 | 75 | []
BG_TR_CO_00001 | N-1 400kV Maritsa 3 - Hamitabat 1 | [MK-GR] 400 kV Bitola-Meliti | XFL_BI11_GMELIT11_1:line | -1206 | 1600 | 1600 | -394 | 75 | []
BG_CO_00009 | N-1 400kV Maritsa Iztok 2Â - Maritsa Iztok 3 | [MK-GR] 400 kV Bitola-Meliti | XFL_BI11_GMELIT11_1:line | -1205 | 1600 | 1600 | -395 | 75 | []
BC | Base Case | [MK-GR] 400 kV Bitola-Meliti | XFL_BI11_GMELIT11_1:line | -1204 | 1600 | 1600 | -396 | 75 | []
RS_CO_00004 | N-1 400 kV Nis 2 âLeskovac 2 | [MK-GR] 400 kV Bitola-Meliti | XFL_BI11_GMELIT11_1:line | -1203 | 1600 | 1600 | -397 | 75 | []
BG_RS_CO_00001 | N-1 400kV Sofia Zapad - Nis Â | [MK-GR] 400 kV Bitola-Meliti | XFL_BI11_GMELIT11_1:line | -1199 | 1600 | 1600 | -401 | 75 | []
RS_KS_CO_00002 | N-1 400 kV Kosovo B-Nis 2 | [MK-GR] 400 kV Bitola-Meliti | XFL_BI11_GMELIT11_1:line | -1197 | 1600 | 1600 | -403 | 75 | []
RS_CO_00003 | N-1 400 kV Vranje 4 âLeskovac 2 | [MK-GR] 400 kV Bitola-Meliti | XFL_BI11_GMELIT11_1:line | -1195 | 1600 | 1600 | -405 | 75 | []
BG_CO_00005, BG_CO_00007 | N-1 400kV Vetren - Chervena Mogila , N-1 400kV Maritsa Iztok - Plovdiv ck. 2 | [MK-GR] 400 kV Bitola-Meliti | XFL_BI11_GMELIT11_1:line | -1195 | 1600 | 1600 | -405 | 75 | []
BG_CO_00006, BG_CO_00008 | N-1 400kV Plovdiv - Vetren , N-1 400kV Plovdiv - Vetren | [MK-GR] 400 kV Bitola-Meliti | XFL_BI11_GMELIT11_1:line | -1194 | 1600 | 1600 | -406 | 75 | []
RS_MK_00001 | N-1 400 kV Vranje 4 -Stip | [MK-GR] 400 kV Bitola-Meliti | XFL_BI11_GMELIT11_1:line | -1188 | 1600 | 1600 | -412 | 74 | []
GR_CO_00005 | N-1 400 kV Thessaloniki-Lagadas ck.2 | [MK-GR] 400 kV Bitola-Meliti | XFL_BI11_GMELIT11_1:line | -1175 | 1600 | 1600 | -425 | 73 | []
KS_ME_CO_00001 | N-1 400 kV Pec 3-Ribarevina | [MK-GR] 400 kV Bitola-Meliti | XFL_BI11_GMELIT11_1:line | -1154 | 1600 | 1600 | -446 | 72 | []
BG_MK_CO_00001 | N-1 400kV Chervena Mogila - Stip | [MK-GR] 400 kV Bitola-Meliti | XFL_BI11_GMELIT11_1:line | -1145 | 1600 | 1600 | -455 | 72 | []
MK_CO_00003 | N-1 400 kV Skopje 4 âSkopje 5 | [MK-GR] 400 kV Bitola-Meliti | XFL_BI11_GMELIT11_1:line | -1137 | 1600 | 1600 | -463 | 71 | []
MK_KS_CO_00001 | N-1 400 kV Skopje 5 âUrosevac | [MK-GR] 400 kV Bitola-Meliti | XFL_BI11_GMELIT11_1:line | -1133 | 1600 | 1600 | -467 | 71 | []

## 1930Curative
Detailed results
Generated at: | 2024-05-05 07:55
Business day: | 05.05.2024
Timestamp: | 19:30
Border & direction: | North-Greece Exporting
Horizon: | ID
Remedial actions: | true
Evaluation type: | CURATIVE
TTC [MW]: | 2433
Fallback applied | false
Loading threshold | 0.7
Applied RAs
CO ID | RA ID | Name of the RA | Usage | Type | Location | Status
Limiting CNECs
CO ID | Name of the CO | Name of the CNE | CNE UCTE branch | Calculated I (A) | I max (PRE) | I max (CUR) | Margin (A) | Loading (%) | Applicable curative RAs
AL_GR_CO_00001 | N-1 400 kV Zemplak-Kardia | [MK-GR] 400 kV Bitola-Meliti | XFL_BI11_GMELIT11_1:line | -1593 |  | 1600 | -7 | 100 | []
AL_CO_00002 | N-1 400 kV Elbasan 2-Zemlak | [MK-GR] 400 kV Bitola-Meliti | XFL_BI11_GMELIT11_1:line | -1483 |  | 1600 | -117 | 93 | []
IT_GR_CO_00001 | N-1 400 kV Galatina-Arachthos | [MK-GR] 400 kV Bitola-Meliti | XFL_BI11_GMELIT11_1:line | -1437 |  | 1600 | -163 | 90 | []
MK_GR_CO_00002 | N-1 400 kV Dubrovo-Thessaloniki | [MK-GR] 400 kV Bitola-Meliti | XFL_BI11_GMELIT11_1:line | -1398 |  | 1600 | -202 | 87 | []
BG_GR_CO_00001 | N-1 400 kV Blagoevgrad - Thessaloniki | [MK-GR] 400 kV Bitola-Meliti | XFL_BI11_GMELIT11_1:line | -1339 |  | 1600 | -261 | 84 | []
GR_CO_00004 | N-1 400 kV Amideo-Lagadas ck.2 | [MK-GR] 400 kV Bitola-Meliti | XFL_BI11_GMELIT11_1:line | -1312 |  | 1600 | -288 | 82 | []
AL_ME_CO_00001 | N-1 400 kV Tirana 2âPodgorica 2 | [MK-GR] 400 kV Bitola-Meliti | XFL_BI11_GMELIT11_1:line | -1291 |  | 1600 | -309 | 81 | []
GR_CO_00001 | N-1 400 kV Filippoi-Nea Santa ck.2 | [MK-GR] 400 kV Bitola-Meliti | XFL_BI11_GMELIT11_1:line | -1290 |  | 1600 | -310 | 81 | []
AL_CO_00001 | N-1 400 kV Elbasan 2-Tirana 2 | [MK-GR] 400 kV Bitola-Meliti | XFL_BI11_GMELIT11_1:line | -1272 |  | 1600 | -328 | 79 | []
GR_CO_00002 | N-1 400 kV Filippoi-Lagadas ck.2 | [MK-GR] 400 kV Bitola-Meliti | XFL_BI11_GMELIT11_1:line | -1269 |  | 1600 | -331 | 79 | []
BG_GR_CO_00002 | N-1 400kV MARITSA IZTOK-NEA SANTA-CK-1 | [MK-GR] 400 kV Bitola-Meliti | XFL_BI11_GMELIT11_1:line | -1238 |  | 1600 | -362 | 77 | []
TR_GR_CO_00001 | N-1 400 kV Babaeski-N Santa | [MK-GR] 400 kV Bitola-Meliti | XFL_BI11_GMELIT11_1:line | -1226 |  | 1600 | -374 | 77 | []
TR_CO_00001 | N-1 400 kV Habitabat NGCC -Babaeski | [MK-GR] 400 kV Bitola-Meliti | XFL_BI11_GMELIT11_1:line | -1209 |  | 1600 | -391 | 76 | []
KS_CO_00001 | N-1 400 kV Kosovo B-Urosevac | [MK-GR] 400 kV Bitola-Meliti | XFL_BI11_GMELIT11_1:line | -1207 |  | 1600 | -393 | 75 | []
BG_TR_CO_00002 | N-1 400kV Maritsa 3 - Hamitabat 2 | [MK-GR] 400 kV Bitola-Meliti | XFL_BI11_GMELIT11_1:line | -1207 |  | 1600 | -393 | 75 | []
BG_TR_CO_00001 | N-1 400kV Maritsa 3 - Hamitabat 1 | [MK-GR] 400 kV Bitola-Meliti | XFL_BI11_GMELIT11_1:line | -1206 |  | 1600 | -394 | 75 | []
BG_CO_00009 | N-1 400kV Maritsa Iztok 2Â - Maritsa Iztok 3 | [MK-GR] 400 kV Bitola-Meliti | XFL_BI11_GMELIT11_1:line | -1205 |  | 1600 | -395 | 75 | []
BC | Base Case | [MK-GR] 400 kV Bitola-Meliti | XFL_BI11_GMELIT11_1:line | -1204 |  | 1600 | -396 | 75 | []
RS_CO_00004 | N-1 400 kV Nis 2 âLeskovac 2 | [MK-GR] 400 kV Bitola-Meliti | XFL_BI11_GMELIT11_1:line | -1203 |  | 1600 | -397 | 75 | []
BG_RS_CO_00001 | N-1 400kV Sofia Zapad - Nis Â | [MK-GR] 400 kV Bitola-Meliti | XFL_BI11_GMELIT11_1:line | -1199 |  | 1600 | -401 | 75 | []
RS_KS_CO_00002 | N-1 400 kV Kosovo B-Nis 2 | [MK-GR] 400 kV Bitola-Meliti | XFL_BI11_GMELIT11_1:line | -1197 |  | 1600 | -403 | 75 | []
RS_CO_00003 | N-1 400 kV Vranje 4 âLeskovac 2 | [MK-GR] 400 kV Bitola-Meliti | XFL_BI11_GMELIT11_1:line | -1195 |  | 1600 | -405 | 75 | []
BG_CO_00005, BG_CO_00007 | N-1 400kV Vetren - Chervena Mogila , N-1 400kV Maritsa Iztok - Plovdiv ck. 2 | [MK-GR] 400 kV Bitola-Meliti | XFL_BI11_GMELIT11_1:line | -1195 |  | 1600 | -405 | 75 | []
BG_CO_00006, BG_CO_00008 | N-1 400kV Plovdiv - Vetren , N-1 400kV Plovdiv - Vetren | [MK-GR] 400 kV Bitola-Meliti | XFL_BI11_GMELIT11_1:line | -1194 |  | 1600 | -406 | 75 | []
RS_MK_00001 | N-1 400 kV Vranje 4 -Stip | [MK-GR] 400 kV Bitola-Meliti | XFL_BI11_GMELIT11_1:line | -1188 |  | 1600 | -412 | 74 | []
GR_CO_00005 | N-1 400 kV Thessaloniki-Lagadas ck.2 | [MK-GR] 400 kV Bitola-Meliti | XFL_BI11_GMELIT11_1:line | -1175 |  | 1600 | -425 | 73 | []
KS_ME_CO_00001 | N-1 400 kV Pec 3-Ribarevina | [MK-GR] 400 kV Bitola-Meliti | XFL_BI11_GMELIT11_1:line | -1154 |  | 1600 | -446 | 72 | []
BG_MK_CO_00001 | N-1 400kV Chervena Mogila - Stip | [MK-GR] 400 kV Bitola-Meliti | XFL_BI11_GMELIT11_1:line | -1145 |  | 1600 | -455 | 72 | []
MK_CO_00003 | N-1 400 kV Skopje 4 âSkopje 5 | [MK-GR] 400 kV Bitola-Meliti | XFL_BI11_GMELIT11_1:line | -1137 |  | 1600 | -463 | 71 | []
MK_KS_CO_00001 | N-1 400 kV Skopje 5 âUrosevac | [MK-GR] 400 kV Bitola-Meliti | XFL_BI11_GMELIT11_1:line | -1133 |  | 1600 | -467 | 71 | []

## 2030Preventive
Detailed results
Generated at: | 2024-05-05 07:55
Business day: | 05.05.2024
Timestamp: | 20:30
Border & direction: | North-Greece Exporting
Horizon: | ID
Remedial actions: | true
Evaluation type: | PREVENTIVE
TTC [MW]: | 2413
Fallback applied | false
Loading threshold | 0.7
Applied RAs
CO ID | RA ID | Name of the RA | Usage | Type | Location | Status
Limiting CNECs
CO ID | Name of the CO | Name of the CNE | CNE UCTE branch | Calculated I (A) | I max (PRE) | I max (CUR) | Margin (A) | Loading (%) | Applicable curative RAs
AL_GR_CO_00001 | N-1 400 kV Zemplak-Kardia | [MK-GR] 400 kV Bitola-Meliti | XFL_BI11_GMELIT11_1:line | -1593 | 1600 | 1600 | -7 | 100 | []
AL_CO_00002 | N-1 400 kV Elbasan 2-Zemlak | [MK-GR] 400 kV Bitola-Meliti | XFL_BI11_GMELIT11_1:line | -1479 | 1600 | 1600 | -121 | 92 | []
IT_GR_CO_00001 | N-1 400 kV Galatina-Arachthos | [MK-GR] 400 kV Bitola-Meliti | XFL_BI11_GMELIT11_1:line | -1446 | 1600 | 1600 | -154 | 90 | []
MK_GR_CO_00002 | N-1 400 kV Dubrovo-Thessaloniki | [MK-GR] 400 kV Bitola-Meliti | XFL_BI11_GMELIT11_1:line | -1407 | 1600 | 1600 | -193 | 88 | []
BG_GR_CO_00001 | N-1 400 kV Blagoevgrad - Thessaloniki | [MK-GR] 400 kV Bitola-Meliti | XFL_BI11_GMELIT11_1:line | -1346 | 1600 | 1600 | -254 | 84 | []
GR_CO_00004 | N-1 400 kV Amideo-Lagadas ck.2 | [MK-GR] 400 kV Bitola-Meliti | XFL_BI11_GMELIT11_1:line | -1320 | 1600 | 1600 | -280 | 82 | []
GR_CO_00001 | N-1 400 kV Filippoi-Nea Santa ck.2 | [MK-GR] 400 kV Bitola-Meliti | XFL_BI11_GMELIT11_1:line | -1298 | 1600 | 1600 | -302 | 81 | []
AL_ME_CO_00001 | N-1 400 kV Tirana 2âPodgorica 2 | [MK-GR] 400 kV Bitola-Meliti | XFL_BI11_GMELIT11_1:line | -1284 | 1600 | 1600 | -316 | 80 | []
GR_CO_00002 | N-1 400 kV Filippoi-Lagadas ck.2 | [MK-GR] 400 kV Bitola-Meliti | XFL_BI11_GMELIT11_1:line | -1277 | 1600 | 1600 | -323 | 80 | []
AL_CO_00001 | N-1 400 kV Elbasan 2-Tirana 2 | [MK-GR] 400 kV Bitola-Meliti | XFL_BI11_GMELIT11_1:line | -1274 | 1600 | 1600 | -326 | 80 | []
BG_GR_CO_00002 | N-1 400kV MARITSA IZTOK-NEA SANTA-CK-1 | [MK-GR] 400 kV Bitola-Meliti | XFL_BI11_GMELIT11_1:line | -1247 | 1600 | 1600 | -353 | 78 | []
TR_GR_CO_00001 | N-1 400 kV Babaeski-N Santa | [MK-GR] 400 kV Bitola-Meliti | XFL_BI11_GMELIT11_1:line | -1236 | 1600 | 1600 | -364 | 77 | []
KS_CO_00001 | N-1 400 kV Kosovo B-Urosevac | [MK-GR] 400 kV Bitola-Meliti | XFL_BI11_GMELIT11_1:line | -1228 | 1600 | 1600 | -372 | 77 | []
TR_CO_00001 | N-1 400 kV Habitabat NGCC -Babaeski | [MK-GR] 400 kV Bitola-Meliti | XFL_BI11_GMELIT11_1:line | -1219 | 1600 | 1600 | -381 | 76 | []
BG_TR_CO_00002 | N-1 400kV Maritsa 3 - Hamitabat 2 | [MK-GR] 400 kV Bitola-Meliti | XFL_BI11_GMELIT11_1:line | -1216 | 1600 | 1600 | -384 | 76 | []
BG_TR_CO_00001 | N-1 400kV Maritsa 3 - Hamitabat 1 | [MK-GR] 400 kV Bitola-Meliti | XFL_BI11_GMELIT11_1:line | -1215 | 1600 | 1600 | -385 | 76 | []
RS_CO_00004 | N-1 400 kV Nis 2 âLeskovac 2 | [MK-GR] 400 kV Bitola-Meliti | XFL_BI11_GMELIT11_1:line | -1215 | 1600 | 1600 | -385 | 76 | []
BG_CO_00009 | N-1 400kV Maritsa Iztok 2Â - Maritsa Iztok 3 | [MK-GR] 400 kV Bitola-Meliti | XFL_BI11_GMELIT11_1:line | -1214 | 1600 | 1600 | -386 | 76 | []
BC | Base Case | [MK-GR] 400 kV Bitola-Meliti | XFL_BI11_GMELIT11_1:line | -1214 | 1600 | 1600 | -386 | 76 | []
RS_CO_00003 | N-1 400 kV Vranje 4 âLeskovac 2 | [MK-GR] 400 kV Bitola-Meliti | XFL_BI11_GMELIT11_1:line | -1208 | 1600 | 1600 | -392 | 75 | []
RS_KS_CO_00002 | N-1 400 kV Kosovo B-Nis 2 | [MK-GR] 400 kV Bitola-Meliti | XFL_BI11_GMELIT11_1:line | -1207 | 1600 | 1600 | -393 | 75 | []
BG_RS_CO_00001 | N-1 400kV Sofia Zapad - Nis Â | [MK-GR] 400 kV Bitola-Meliti | XFL_BI11_GMELIT11_1:line | -1207 | 1600 | 1600 | -393 | 75 | []
BG_CO_00005, BG_CO_00007 | N-1 400kV Vetren - Chervena Mogila , N-1 400kV Maritsa Iztok - Plovdiv ck. 2 | [MK-GR] 400 kV Bitola-Meliti | XFL_BI11_GMELIT11_1:line | -1205 | 1600 | 1600 | -395 | 75 | []
BG_CO_00006, BG_CO_00008 | N-1 400kV Plovdiv - Vetren , N-1 400kV Plovdiv - Vetren | [MK-GR] 400 kV Bitola-Meliti | XFL_BI11_GMELIT11_1:line | -1203 | 1600 | 1600 | -397 | 75 | []
RS_MK_00001 | N-1 400 kV Vranje 4 -Stip | [MK-GR] 400 kV Bitola-Meliti | XFL_BI11_GMELIT11_1:line | -1201 | 1600 | 1600 | -399 | 75 | []
GR_CO_00005 | N-1 400 kV Thessaloniki-Lagadas ck.2 | [MK-GR] 400 kV Bitola-Meliti | XFL_BI11_GMELIT11_1:line | -1185 | 1600 | 1600 | -415 | 74 | []
KS_ME_CO_00001 | N-1 400 kV Pec 3-Ribarevina | [MK-GR] 400 kV Bitola-Meliti | XFL_BI11_GMELIT11_1:line | -1178 | 1600 | 1600 | -422 | 74 | []
MK_KS_CO_00001 | N-1 400 kV Skopje 5 âUrosevac | [MK-GR] 400 kV Bitola-Meliti | XFL_BI11_GMELIT11_1:line | -1159 | 1600 | 1600 | -441 | 72 | []
BG_MK_CO_00001 | N-1 400kV Chervena Mogila - Stip | [MK-GR] 400 kV Bitola-Meliti | XFL_BI11_GMELIT11_1:line | -1158 | 1600 | 1600 | -442 | 72 | []
MK_CO_00003 | N-1 400 kV Skopje 4 âSkopje 5 | [MK-GR] 400 kV Bitola-Meliti | XFL_BI11_GMELIT11_1:line | -1151 | 1600 | 1600 | -449 | 72 | []

## 2030Curative
Detailed results
Generated at: | 2024-05-05 07:55
Business day: | 05.05.2024
Timestamp: | 20:30
Border & direction: | North-Greece Exporting
Horizon: | ID
Remedial actions: | true
Evaluation type: | CURATIVE
TTC [MW]: | 2413
Fallback applied | false
Loading threshold | 0.7
Applied RAs
CO ID | RA ID | Name of the RA | Usage | Type | Location | Status
Limiting CNECs
CO ID | Name of the CO | Name of the CNE | CNE UCTE branch | Calculated I (A) | I max (PRE) | I max (CUR) | Margin (A) | Loading (%) | Applicable curative RAs
AL_GR_CO_00001 | N-1 400 kV Zemplak-Kardia | [MK-GR] 400 kV Bitola-Meliti | XFL_BI11_GMELIT11_1:line | -1593 |  | 1600 | -7 | 100 | []
AL_CO_00002 | N-1 400 kV Elbasan 2-Zemlak | [MK-GR] 400 kV Bitola-Meliti | XFL_BI11_GMELIT11_1:line | -1479 |  | 1600 | -121 | 92 | []
IT_GR_CO_00001 | N-1 400 kV Galatina-Arachthos | [MK-GR] 400 kV Bitola-Meliti | XFL_BI11_GMELIT11_1:line | -1446 |  | 1600 | -154 | 90 | []
MK_GR_CO_00002 | N-1 400 kV Dubrovo-Thessaloniki | [MK-GR] 400 kV Bitola-Meliti | XFL_BI11_GMELIT11_1:line | -1407 |  | 1600 | -193 | 88 | []
BG_GR_CO_00001 | N-1 400 kV Blagoevgrad - Thessaloniki | [MK-GR] 400 kV Bitola-Meliti | XFL_BI11_GMELIT11_1:line | -1346 |  | 1600 | -254 | 84 | []
GR_CO_00004 | N-1 400 kV Amideo-Lagadas ck.2 | [MK-GR] 400 kV Bitola-Meliti | XFL_BI11_GMELIT11_1:line | -1320 |  | 1600 | -280 | 82 | []
GR_CO_00001 | N-1 400 kV Filippoi-Nea Santa ck.2 | [MK-GR] 400 kV Bitola-Meliti | XFL_BI11_GMELIT11_1:line | -1298 |  | 1600 | -302 | 81 | []
AL_ME_CO_00001 | N-1 400 kV Tirana 2âPodgorica 2 | [MK-GR] 400 kV Bitola-Meliti | XFL_BI11_GMELIT11_1:line | -1284 |  | 1600 | -316 | 80 | []
GR_CO_00002 | N-1 400 kV Filippoi-Lagadas ck.2 | [MK-GR] 400 kV Bitola-Meliti | XFL_BI11_GMELIT11_1:line | -1277 |  | 1600 | -323 | 80 | []
AL_CO_00001 | N-1 400 kV Elbasan 2-Tirana 2 | [MK-GR] 400 kV Bitola-Meliti | XFL_BI11_GMELIT11_1:line | -1274 |  | 1600 | -326 | 80 | []
BG_GR_CO_00002 | N-1 400kV MARITSA IZTOK-NEA SANTA-CK-1 | [MK-GR] 400 kV Bitola-Meliti | XFL_BI11_GMELIT11_1:line | -1247 |  | 1600 | -353 | 78 | []
TR_GR_CO_00001 | N-1 400 kV Babaeski-N Santa | [MK-GR] 400 kV Bitola-Meliti | XFL_BI11_GMELIT11_1:line | -1236 |  | 1600 | -364 | 77 | []
KS_CO_00001 | N-1 400 kV Kosovo B-Urosevac | [MK-GR] 400 kV Bitola-Meliti | XFL_BI11_GMELIT11_1:line | -1228 |  | 1600 | -372 | 77 | []
TR_CO_00001 | N-1 400 kV Habitabat NGCC -Babaeski | [MK-GR] 400 kV Bitola-Meliti | XFL_BI11_GMELIT11_1:line | -1219 |  | 1600 | -381 | 76 | []
BG_TR_CO_00002 | N-1 400kV Maritsa 3 - Hamitabat 2 | [MK-GR] 400 kV Bitola-Meliti | XFL_BI11_GMELIT11_1:line | -1216 |  | 1600 | -384 | 76 | []
BG_TR_CO_00001 | N-1 400kV Maritsa 3 - Hamitabat 1 | [MK-GR] 400 kV Bitola-Meliti | XFL_BI11_GMELIT11_1:line | -1215 |  | 1600 | -385 | 76 | []
RS_CO_00004 | N-1 400 kV Nis 2 âLeskovac 2 | [MK-GR] 400 kV Bitola-Meliti | XFL_BI11_GMELIT11_1:line | -1215 |  | 1600 | -385 | 76 | []
BG_CO_00009 | N-1 400kV Maritsa Iztok 2Â - Maritsa Iztok 3 | [MK-GR] 400 kV Bitola-Meliti | XFL_BI11_GMELIT11_1:line | -1214 |  | 1600 | -386 | 76 | []
BC | Base Case | [MK-GR] 400 kV Bitola-Meliti | XFL_BI11_GMELIT11_1:line | -1214 |  | 1600 | -386 | 76 | []
RS_CO_00003 | N-1 400 kV Vranje 4 âLeskovac 2 | [MK-GR] 400 kV Bitola-Meliti | XFL_BI11_GMELIT11_1:line | -1208 |  | 1600 | -392 | 75 | []
RS_KS_CO_00002 | N-1 400 kV Kosovo B-Nis 2 | [MK-GR] 400 kV Bitola-Meliti | XFL_BI11_GMELIT11_1:line | -1207 |  | 1600 | -393 | 75 | []
BG_RS_CO_00001 | N-1 400kV Sofia Zapad - Nis Â | [MK-GR] 400 kV Bitola-Meliti | XFL_BI11_GMELIT11_1:line | -1207 |  | 1600 | -393 | 75 | []
BG_CO_00005, BG_CO_00007 | N-1 400kV Vetren - Chervena Mogila , N-1 400kV Maritsa Iztok - Plovdiv ck. 2 | [MK-GR] 400 kV Bitola-Meliti | XFL_BI11_GMELIT11_1:line | -1205 |  | 1600 | -395 | 75 | []
BG_CO_00006, BG_CO_00008 | N-1 400kV Plovdiv - Vetren , N-1 400kV Plovdiv - Vetren | [MK-GR] 400 kV Bitola-Meliti | XFL_BI11_GMELIT11_1:line | -1203 |  | 1600 | -397 | 75 | []
RS_MK_00001 | N-1 400 kV Vranje 4 -Stip | [MK-GR] 400 kV Bitola-Meliti | XFL_BI11_GMELIT11_1:line | -1201 |  | 1600 | -399 | 75 | []
GR_CO_00005 | N-1 400 kV Thessaloniki-Lagadas ck.2 | [MK-GR] 400 kV Bitola-Meliti | XFL_BI11_GMELIT11_1:line | -1185 |  | 1600 | -415 | 74 | []
KS_ME_CO_00001 | N-1 400 kV Pec 3-Ribarevina | [MK-GR] 400 kV Bitola-Meliti | XFL_BI11_GMELIT11_1:line | -1178 |  | 1600 | -422 | 74 | []
MK_KS_CO_00001 | N-1 400 kV Skopje 5 âUrosevac | [MK-GR] 400 kV Bitola-Meliti | XFL_BI11_GMELIT11_1:line | -1159 |  | 1600 | -441 | 72 | []
BG_MK_CO_00001 | N-1 400kV Chervena Mogila - Stip | [MK-GR] 400 kV Bitola-Meliti | XFL_BI11_GMELIT11_1:line | -1158 |  | 1600 | -442 | 72 | []
MK_CO_00003 | N-1 400 kV Skopje 4 âSkopje 5 | [MK-GR] 400 kV Bitola-Meliti | XFL_BI11_GMELIT11_1:line | -1151 |  | 1600 | -449 | 72 | []

## 2130Preventive
Detailed results
Generated at: | 2024-05-05 07:55
Business day: | 05.05.2024
Timestamp: | 21:30
Border & direction: | North-Greece Exporting
Horizon: | ID
Remedial actions: | true
Evaluation type: | PREVENTIVE
TTC [MW]: | 2436
Fallback applied | false
Loading threshold | 0.7
Applied RAs
CO ID | RA ID | Name of the RA | Usage | Type | Location | Status
Limiting CNECs
CO ID | Name of the CO | Name of the CNE | CNE UCTE branch | Calculated I (A) | I max (PRE) | I max (CUR) | Margin (A) | Loading (%) | Applicable curative RAs
AL_GR_CO_00001 | N-1 400 kV Zemplak-Kardia | [MK-GR] 400 kV Bitola-Meliti | XFL_BI11_GMELIT11_1:line | -1598 | 1600 | 1600 | -2 | 100 | []
AL_CO_00002 | N-1 400 kV Elbasan 2-Zemlak | [MK-GR] 400 kV Bitola-Meliti | XFL_BI11_GMELIT11_1:line | -1491 | 1600 | 1600 | -109 | 93 | []
IT_GR_CO_00001 | N-1 400 kV Galatina-Arachthos | [MK-GR] 400 kV Bitola-Meliti | XFL_BI11_GMELIT11_1:line | -1448 | 1600 | 1600 | -152 | 90 | []
MK_GR_CO_00002 | N-1 400 kV Dubrovo-Thessaloniki | [MK-GR] 400 kV Bitola-Meliti | XFL_BI11_GMELIT11_1:line | -1415 | 1600 | 1600 | -185 | 88 | []
BG_GR_CO_00001 | N-1 400 kV Blagoevgrad - Thessaloniki | [MK-GR] 400 kV Bitola-Meliti | XFL_BI11_GMELIT11_1:line | -1343 | 1600 | 1600 | -257 | 84 | []
GR_CO_00004 | N-1 400 kV Amideo-Lagadas ck.2 | [MK-GR] 400 kV Bitola-Meliti | XFL_BI11_GMELIT11_1:line | -1311 | 1600 | 1600 | -289 | 82 | []
GR_CO_00001 | N-1 400 kV Filippoi-Nea Santa ck.2 | [MK-GR] 400 kV Bitola-Meliti | XFL_BI11_GMELIT11_1:line | -1295 | 1600 | 1600 | -305 | 81 | []
AL_ME_CO_00001 | N-1 400 kV Tirana 2âPodgorica 2 | [MK-GR] 400 kV Bitola-Meliti | XFL_BI11_GMELIT11_1:line | -1289 | 1600 | 1600 | -311 | 81 | []
AL_CO_00001 | N-1 400 kV Elbasan 2-Tirana 2 | [MK-GR] 400 kV Bitola-Meliti | XFL_BI11_GMELIT11_1:line | -1277 | 1600 | 1600 | -323 | 80 | []
GR_CO_00002 | N-1 400 kV Filippoi-Lagadas ck.2 | [MK-GR] 400 kV Bitola-Meliti | XFL_BI11_GMELIT11_1:line | -1269 | 1600 | 1600 | -331 | 79 | []
BG_GR_CO_00002 | N-1 400kV MARITSA IZTOK-NEA SANTA-CK-1 | [MK-GR] 400 kV Bitola-Meliti | XFL_BI11_GMELIT11_1:line | -1249 | 1600 | 1600 | -351 | 78 | []
TR_GR_CO_00001 | N-1 400 kV Babaeski-N Santa | [MK-GR] 400 kV Bitola-Meliti | XFL_BI11_GMELIT11_1:line | -1236 | 1600 | 1600 | -364 | 77 | []
KS_CO_00001 | N-1 400 kV Kosovo B-Urosevac | [MK-GR] 400 kV Bitola-Meliti | XFL_BI11_GMELIT11_1:line | -1223 | 1600 | 1600 | -377 | 76 | []
TR_CO_00001 | N-1 400 kV Habitabat NGCC -Babaeski | [MK-GR] 400 kV Bitola-Meliti | XFL_BI11_GMELIT11_1:line | -1218 | 1600 | 1600 | -382 | 76 | []
BG_TR_CO_00002 | N-1 400kV Maritsa 3 - Hamitabat 2 | [MK-GR] 400 kV Bitola-Meliti | XFL_BI11_GMELIT11_1:line | -1216 | 1600 | 1600 | -384 | 76 | []
BG_TR_CO_00001 | N-1 400kV Maritsa 3 - Hamitabat 1 | [MK-GR] 400 kV Bitola-Meliti | XFL_BI11_GMELIT11_1:line | -1215 | 1600 | 1600 | -385 | 76 | []
RS_CO_00004 | N-1 400 kV Nis 2 âLeskovac 2 | [MK-GR] 400 kV Bitola-Meliti | XFL_BI11_GMELIT11_1:line | -1214 | 1600 | 1600 | -386 | 76 | []
BC | Base Case | [MK-GR] 400 kV Bitola-Meliti | XFL_BI11_GMELIT11_1:line | -1213 | 1600 | 1600 | -387 | 76 | []
BG_CO_00009 | N-1 400kV Maritsa Iztok 2Â - Maritsa Iztok 3 | [MK-GR] 400 kV Bitola-Meliti | XFL_BI11_GMELIT11_1:line | -1213 | 1600 | 1600 | -387 | 76 | []
BG_RS_CO_00001 | N-1 400kV Sofia Zapad - Nis Â | [MK-GR] 400 kV Bitola-Meliti | XFL_BI11_GMELIT11_1:line | -1209 | 1600 | 1600 | -391 | 76 | []
RS_KS_CO_00002 | N-1 400 kV Kosovo B-Nis 2 | [MK-GR] 400 kV Bitola-Meliti | XFL_BI11_GMELIT11_1:line | -1208 | 1600 | 1600 | -392 | 76 | []
RS_CO_00003 | N-1 400 kV Vranje 4 âLeskovac 2 | [MK-GR] 400 kV Bitola-Meliti | XFL_BI11_GMELIT11_1:line | -1206 | 1600 | 1600 | -394 | 75 | []
BG_CO_00005, BG_CO_00007 | N-1 400kV Vetren - Chervena Mogila , N-1 400kV Maritsa Iztok - Plovdiv ck. 2 | [MK-GR] 400 kV Bitola-Meliti | XFL_BI11_GMELIT11_1:line | -1204 | 1600 | 1600 | -396 | 75 | []
BG_CO_00006, BG_CO_00008 | N-1 400kV Plovdiv - Vetren , N-1 400kV Plovdiv - Vetren | [MK-GR] 400 kV Bitola-Meliti | XFL_BI11_GMELIT11_1:line | -1203 | 1600 | 1600 | -397 | 75 | []
RS_MK_00001 | N-1 400 kV Vranje 4 -Stip | [MK-GR] 400 kV Bitola-Meliti | XFL_BI11_GMELIT11_1:line | -1199 | 1600 | 1600 | -401 | 75 | []
GR_CO_00005 | N-1 400 kV Thessaloniki-Lagadas ck.2 | [MK-GR] 400 kV Bitola-Meliti | XFL_BI11_GMELIT11_1:line | -1190 | 1600 | 1600 | -410 | 74 | []
KS_ME_CO_00001 | N-1 400 kV Pec 3-Ribarevina | [MK-GR] 400 kV Bitola-Meliti | XFL_BI11_GMELIT11_1:line | -1170 | 1600 | 1600 | -430 | 73 | []
BG_MK_CO_00001 | N-1 400kV Chervena Mogila - Stip | [MK-GR] 400 kV Bitola-Meliti | XFL_BI11_GMELIT11_1:line | -1164 | 1600 | 1600 | -436 | 73 | []
MK_KS_CO_00001 | N-1 400 kV Skopje 5 âUrosevac | [MK-GR] 400 kV Bitola-Meliti | XFL_BI11_GMELIT11_1:line | -1151 | 1600 | 1600 | -449 | 72 | []
MK_CO_00003 | N-1 400 kV Skopje 4 âSkopje 5 | [MK-GR] 400 kV Bitola-Meliti | XFL_BI11_GMELIT11_1:line | -1147 | 1600 | 1600 | -453 | 72 | []

## 2130Curative
Detailed results
Generated at: | 2024-05-05 07:55
Business day: | 05.05.2024
Timestamp: | 21:30
Border & direction: | North-Greece Exporting
Horizon: | ID
Remedial actions: | true
Evaluation type: | CURATIVE
TTC [MW]: | 2436
Fallback applied | false
Loading threshold | 0.7
Applied RAs
CO ID | RA ID | Name of the RA | Usage | Type | Location | Status
Limiting CNECs
CO ID | Name of the CO | Name of the CNE | CNE UCTE branch | Calculated I (A) | I max (PRE) | I max (CUR) | Margin (A) | Loading (%) | Applicable curative RAs
AL_GR_CO_00001 | N-1 400 kV Zemplak-Kardia | [MK-GR] 400 kV Bitola-Meliti | XFL_BI11_GMELIT11_1:line | -1598 |  | 1600 | -2 | 100 | []
AL_CO_00002 | N-1 400 kV Elbasan 2-Zemlak | [MK-GR] 400 kV Bitola-Meliti | XFL_BI11_GMELIT11_1:line | -1491 |  | 1600 | -109 | 93 | []
IT_GR_CO_00001 | N-1 400 kV Galatina-Arachthos | [MK-GR] 400 kV Bitola-Meliti | XFL_BI11_GMELIT11_1:line | -1448 |  | 1600 | -152 | 90 | []
MK_GR_CO_00002 | N-1 400 kV Dubrovo-Thessaloniki | [MK-GR] 400 kV Bitola-Meliti | XFL_BI11_GMELIT11_1:line | -1415 |  | 1600 | -185 | 88 | []
BG_GR_CO_00001 | N-1 400 kV Blagoevgrad - Thessaloniki | [MK-GR] 400 kV Bitola-Meliti | XFL_BI11_GMELIT11_1:line | -1343 |  | 1600 | -257 | 84 | []
GR_CO_00004 | N-1 400 kV Amideo-Lagadas ck.2 | [MK-GR] 400 kV Bitola-Meliti | XFL_BI11_GMELIT11_1:line | -1311 |  | 1600 | -289 | 82 | []
GR_CO_00001 | N-1 400 kV Filippoi-Nea Santa ck.2 | [MK-GR] 400 kV Bitola-Meliti | XFL_BI11_GMELIT11_1:line | -1295 |  | 1600 | -305 | 81 | []
AL_ME_CO_00001 | N-1 400 kV Tirana 2âPodgorica 2 | [MK-GR] 400 kV Bitola-Meliti | XFL_BI11_GMELIT11_1:line | -1289 |  | 1600 | -311 | 81 | []
AL_CO_00001 | N-1 400 kV Elbasan 2-Tirana 2 | [MK-GR] 400 kV Bitola-Meliti | XFL_BI11_GMELIT11_1:line | -1277 |  | 1600 | -323 | 80 | []
GR_CO_00002 | N-1 400 kV Filippoi-Lagadas ck.2 | [MK-GR] 400 kV Bitola-Meliti | XFL_BI11_GMELIT11_1:line | -1269 |  | 1600 | -331 | 79 | []
BG_GR_CO_00002 | N-1 400kV MARITSA IZTOK-NEA SANTA-CK-1 | [MK-GR] 400 kV Bitola-Meliti | XFL_BI11_GMELIT11_1:line | -1249 |  | 1600 | -351 | 78 | []
TR_GR_CO_00001 | N-1 400 kV Babaeski-N Santa | [MK-GR] 400 kV Bitola-Meliti | XFL_BI11_GMELIT11_1:line | -1236 |  | 1600 | -364 | 77 | []
KS_CO_00001 | N-1 400 kV Kosovo B-Urosevac | [MK-GR] 400 kV Bitola-Meliti | XFL_BI11_GMELIT11_1:line | -1223 |  | 1600 | -377 | 76 | []
TR_CO_00001 | N-1 400 kV Habitabat NGCC -Babaeski | [MK-GR] 400 kV Bitola-Meliti | XFL_BI11_GMELIT11_1:line | -1218 |  | 1600 | -382 | 76 | []
BG_TR_CO_00002 | N-1 400kV Maritsa 3 - Hamitabat 2 | [MK-GR] 400 kV Bitola-Meliti | XFL_BI11_GMELIT11_1:line | -1216 |  | 1600 | -384 | 76 | []
BG_TR_CO_00001 | N-1 400kV Maritsa 3 - Hamitabat 1 | [MK-GR] 400 kV Bitola-Meliti | XFL_BI11_GMELIT11_1:line | -1215 |  | 1600 | -385 | 76 | []
RS_CO_00004 | N-1 400 kV Nis 2 âLeskovac 2 | [MK-GR] 400 kV Bitola-Meliti | XFL_BI11_GMELIT11_1:line | -1214 |  | 1600 | -386 | 76 | []
BC | Base Case | [MK-GR] 400 kV Bitola-Meliti | XFL_BI11_GMELIT11_1:line | -1213 |  | 1600 | -387 | 76 | []
BG_CO_00009 | N-1 400kV Maritsa Iztok 2Â - Maritsa Iztok 3 | [MK-GR] 400 kV Bitola-Meliti | XFL_BI11_GMELIT11_1:line | -1213 |  | 1600 | -387 | 76 | []
BG_RS_CO_00001 | N-1 400kV Sofia Zapad - Nis Â | [MK-GR] 400 kV Bitola-Meliti | XFL_BI11_GMELIT11_1:line | -1209 |  | 1600 | -391 | 76 | []
RS_KS_CO_00002 | N-1 400 kV Kosovo B-Nis 2 | [MK-GR] 400 kV Bitola-Meliti | XFL_BI11_GMELIT11_1:line | -1208 |  | 1600 | -392 | 76 | []
RS_CO_00003 | N-1 400 kV Vranje 4 âLeskovac 2 | [MK-GR] 400 kV Bitola-Meliti | XFL_BI11_GMELIT11_1:line | -1206 |  | 1600 | -394 | 75 | []
BG_CO_00005, BG_CO_00007 | N-1 400kV Vetren - Chervena Mogila , N-1 400kV Maritsa Iztok - Plovdiv ck. 2 | [MK-GR] 400 kV Bitola-Meliti | XFL_BI11_GMELIT11_1:line | -1204 |  | 1600 | -396 | 75 | []
BG_CO_00006, BG_CO_00008 | N-1 400kV Plovdiv - Vetren , N-1 400kV Plovdiv - Vetren | [MK-GR] 400 kV Bitola-Meliti | XFL_BI11_GMELIT11_1:line | -1203 |  | 1600 | -397 | 75 | []
RS_MK_00001 | N-1 400 kV Vranje 4 -Stip | [MK-GR] 400 kV Bitola-Meliti | XFL_BI11_GMELIT11_1:line | -1199 |  | 1600 | -401 | 75 | []
GR_CO_00005 | N-1 400 kV Thessaloniki-Lagadas ck.2 | [MK-GR] 400 kV Bitola-Meliti | XFL_BI11_GMELIT11_1:line | -1190 |  | 1600 | -410 | 74 | []
KS_ME_CO_00001 | N-1 400 kV Pec 3-Ribarevina | [MK-GR] 400 kV Bitola-Meliti | XFL_BI11_GMELIT11_1:line | -1170 |  | 1600 | -430 | 73 | []
BG_MK_CO_00001 | N-1 400kV Chervena Mogila - Stip | [MK-GR] 400 kV Bitola-Meliti | XFL_BI11_GMELIT11_1:line | -1164 |  | 1600 | -436 | 73 | []
MK_KS_CO_00001 | N-1 400 kV Skopje 5 âUrosevac | [MK-GR] 400 kV Bitola-Meliti | XFL_BI11_GMELIT11_1:line | -1151 |  | 1600 | -449 | 72 | []
MK_CO_00003 | N-1 400 kV Skopje 4 âSkopje 5 | [MK-GR] 400 kV Bitola-Meliti | XFL_BI11_GMELIT11_1:line | -1147 |  | 1600 | -453 | 72 | []

## 2230Preventive
Detailed results
Generated at: | 2024-05-05 07:55
Business day: | 05.05.2024
Timestamp: | 22:30
Border & direction: | North-Greece Exporting
Horizon: | ID
Remedial actions: | true
Evaluation type: | PREVENTIVE
TTC [MW]: | 2389
Fallback applied | false
Loading threshold | 0.7
Applied RAs
CO ID | RA ID | Name of the RA | Usage | Type | Location | Status
Limiting CNECs
CO ID | Name of the CO | Name of the CNE | CNE UCTE branch | Calculated I (A) | I max (PRE) | I max (CUR) | Margin (A) | Loading (%) | Applicable curative RAs
AL_GR_CO_00001 | N-1 400 kV Zemplak-Kardia | [MK-GR] 400 kV Bitola-Meliti | XFL_BI11_GMELIT11_1:line | -1593 | 1600 | 1600 | -7 | 100 | []
AL_CO_00002 | N-1 400 kV Elbasan 2-Zemlak | [MK-GR] 400 kV Bitola-Meliti | XFL_BI11_GMELIT11_1:line | -1495 | 1600 | 1600 | -105 | 93 | []
IT_GR_CO_00001 | N-1 400 kV Galatina-Arachthos | [MK-GR] 400 kV Bitola-Meliti | XFL_BI11_GMELIT11_1:line | -1448 | 1600 | 1600 | -152 | 91 | []
MK_GR_CO_00002 | N-1 400 kV Dubrovo-Thessaloniki | [MK-GR] 400 kV Bitola-Meliti | XFL_BI11_GMELIT11_1:line | -1408 | 1600 | 1600 | -192 | 88 | []
BG_GR_CO_00001 | N-1 400 kV Blagoevgrad - Thessaloniki | [MK-GR] 400 kV Bitola-Meliti | XFL_BI11_GMELIT11_1:line | -1342 | 1600 | 1600 | -258 | 84 | []
GR_CO_00004 | N-1 400 kV Amideo-Lagadas ck.2 | [MK-GR] 400 kV Bitola-Meliti | XFL_BI11_GMELIT11_1:line | -1318 | 1600 | 1600 | -282 | 82 | []
GR_CO_00001 | N-1 400 kV Filippoi-Nea Santa ck.2 | [MK-GR] 400 kV Bitola-Meliti | XFL_BI11_GMELIT11_1:line | -1292 | 1600 | 1600 | -308 | 81 | []
AL_ME_CO_00001 | N-1 400 kV Tirana 2âPodgorica 2 | [MK-GR] 400 kV Bitola-Meliti | XFL_BI11_GMELIT11_1:line | -1288 | 1600 | 1600 | -312 | 81 | []
AL_CO_00001 | N-1 400 kV Elbasan 2-Tirana 2 | [MK-GR] 400 kV Bitola-Meliti | XFL_BI11_GMELIT11_1:line | -1278 | 1600 | 1600 | -322 | 80 | []
GR_CO_00002 | N-1 400 kV Filippoi-Lagadas ck.2 | [MK-GR] 400 kV Bitola-Meliti | XFL_BI11_GMELIT11_1:line | -1277 | 1600 | 1600 | -323 | 80 | []
BG_GR_CO_00002 | N-1 400kV MARITSA IZTOK-NEA SANTA-CK-1 | [MK-GR] 400 kV Bitola-Meliti | XFL_BI11_GMELIT11_1:line | -1247 | 1600 | 1600 | -353 | 78 | []
TR_GR_CO_00001 | N-1 400 kV Babaeski-N Santa | [MK-GR] 400 kV Bitola-Meliti | XFL_BI11_GMELIT11_1:line | -1235 | 1600 | 1600 | -365 | 77 | []
KS_CO_00001 | N-1 400 kV Kosovo B-Urosevac | [MK-GR] 400 kV Bitola-Meliti | XFL_BI11_GMELIT11_1:line | -1228 | 1600 | 1600 | -372 | 77 | []
TR_CO_00001 | N-1 400 kV Habitabat NGCC -Babaeski | [MK-GR] 400 kV Bitola-Meliti | XFL_BI11_GMELIT11_1:line | -1219 | 1600 | 1600 | -381 | 76 | []
RS_CO_00004 | N-1 400 kV Nis 2 âLeskovac 2 | [MK-GR] 400 kV Bitola-Meliti | XFL_BI11_GMELIT11_1:line | -1217 | 1600 | 1600 | -383 | 76 | []
BG_TR_CO_00002 | N-1 400kV Maritsa 3 - Hamitabat 2 | [MK-GR] 400 kV Bitola-Meliti | XFL_BI11_GMELIT11_1:line | -1217 | 1600 | 1600 | -383 | 76 | []
BG_TR_CO_00001 | N-1 400kV Maritsa 3 - Hamitabat 1 | [MK-GR] 400 kV Bitola-Meliti | XFL_BI11_GMELIT11_1:line | -1216 | 1600 | 1600 | -384 | 76 | []
BC | Base Case | [MK-GR] 400 kV Bitola-Meliti | XFL_BI11_GMELIT11_1:line | -1214 | 1600 | 1600 | -386 | 76 | []
BG_CO_00009 | N-1 400kV Maritsa Iztok 2Â - Maritsa Iztok 3 | [MK-GR] 400 kV Bitola-Meliti | XFL_BI11_GMELIT11_1:line | -1213 | 1600 | 1600 | -387 | 76 | []
RS_KS_CO_00002 | N-1 400 kV Kosovo B-Nis 2 | [MK-GR] 400 kV Bitola-Meliti | XFL_BI11_GMELIT11_1:line | -1210 | 1600 | 1600 | -390 | 76 | []
RS_CO_00003 | N-1 400 kV Vranje 4 âLeskovac 2 | [MK-GR] 400 kV Bitola-Meliti | XFL_BI11_GMELIT11_1:line | -1209 | 1600 | 1600 | -391 | 76 | []
BG_RS_CO_00001 | N-1 400kV Sofia Zapad - Nis Â | [MK-GR] 400 kV Bitola-Meliti | XFL_BI11_GMELIT11_1:line | -1207 | 1600 | 1600 | -393 | 75 | []
BG_CO_00005, BG_CO_00007 | N-1 400kV Vetren - Chervena Mogila , N-1 400kV Maritsa Iztok - Plovdiv ck. 2 | [MK-GR] 400 kV Bitola-Meliti | XFL_BI11_GMELIT11_1:line | -1204 | 1600 | 1600 | -396 | 75 | []
BG_CO_00006, BG_CO_00008 | N-1 400kV Plovdiv - Vetren , N-1 400kV Plovdiv - Vetren | [MK-GR] 400 kV Bitola-Meliti | XFL_BI11_GMELIT11_1:line | -1203 | 1600 | 1600 | -397 | 75 | []
RS_MK_00001 | N-1 400 kV Vranje 4 -Stip | [MK-GR] 400 kV Bitola-Meliti | XFL_BI11_GMELIT11_1:line | -1203 | 1600 | 1600 | -397 | 75 | []
GR_CO_00005 | N-1 400 kV Thessaloniki-Lagadas ck.2 | [MK-GR] 400 kV Bitola-Meliti | XFL_BI11_GMELIT11_1:line | -1185 | 1600 | 1600 | -415 | 74 | []
KS_ME_CO_00001 | N-1 400 kV Pec 3-Ribarevina | [MK-GR] 400 kV Bitola-Meliti | XFL_BI11_GMELIT11_1:line | -1171 | 1600 | 1600 | -429 | 73 | []
BG_MK_CO_00001 | N-1 400kV Chervena Mogila - Stip | [MK-GR] 400 kV Bitola-Meliti | XFL_BI11_GMELIT11_1:line | -1163 | 1600 | 1600 | -437 | 73 | []
MK_KS_CO_00001 | N-1 400 kV Skopje 5 âUrosevac | [MK-GR] 400 kV Bitola-Meliti | XFL_BI11_GMELIT11_1:line | -1161 | 1600 | 1600 | -439 | 73 | []
MK_CO_00003 | N-1 400 kV Skopje 4 âSkopje 5 | [MK-GR] 400 kV Bitola-Meliti | XFL_BI11_GMELIT11_1:line | -1151 | 1600 | 1600 | -449 | 72 | []

## 2230Curative
Detailed results
Generated at: | 2024-05-05 07:55
Business day: | 05.05.2024
Timestamp: | 22:30
Border & direction: | North-Greece Exporting
Horizon: | ID
Remedial actions: | true
Evaluation type: | CURATIVE
TTC [MW]: | 2389
Fallback applied | false
Loading threshold | 0.7
Applied RAs
CO ID | RA ID | Name of the RA | Usage | Type | Location | Status
Limiting CNECs
CO ID | Name of the CO | Name of the CNE | CNE UCTE branch | Calculated I (A) | I max (PRE) | I max (CUR) | Margin (A) | Loading (%) | Applicable curative RAs
AL_GR_CO_00001 | N-1 400 kV Zemplak-Kardia | [MK-GR] 400 kV Bitola-Meliti | XFL_BI11_GMELIT11_1:line | -1593 |  | 1600 | -7 | 100 | []
AL_CO_00002 | N-1 400 kV Elbasan 2-Zemlak | [MK-GR] 400 kV Bitola-Meliti | XFL_BI11_GMELIT11_1:line | -1495 |  | 1600 | -105 | 93 | []
IT_GR_CO_00001 | N-1 400 kV Galatina-Arachthos | [MK-GR] 400 kV Bitola-Meliti | XFL_BI11_GMELIT11_1:line | -1448 |  | 1600 | -152 | 91 | []
MK_GR_CO_00002 | N-1 400 kV Dubrovo-Thessaloniki | [MK-GR] 400 kV Bitola-Meliti | XFL_BI11_GMELIT11_1:line | -1408 |  | 1600 | -192 | 88 | []
BG_GR_CO_00001 | N-1 400 kV Blagoevgrad - Thessaloniki | [MK-GR] 400 kV Bitola-Meliti | XFL_BI11_GMELIT11_1:line | -1342 |  | 1600 | -258 | 84 | []
GR_CO_00004 | N-1 400 kV Amideo-Lagadas ck.2 | [MK-GR] 400 kV Bitola-Meliti | XFL_BI11_GMELIT11_1:line | -1318 |  | 1600 | -282 | 82 | []
GR_CO_00001 | N-1 400 kV Filippoi-Nea Santa ck.2 | [MK-GR] 400 kV Bitola-Meliti | XFL_BI11_GMELIT11_1:line | -1292 |  | 1600 | -308 | 81 | []
AL_ME_CO_00001 | N-1 400 kV Tirana 2âPodgorica 2 | [MK-GR] 400 kV Bitola-Meliti | XFL_BI11_GMELIT11_1:line | -1288 |  | 1600 | -312 | 81 | []
AL_CO_00001 | N-1 400 kV Elbasan 2-Tirana 2 | [MK-GR] 400 kV Bitola-Meliti | XFL_BI11_GMELIT11_1:line | -1278 |  | 1600 | -322 | 80 | []
GR_CO_00002 | N-1 400 kV Filippoi-Lagadas ck.2 | [MK-GR] 400 kV Bitola-Meliti | XFL_BI11_GMELIT11_1:line | -1277 |  | 1600 | -323 | 80 | []
BG_GR_CO_00002 | N-1 400kV MARITSA IZTOK-NEA SANTA-CK-1 | [MK-GR] 400 kV Bitola-Meliti | XFL_BI11_GMELIT11_1:line | -1247 |  | 1600 | -353 | 78 | []
TR_GR_CO_00001 | N-1 400 kV Babaeski-N Santa | [MK-GR] 400 kV Bitola-Meliti | XFL_BI11_GMELIT11_1:line | -1235 |  | 1600 | -365 | 77 | []
KS_CO_00001 | N-1 400 kV Kosovo B-Urosevac | [MK-GR] 400 kV Bitola-Meliti | XFL_BI11_GMELIT11_1:line | -1228 |  | 1600 | -372 | 77 | []
TR_CO_00001 | N-1 400 kV Habitabat NGCC -Babaeski | [MK-GR] 400 kV Bitola-Meliti | XFL_BI11_GMELIT11_1:line | -1219 |  | 1600 | -381 | 76 | []
RS_CO_00004 | N-1 400 kV Nis 2 âLeskovac 2 | [MK-GR] 400 kV Bitola-Meliti | XFL_BI11_GMELIT11_1:line | -1217 |  | 1600 | -383 | 76 | []
BG_TR_CO_00002 | N-1 400kV Maritsa 3 - Hamitabat 2 | [MK-GR] 400 kV Bitola-Meliti | XFL_BI11_GMELIT11_1:line | -1217 |  | 1600 | -383 | 76 | []
BG_TR_CO_00001 | N-1 400kV Maritsa 3 - Hamitabat 1 | [MK-GR] 400 kV Bitola-Meliti | XFL_BI11_GMELIT11_1:line | -1216 |  | 1600 | -384 | 76 | []
BC | Base Case | [MK-GR] 400 kV Bitola-Meliti | XFL_BI11_GMELIT11_1:line | -1214 |  | 1600 | -386 | 76 | []
BG_CO_00009 | N-1 400kV Maritsa Iztok 2Â - Maritsa Iztok 3 | [MK-GR] 400 kV Bitola-Meliti | XFL_BI11_GMELIT11_1:line | -1213 |  | 1600 | -387 | 76 | []
RS_KS_CO_00002 | N-1 400 kV Kosovo B-Nis 2 | [MK-GR] 400 kV Bitola-Meliti | XFL_BI11_GMELIT11_1:line | -1210 |  | 1600 | -390 | 76 | []
RS_CO_00003 | N-1 400 kV Vranje 4 âLeskovac 2 | [MK-GR] 400 kV Bitola-Meliti | XFL_BI11_GMELIT11_1:line | -1209 |  | 1600 | -391 | 76 | []
BG_RS_CO_00001 | N-1 400kV Sofia Zapad - Nis Â | [MK-GR] 400 kV Bitola-Meliti | XFL_BI11_GMELIT11_1:line | -1207 |  | 1600 | -393 | 75 | []
BG_CO_00005, BG_CO_00007 | N-1 400kV Vetren - Chervena Mogila , N-1 400kV Maritsa Iztok - Plovdiv ck. 2 | [MK-GR] 400 kV Bitola-Meliti | XFL_BI11_GMELIT11_1:line | -1204 |  | 1600 | -396 | 75 | []
BG_CO_00006, BG_CO_00008 | N-1 400kV Plovdiv - Vetren , N-1 400kV Plovdiv - Vetren | [MK-GR] 400 kV Bitola-Meliti | XFL_BI11_GMELIT11_1:line | -1203 |  | 1600 | -397 | 75 | []
RS_MK_00001 | N-1 400 kV Vranje 4 -Stip | [MK-GR] 400 kV Bitola-Meliti | XFL_BI11_GMELIT11_1:line | -1203 |  | 1600 | -397 | 75 | []
GR_CO_00005 | N-1 400 kV Thessaloniki-Lagadas ck.2 | [MK-GR] 400 kV Bitola-Meliti | XFL_BI11_GMELIT11_1:line | -1185 |  | 1600 | -415 | 74 | []
KS_ME_CO_00001 | N-1 400 kV Pec 3-Ribarevina | [MK-GR] 400 kV Bitola-Meliti | XFL_BI11_GMELIT11_1:line | -1171 |  | 1600 | -429 | 73 | []
BG_MK_CO_00001 | N-1 400kV Chervena Mogila - Stip | [MK-GR] 400 kV Bitola-Meliti | XFL_BI11_GMELIT11_1:line | -1163 |  | 1600 | -437 | 73 | []
MK_KS_CO_00001 | N-1 400 kV Skopje 5 âUrosevac | [MK-GR] 400 kV Bitola-Meliti | XFL_BI11_GMELIT11_1:line | -1161 |  | 1600 | -439 | 73 | []
MK_CO_00003 | N-1 400 kV Skopje 4 âSkopje 5 | [MK-GR] 400 kV Bitola-Meliti | XFL_BI11_GMELIT11_1:line | -1151 |  | 1600 | -449 | 72 | []

## 2330Preventive
Detailed results
Generated at: | 2024-05-05 07:55
Business day: | 05.05.2024
Timestamp: | 23:30
Border & direction: | North-Greece Exporting
Horizon: | ID
Remedial actions: | true
Evaluation type: | PREVENTIVE
TTC [MW]: | 2428
Fallback applied | false
Loading threshold | 0.7
Applied RAs
CO ID | RA ID | Name of the RA | Usage | Type | Location | Status
Limiting CNECs
CO ID | Name of the CO | Name of the CNE | CNE UCTE branch | Calculated I (A) | I max (PRE) | I max (CUR) | Margin (A) | Loading (%) | Applicable curative RAs
AL_GR_CO_00001 | N-1 400 kV Zemplak-Kardia | [MK-GR] 400 kV Bitola-Meliti | XFL_BI11_GMELIT11_1:line | -1597 | 1600 | 1600 | -3 | 100 | []
AL_CO_00002 | N-1 400 kV Elbasan 2-Zemlak | [MK-GR] 400 kV Bitola-Meliti | XFL_BI11_GMELIT11_1:line | -1509 | 1600 | 1600 | -91 | 94 | []
IT_GR_CO_00001 | N-1 400 kV Galatina-Arachthos | [MK-GR] 400 kV Bitola-Meliti | XFL_BI11_GMELIT11_1:line | -1491 | 1600 | 1600 | -109 | 93 | []
MK_GR_CO_00002 | N-1 400 kV Dubrovo-Thessaloniki | [MK-GR] 400 kV Bitola-Meliti | XFL_BI11_GMELIT11_1:line | -1441 | 1600 | 1600 | -159 | 90 | []
BG_GR_CO_00001 | N-1 400 kV Blagoevgrad - Thessaloniki | [MK-GR] 400 kV Bitola-Meliti | XFL_BI11_GMELIT11_1:line | -1387 | 1600 | 1600 | -213 | 87 | []
GR_CO_00004 | N-1 400 kV Amideo-Lagadas ck.2 | [MK-GR] 400 kV Bitola-Meliti | XFL_BI11_GMELIT11_1:line | -1364 | 1600 | 1600 | -236 | 85 | []
GR_CO_00001 | N-1 400 kV Filippoi-Nea Santa ck.2 | [MK-GR] 400 kV Bitola-Meliti | XFL_BI11_GMELIT11_1:line | -1337 | 1600 | 1600 | -263 | 84 | []
GR_CO_00002 | N-1 400 kV Filippoi-Lagadas ck.2 | [MK-GR] 400 kV Bitola-Meliti | XFL_BI11_GMELIT11_1:line | -1324 | 1600 | 1600 | -276 | 83 | []
AL_ME_CO_00001 | N-1 400 kV Tirana 2âPodgorica 2 | [MK-GR] 400 kV Bitola-Meliti | XFL_BI11_GMELIT11_1:line | -1305 | 1600 | 1600 | -295 | 82 | []
AL_CO_00001 | N-1 400 kV Elbasan 2-Tirana 2 | [MK-GR] 400 kV Bitola-Meliti | XFL_BI11_GMELIT11_1:line | -1303 | 1600 | 1600 | -297 | 81 | []
KS_CO_00001 | N-1 400 kV Kosovo B-Urosevac | [MK-GR] 400 kV Bitola-Meliti | XFL_BI11_GMELIT11_1:line | -1290 | 1600 | 1600 | -310 | 81 | []
BG_GR_CO_00002 | N-1 400kV MARITSA IZTOK-NEA SANTA-CK-1 | [MK-GR] 400 kV Bitola-Meliti | XFL_BI11_GMELIT11_1:line | -1288 | 1600 | 1600 | -312 | 80 | []
TR_GR_CO_00001 | N-1 400 kV Babaeski-N Santa | [MK-GR] 400 kV Bitola-Meliti | XFL_BI11_GMELIT11_1:line | -1277 | 1600 | 1600 | -323 | 80 | []
RS_CO_00004 | N-1 400 kV Nis 2 âLeskovac 2 | [MK-GR] 400 kV Bitola-Meliti | XFL_BI11_GMELIT11_1:line | -1261 | 1600 | 1600 | -339 | 79 | []
TR_CO_00001 | N-1 400 kV Habitabat NGCC -Babaeski | [MK-GR] 400 kV Bitola-Meliti | XFL_BI11_GMELIT11_1:line | -1257 | 1600 | 1600 | -343 | 79 | []
BG_TR_CO_00002 | N-1 400kV Maritsa 3 - Hamitabat 2 | [MK-GR] 400 kV Bitola-Meliti | XFL_BI11_GMELIT11_1:line | -1255 | 1600 | 1600 | -345 | 78 | []
RS_CO_00003 | N-1 400 kV Vranje 4 âLeskovac 2 | [MK-GR] 400 kV Bitola-Meliti | XFL_BI11_GMELIT11_1:line | -1254 | 1600 | 1600 | -346 | 78 | []
BG_TR_CO_00001 | N-1 400kV Maritsa 3 - Hamitabat 1 | [MK-GR] 400 kV Bitola-Meliti | XFL_BI11_GMELIT11_1:line | -1254 | 1600 | 1600 | -346 | 78 | []
MK_KS_CO_00001 | N-1 400 kV Skopje 5 âUrosevac | [MK-GR] 400 kV Bitola-Meliti | XFL_BI11_GMELIT11_1:line | -1252 | 1600 | 1600 | -348 | 78 | []
BC | Base Case | [MK-GR] 400 kV Bitola-Meliti | XFL_BI11_GMELIT11_1:line | -1252 | 1600 | 1600 | -348 | 78 | []
BG_CO_00009 | N-1 400kV Maritsa Iztok 2Â - Maritsa Iztok 3 | [MK-GR] 400 kV Bitola-Meliti | XFL_BI11_GMELIT11_1:line | -1250 | 1600 | 1600 | -350 | 78 | []
RS_MK_00001 | N-1 400 kV Vranje 4 -Stip | [MK-GR] 400 kV Bitola-Meliti | XFL_BI11_GMELIT11_1:line | -1250 | 1600 | 1600 | -350 | 78 | []
RS_KS_CO_00002 | N-1 400 kV Kosovo B-Nis 2 | [MK-GR] 400 kV Bitola-Meliti | XFL_BI11_GMELIT11_1:line | -1248 | 1600 | 1600 | -352 | 78 | []
BG_CO_00005, BG_CO_00007 | N-1 400kV Vetren - Chervena Mogila , N-1 400kV Maritsa Iztok - Plovdiv ck. 2 | [MK-GR] 400 kV Bitola-Meliti | XFL_BI11_GMELIT11_1:line | -1240 | 1600 | 1600 | -360 | 78 | []
BG_CO_00006, BG_CO_00008 | N-1 400kV Plovdiv - Vetren , N-1 400kV Plovdiv - Vetren | [MK-GR] 400 kV Bitola-Meliti | XFL_BI11_GMELIT11_1:line | -1239 | 1600 | 1600 | -361 | 77 | []
BG_RS_CO_00001 | N-1 400kV Sofia Zapad - Nis Â | [MK-GR] 400 kV Bitola-Meliti | XFL_BI11_GMELIT11_1:line | -1234 | 1600 | 1600 | -366 | 77 | []
KS_ME_CO_00001 | N-1 400 kV Pec 3-Ribarevina | [MK-GR] 400 kV Bitola-Meliti | XFL_BI11_GMELIT11_1:line | -1222 | 1600 | 1600 | -378 | 76 | []
GR_CO_00005 | N-1 400 kV Thessaloniki-Lagadas ck.2 | [MK-GR] 400 kV Bitola-Meliti | XFL_BI11_GMELIT11_1:line | -1221 | 1600 | 1600 | -379 | 76 | []
MK_CO_00003 | N-1 400 kV Skopje 4 âSkopje 5 | [MK-GR] 400 kV Bitola-Meliti | XFL_BI11_GMELIT11_1:line | -1202 | 1600 | 1600 | -398 | 75 | []
BG_MK_CO_00001 | N-1 400kV Chervena Mogila - Stip | [MK-GR] 400 kV Bitola-Meliti | XFL_BI11_GMELIT11_1:line | -1190 | 1600 | 1600 | -410 | 74 | []
MK_CO_00002 | N-1 400 kV Dubrovo âStip | [MK-GR] 400 kV Bitola-Meliti | XFL_BI11_GMELIT11_1:line | -1155 | 1600 | 1600 | -445 | 72 | []

## 2330Curative
Detailed results
Generated at: | 2024-05-05 07:55
Business day: | 05.05.2024
Timestamp: | 23:30
Border & direction: | North-Greece Exporting
Horizon: | ID
Remedial actions: | true
Evaluation type: | CURATIVE
TTC [MW]: | 2428
Fallback applied | false
Loading threshold | 0.7
Applied RAs
CO ID | RA ID | Name of the RA | Usage | Type | Location | Status
Limiting CNECs
CO ID | Name of the CO | Name of the CNE | CNE UCTE branch | Calculated I (A) | I max (PRE) | I max (CUR) | Margin (A) | Loading (%) | Applicable curative RAs
AL_GR_CO_00001 | N-1 400 kV Zemplak-Kardia | [MK-GR] 400 kV Bitola-Meliti | XFL_BI11_GMELIT11_1:line | -1597 |  | 1600 | -3 | 100 | []
AL_CO_00002 | N-1 400 kV Elbasan 2-Zemlak | [MK-GR] 400 kV Bitola-Meliti | XFL_BI11_GMELIT11_1:line | -1509 |  | 1600 | -91 | 94 | []
IT_GR_CO_00001 | N-1 400 kV Galatina-Arachthos | [MK-GR] 400 kV Bitola-Meliti | XFL_BI11_GMELIT11_1:line | -1491 |  | 1600 | -109 | 93 | []
MK_GR_CO_00002 | N-1 400 kV Dubrovo-Thessaloniki | [MK-GR] 400 kV Bitola-Meliti | XFL_BI11_GMELIT11_1:line | -1441 |  | 1600 | -159 | 90 | []
BG_GR_CO_00001 | N-1 400 kV Blagoevgrad - Thessaloniki | [MK-GR] 400 kV Bitola-Meliti | XFL_BI11_GMELIT11_1:line | -1387 |  | 1600 | -213 | 87 | []
GR_CO_00004 | N-1 400 kV Amideo-Lagadas ck.2 | [MK-GR] 400 kV Bitola-Meliti | XFL_BI11_GMELIT11_1:line | -1364 |  | 1600 | -236 | 85 | []
GR_CO_00001 | N-1 400 kV Filippoi-Nea Santa ck.2 | [MK-GR] 400 kV Bitola-Meliti | XFL_BI11_GMELIT11_1:line | -1337 |  | 1600 | -263 | 84 | []
GR_CO_00002 | N-1 400 kV Filippoi-Lagadas ck.2 | [MK-GR] 400 kV Bitola-Meliti | XFL_BI11_GMELIT11_1:line | -1324 |  | 1600 | -276 | 83 | []
AL_ME_CO_00001 | N-1 400 kV Tirana 2âPodgorica 2 | [MK-GR] 400 kV Bitola-Meliti | XFL_BI11_GMELIT11_1:line | -1305 |  | 1600 | -295 | 82 | []
AL_CO_00001 | N-1 400 kV Elbasan 2-Tirana 2 | [MK-GR] 400 kV Bitola-Meliti | XFL_BI11_GMELIT11_1:line | -1303 |  | 1600 | -297 | 81 | []
KS_CO_00001 | N-1 400 kV Kosovo B-Urosevac | [MK-GR] 400 kV Bitola-Meliti | XFL_BI11_GMELIT11_1:line | -1290 |  | 1600 | -310 | 81 | []
BG_GR_CO_00002 | N-1 400kV MARITSA IZTOK-NEA SANTA-CK-1 | [MK-GR] 400 kV Bitola-Meliti | XFL_BI11_GMELIT11_1:line | -1288 |  | 1600 | -312 | 80 | []
TR_GR_CO_00001 | N-1 400 kV Babaeski-N Santa | [MK-GR] 400 kV Bitola-Meliti | XFL_BI11_GMELIT11_1:line | -1277 |  | 1600 | -323 | 80 | []
RS_CO_00004 | N-1 400 kV Nis 2 âLeskovac 2 | [MK-GR] 400 kV Bitola-Meliti | XFL_BI11_GMELIT11_1:line | -1261 |  | 1600 | -339 | 79 | []
TR_CO_00001 | N-1 400 kV Habitabat NGCC -Babaeski | [MK-GR] 400 kV Bitola-Meliti | XFL_BI11_GMELIT11_1:line | -1257 |  | 1600 | -343 | 79 | []
BG_TR_CO_00002 | N-1 400kV Maritsa 3 - Hamitabat 2 | [MK-GR] 400 kV Bitola-Meliti | XFL_BI11_GMELIT11_1:line | -1255 |  | 1600 | -345 | 78 | []
RS_CO_00003 | N-1 400 kV Vranje 4 âLeskovac 2 | [MK-GR] 400 kV Bitola-Meliti | XFL_BI11_GMELIT11_1:line | -1254 |  | 1600 | -346 | 78 | []
BG_TR_CO_00001 | N-1 400kV Maritsa 3 - Hamitabat 1 | [MK-GR] 400 kV Bitola-Meliti | XFL_BI11_GMELIT11_1:line | -1254 |  | 1600 | -346 | 78 | []
MK_KS_CO_00001 | N-1 400 kV Skopje 5 âUrosevac | [MK-GR] 400 kV Bitola-Meliti | XFL_BI11_GMELIT11_1:line | -1252 |  | 1600 | -348 | 78 | []
BC | Base Case | [MK-GR] 400 kV Bitola-Meliti | XFL_BI11_GMELIT11_1:line | -1252 |  | 1600 | -348 | 78 | []
BG_CO_00009 | N-1 400kV Maritsa Iztok 2Â - Maritsa Iztok 3 | [MK-GR] 400 kV Bitola-Meliti | XFL_BI11_GMELIT11_1:line | -1250 |  | 1600 | -350 | 78 | []
RS_MK_00001 | N-1 400 kV Vranje 4 -Stip | [MK-GR] 400 kV Bitola-Meliti | XFL_BI11_GMELIT11_1:line | -1250 |  | 1600 | -350 | 78 | []
RS_KS_CO_00002 | N-1 400 kV Kosovo B-Nis 2 | [MK-GR] 400 kV Bitola-Meliti | XFL_BI11_GMELIT11_1:line | -1248 |  | 1600 | -352 | 78 | []
BG_CO_00005, BG_CO_00007 | N-1 400kV Vetren - Chervena Mogila , N-1 400kV Maritsa Iztok - Plovdiv ck. 2 | [MK-GR] 400 kV Bitola-Meliti | XFL_BI11_GMELIT11_1:line | -1240 |  | 1600 | -360 | 78 | []
BG_CO_00006, BG_CO_00008 | N-1 400kV Plovdiv - Vetren , N-1 400kV Plovdiv - Vetren | [MK-GR] 400 kV Bitola-Meliti | XFL_BI11_GMELIT11_1:line | -1239 |  | 1600 | -361 | 77 | []
BG_RS_CO_00001 | N-1 400kV Sofia Zapad - Nis Â | [MK-GR] 400 kV Bitola-Meliti | XFL_BI11_GMELIT11_1:line | -1234 |  | 1600 | -366 | 77 | []
KS_ME_CO_00001 | N-1 400 kV Pec 3-Ribarevina | [MK-GR] 400 kV Bitola-Meliti | XFL_BI11_GMELIT11_1:line | -1222 |  | 1600 | -378 | 76 | []
GR_CO_00005 | N-1 400 kV Thessaloniki-Lagadas ck.2 | [MK-GR] 400 kV Bitola-Meliti | XFL_BI11_GMELIT11_1:line | -1221 |  | 1600 | -379 | 76 | []
MK_CO_00003 | N-1 400 kV Skopje 4 âSkopje 5 | [MK-GR] 400 kV Bitola-Meliti | XFL_BI11_GMELIT11_1:line | -1202 |  | 1600 | -398 | 75 | []
BG_MK_CO_00001 | N-1 400kV Chervena Mogila - Stip | [MK-GR] 400 kV Bitola-Meliti | XFL_BI11_GMELIT11_1:line | -1190 |  | 1600 | -410 | 74 | []
MK_CO_00002 | N-1 400 kV Dubrovo âStip | [MK-GR] 400 kV Bitola-Meliti | XFL_BI11_GMELIT11_1:line | -1155 |  | 1600 | -445 | 72 | []