## 0030
Detailed results
Generated at: | 06/03/2026 22:25:54
Business day: | 2026-03-08
Horizon: | 2DA
Timestamp | 00:30
Border & direction: | South-Romania Exporting
Remedial actions | False
Margin satisfied | True
Final step | Margin Calculation
TTC [MW]: | 2996.71
Loading threshold | 0.7
Limiting CNEC | N-1 OHL 400 kV Constanta Nord- Cernavoda/[RO-RO] [OPP] OHL 400 kV Medgidia Sud- Cernavoda
Applied RAs
Non Costly RAO
CO ID | RA ID | Name of the RA | Usage | Type | Location | Status | Details
Costly RAO
RA RD ID | TSO | Generator Name | Minimum Power [MW] | Maximum Power [MW] | RDP- | RDP+ | P [MW] before RAO | P [MW] after RAO | P0 [MW] | Plimit+ [MW] | Plimit- [MW] | Started up | Shutdown
Non Costly Reduction
CO ID | RA ID | Name of the RA | Usage | Type | Location | Status | Details
Limiting CNECs
CO ID | Name of the CO | Name of the CNE | CNE UCTE branch | Calculated I (A) | I max (PATL) | Margin (A) | Loading (%) | Flow [MW] | LF type
RO_CO_00017 | N-1 OHL 400 kV Constanta Nord- Cernavoda | [RO-RO] [OPP] OHL 400 kV Medgidia Sud- Cernavoda | RMED141 RCERN41 1 | 1982 | 2000 | -18 | 99 | 1405 | AC
RO_CO_00013 | N-1 OHL 400 kV Lacu Sarat - Gura Ialomitei | [RO-RO] [OPP] OHL 400 kV Medgidia Sud- Cernavoda | RMED141 RCERN41 1 | 1966 | 2000 | -34 | 98 | 1392 | AC
RO_CO_00015 | N-1 OHL 400 kV Tulcea Vest - Tariverde | [RO-RO] [OPP] OHL 400 kV Medgidia Sud- Cernavoda | RMED141 RCERN41 1 | 1956 | 2000 | -44 | 98 | 1384 | AC
RO_CO_00012 | N-1 OHL 400 kV Isaccea - Tulcea Vest | [RO-RO] [OPP] OHL 400 kV Medgidia Sud- Cernavoda | RMED141 RCERN41 1 | 1955 | 2000 | -45 | 98 | 1382 | AC
RO_CO_00023 | N-1 OHL 400 kV Gutinas – Smardan | [RO-RO] [OPP] OHL 400 kV Medgidia Sud- Cernavoda | RMED141 RCERN41 1 | 1851 | 2000 | -149 | 93 | 1311 | AC
RO-RS_CO_00004 | N-1 TIE 400 kV Resita-Pancevo c1 | [RO-RS] [DIR] TIE 400 kV Portile de Fier-Djerdap | RPDFE41 XPF_DJ11 1 | 1691 | 1836 | -145 | 92 | 1196 | AC
Base case | Base case | [RO-RO] [OPP] OHL 400 kV Medgidia Sud- Cernavoda | RMED141 RCERN41 1 | 1825 | 2000 | -175 | 91 | 1293 | AC
RO-BG_CO_00002 | N-1 TIE 400 kV TINTARENI-KOZLODUI 2 | [RO-RS] [DIR] TIE 400 kV Portile de Fier-Djerdap | RPDFE41 XPF_DJ11 1 | 1644 | 1836 | -192 | 90 | 1162 | AC
RO_CO_00041 | N-1 OHL 400 kV Medgidia Sud - Rahman | [RO-RO] [OPP] OHL 400 kV Medgidia Sud- Cernavoda | RMED141 RCERN41 1 | 1784 | 2000 | -216 | 89 | 1253 | AC
RO_CO_00010 | N-1 OHL 400 kV Isaccea - Stupina | [RO-RO] [OPP] OHL 400 kV Medgidia Sud- Cernavoda | RMED141 RCERN41 1 | 1769 | 2000 | -231 | 88 | 1245 | AC
RO_CO_00036 | N-1 OHL 400 kV Medgidia Sud - Stupina | [RO-RO] [OPP] OHL 400 kV Medgidia Sud- Cernavoda | RMED141 RCERN41 1 | 1766 | 2000 | -234 | 88 | 1252 | AC
RO_CO_00011 | N-1 OHL 400 kV Isaccea - Rahman | [RO-RO] [OPP] OHL 400 kV Medgidia Sud- Cernavoda | RMED141 RCERN41 1 | 1762 | 2000 | -238 | 88 | 1247 | AC
RO_CO_00018 | N-1 OHL 400 kV Cernavoda - Pelicanu | [RO-RO] [OPP] OHL 400 kV Medgidia Sud- Cernavoda | RMED141 RCERN41 1 | 1751 | 2000 | -249 | 88 | 1239 | AC
RO_CO_00019 | N-1 OHL 400 kV Gura Ialomitei - Bucuresti Sud | [RO-RO] [OPP] OHL 400 kV Medgidia Sud- Cernavoda | RMED141 RCERN41 1 | 1746 | 2000 | -254 | 87 | 1236 | AC
RO-MD_CO_00001 | N-1 TIE 400 kV Isaccea - Vulcanesti | [RO-RO] [OPP] OHL 400 kV Medgidia Sud- Cernavoda | RMED141 RCERN41 1 | 1739 | 2000 | -261 | 87 | 1223 | AC
RO_CO_00037 | N-1 OHL 400 kV Pelicanu - Bucuresti Sud | [RO-RO] [OPP] OHL 400 kV Medgidia Sud- Cernavoda | RMED141 RCERN41 1 | 1736 | 2000 | -264 | 87 | 1229 | AC
RO-BG_CO_00005 | N-1 TIE 400 kV DOBRUDJA- MEDGIDIA SUD | [RO-RO] [OPP] OHL 400 kV Medgidia Sud- Cernavoda | RMED141 RCERN41 1 | 1679 | 2000 | -321 | 84 | 1181 | AC
RO-BG_CO_00004 | N-1 TIE 400 kV MEDGIDIA SUD - VARNA | [RO-RO] [OPP] OHL 400 kV Medgidia Sud- Cernavoda | RMED141 RCERN41 1 | 1673 | 2000 | -327 | 84 | 1178 | AC
RO_CO_00001 | N-1 OHL 220 kV Portile de Fier-Resita 1&2 | [RO-RS] [DIR] TIE 400 kV Portile de Fier-Djerdap | RPDFE41 XPF_DJ11 1 | 1485 | 1836 | -351 | 81 | 1048 | AC
RO-MD_CO_00001 | N-1 TIE 400 kV Isaccea - Vulcanesti | [RO-RS] [DIR] TIE 400 kV Portile de Fier-Djerdap | RPDFE41 XPF_DJ11 1 | 1476 | 1836 | -360 | 80 | 1042 | AC
RO_CO_00029 | N-1 OHL 220 kV Resita-Timisoara 1&2 | [RO-RS] [DIR] TIE 400 kV Portile de Fier-Djerdap | RPDFE41 XPF_DJ11 1 | 1440 | 1836 | -396 | 78 | 1016 | AC
RO_CO_00034 | N-1 TRA 400/220 kV AT2 Portile de Fier | [RO-RO] [OPP] TRA 400/220 kV AT1 Portile de Fier | RPDFE41 RPDF222 1 | 973 | 1248 | -276 | 78 | 398 | AC
RO_CO_00028 | N-1 TRA 400/220 kV AT1 Portile de Fier | [RO-RO] [OPP] TRA 400/220 kV AT2 Portile de Fier | RPDF241 RPDF222 2 | 973 | 1248 | -276 | 78 | 398 | AC
RO_CO_00002 | N-1 OHL 400 kV Mintia-Arad | [RO-RS] [DIR] TIE 400 kV Portile de Fier-Djerdap | RPDFE41 XPF_DJ11 1 | 1429 | 1836 | -407 | 78 | 1009 | AC
RO_CO_00035 | N-1 TRA 400/220 kV AT3 Portile de Fier | [RO-RO] [OPP] TRA 400/220 kV AT1 Portile de Fier | RPDFE41 RPDF222 1 | 970 | 1248 | -279 | 78 | 396 | AC
RO_CO_00035 | N-1 TRA 400/220 kV AT3 Portile de Fier | [RO-RO] [OPP] TRA 400/220 kV AT2 Portile de Fier | RPDF241 RPDF222 2 | 970 | 1248 | -279 | 78 | 396 | AC
RO-UA_CO_00001 | N-1 TIE 400 kV Rosiori-Mukacevo | [RO-RS] [DIR] TIE 400 kV Portile de Fier-Djerdap | RPDFE41 XPF_DJ11 1 | 1423 | 1836 | -413 | 78 | 1005 | AC
RO_CO_00034 | N-1 TRA 400/220 kV AT2 Portile de Fier | [RO-RO] [OPP] TRA 400/220 kV AT3 Portile de Fier | RPDFE41 RPDF212 3 | 966 | 1248 | -282 | 77 | 395 | AC
RO_CO_00028 | N-1 TRA 400/220 kV AT1 Portile de Fier | [RO-RO] [OPP] TRA 400/220 kV AT3 Portile de Fier | RPDFE41 RPDF212 3 | 966 | 1248 | -282 | 77 | 395 | AC
RO_CO_00052 | N-1 OHL 400 kV Sofia Zapad -Nis | [RO-RS] [DIR] TIE 400 kV Portile de Fier-Djerdap | RPDFE41 XPF_DJ11 1 | 1421 | 1836 | -415 | 77 | 1003 | AC
RO-HU_CO_00002 | N-1 TIE 400 kV Nadab-Bekescsaba | [RO-RS] [DIR] TIE 400 kV Portile de Fier-Djerdap | RPDFE41 XPF_DJ11 1 | 1410 | 1836 | -426 | 77 | 995 | AC
RO-HU_CO_00001 | N-1 TIE 400 kV Arad-Sandorfalva | [RO-RS] [DIR] TIE 400 kV Portile de Fier-Djerdap | RPDFE41 XPF_DJ11 1 | 1403 | 1836 | -433 | 76 | 990 | AC
RO_CO_00027 | N-1 TRA 400/220 kV AT3 Arad | [RO-RS] [DIR] TIE 400 kV Portile de Fier-Djerdap | RPDFE41 XPF_DJ11 1 | 1395 | 1836 | -441 | 76 | 985 | AC
Base case | Base case | [RO-RS] [DIR] TIE 400 kV Portile de Fier-Djerdap | RPDFE41 XPF_DJ11 1 | 1377 | 1836 | -459 | 75 | 972 | AC
RO_CO_00001 | N-1 OHL 220 kV Portile de Fier-Resita 1&2 | [RO-RO] [OPP] TRA 400/220 kV AT2 Portile de Fier | RPDF241 RPDF222 2 | 902 | 1248 | -346 | 72 | 369 | AC
RO_CO_00001 | N-1 OHL 220 kV Portile de Fier-Resita 1&2 | [RO-RO] [OPP] TRA 400/220 kV AT1 Portile de Fier | RPDFE41 RPDF222 1 | 902 | 1248 | -346 | 72 | 369 | AC
RO_CO_00001 | N-1 OHL 220 kV Portile de Fier-Resita 1&2 | [RO-RO] [OPP] TRA 400/220 kV AT3 Portile de Fier | RPDFE41 RPDF212 3 | 897 | 1248 | -352 | 72 | 367 | AC
RO-BG_CO_00005 | N-1 TIE 400 kV DOBRUDJA- MEDGIDIA SUD | [RO-BG] [DIR] TIE 400 kV MEDGIDIA SUD - VARNA | RMED141 XVA_MG11 1 | 1427 | 2000 | -573 | 71 | 989 | AC
BG_RO_CO_00005 | N-1 TIE 400 kV MEDGIDIA SUD - DOBRUDJA | [BG-RO] [DIR] TIE 400 kV MEDGIDIA SUD - VARNA | XVA_MG11 VVARNA11 1 | 1427 | 2000 | -573 | 71 | -974 | AC
BG_RO_CO_00004 | N-1 TIE 400 kV MEDGIDIA SUD - VARNA | [BG-RO] [DIR] TIE 400 kV DOBRUDJA- MEDGIDIA SUD | XDO_MG11 VDOBRU11 1 | 1419 | 2000 | -581 | 71 | -968 | AC
RO-BG_CO_00004 | N-1 TIE 400 kV MEDGIDIA SUD - VARNA | [RO-BG] [DIR] TIE 400 kV DOBRUDJA- MEDGIDIA SUD | RMEDG41 XDO_MG11 1 | 1419 | 2000 | -581 | 71 | 985 | AC

## 0130
Detailed results
Generated at: | 06/03/2026 22:25:54
Business day: | 2026-03-08
Horizon: | 2DA
Timestamp | 01:30
Border & direction: | South-Romania Exporting
Remedial actions | False
Margin satisfied | True
Final step | Margin Calculation
TTC [MW]: | 2924.42
Loading threshold | 0.7
Limiting CNEC | N-1 OHL 400 kV Constanta Nord- Cernavoda/[RO-RO] [OPP] OHL 400 kV Medgidia Sud- Cernavoda
Applied RAs
Non Costly RAO
CO ID | RA ID | Name of the RA | Usage | Type | Location | Status | Details
Costly RAO
RA RD ID | TSO | Generator Name | Minimum Power [MW] | Maximum Power [MW] | RDP- | RDP+ | P [MW] before RAO | P [MW] after RAO | P0 [MW] | Plimit+ [MW] | Plimit- [MW] | Started up | Shutdown
Non Costly Reduction
CO ID | RA ID | Name of the RA | Usage | Type | Location | Status | Details
Limiting CNECs
CO ID | Name of the CO | Name of the CNE | CNE UCTE branch | Calculated I (A) | I max (PATL) | Margin (A) | Loading (%) | Flow [MW] | LF type
RO_CO_00017 | N-1 OHL 400 kV Constanta Nord- Cernavoda | [RO-RO] [OPP] OHL 400 kV Medgidia Sud- Cernavoda | RMED141 RCERN41 1 | 1985 | 2000 | -15 | 99 | 1408 | AC
RO_CO_00013 | N-1 OHL 400 kV Lacu Sarat - Gura Ialomitei | [RO-RO] [OPP] OHL 400 kV Medgidia Sud- Cernavoda | RMED141 RCERN41 1 | 1961 | 2000 | -39 | 98 | 1390 | AC
RO_CO_00015 | N-1 OHL 400 kV Tulcea Vest - Tariverde | [RO-RO] [OPP] OHL 400 kV Medgidia Sud- Cernavoda | RMED141 RCERN41 1 | 1947 | 2000 | -53 | 97 | 1378 | AC
RO_CO_00012 | N-1 OHL 400 kV Isaccea - Tulcea Vest | [RO-RO] [OPP] OHL 400 kV Medgidia Sud- Cernavoda | RMED141 RCERN41 1 | 1940 | 2000 | -60 | 97 | 1373 | AC
RO-RS_CO_00004 | N-1 TIE 400 kV Resita-Pancevo c1 | [RO-RS] [DIR] TIE 400 kV Portile de Fier-Djerdap | RPDFE41 XPF_DJ11 1 | 1689 | 1836 | -147 | 92 | 1194 | AC
RO_CO_00023 | N-1 OHL 400 kV Gutinas – Smardan | [RO-RO] [OPP] OHL 400 kV Medgidia Sud- Cernavoda | RMED141 RCERN41 1 | 1839 | 2000 | -161 | 92 | 1304 | AC
Base case | Base case | [RO-RO] [OPP] OHL 400 kV Medgidia Sud- Cernavoda | RMED141 RCERN41 1 | 1813 | 2000 | -187 | 91 | 1285 | AC
RO_CO_00041 | N-1 OHL 400 kV Medgidia Sud - Rahman | [RO-RO] [OPP] OHL 400 kV Medgidia Sud- Cernavoda | RMED141 RCERN41 1 | 1758 | 2000 | -242 | 88 | 1236 | AC
RO_CO_00010 | N-1 OHL 400 kV Isaccea - Stupina | [RO-RO] [OPP] OHL 400 kV Medgidia Sud- Cernavoda | RMED141 RCERN41 1 | 1746 | 2000 | -254 | 87 | 1230 | AC
RO_CO_00011 | N-1 OHL 400 kV Isaccea - Rahman | [RO-RO] [OPP] OHL 400 kV Medgidia Sud- Cernavoda | RMED141 RCERN41 1 | 1741 | 2000 | -259 | 87 | 1233 | AC
RO_CO_00036 | N-1 OHL 400 kV Medgidia Sud - Stupina | [RO-RO] [OPP] OHL 400 kV Medgidia Sud- Cernavoda | RMED141 RCERN41 1 | 1740 | 2000 | -260 | 87 | 1235 | AC
RO_CO_00018 | N-1 OHL 400 kV Cernavoda - Pelicanu | [RO-RO] [OPP] OHL 400 kV Medgidia Sud- Cernavoda | RMED141 RCERN41 1 | 1735 | 2000 | -265 | 87 | 1229 | AC
RO-BG_CO_00002 | N-1 TIE 400 kV TINTARENI-KOZLODUI 2 | [RO-RS] [DIR] TIE 400 kV Portile de Fier-Djerdap | RPDFE41 XPF_DJ11 1 | 1592 | 1836 | -244 | 87 | 1125 | AC
RO_CO_00019 | N-1 OHL 400 kV Gura Ialomitei - Bucuresti Sud | [RO-RO] [OPP] OHL 400 kV Medgidia Sud- Cernavoda | RMED141 RCERN41 1 | 1730 | 2000 | -270 | 87 | 1226 | AC
RO_CO_00037 | N-1 OHL 400 kV Pelicanu - Bucuresti Sud | [RO-RO] [OPP] OHL 400 kV Medgidia Sud- Cernavoda | RMED141 RCERN41 1 | 1720 | 2000 | -280 | 86 | 1219 | AC
RO-MD_CO_00001 | N-1 TIE 400 kV Isaccea - Vulcanesti | [RO-RO] [OPP] OHL 400 kV Medgidia Sud- Cernavoda | RMED141 RCERN41 1 | 1720 | 2000 | -280 | 86 | 1211 | AC
RO-BG_CO_00005 | N-1 TIE 400 kV DOBRUDJA- MEDGIDIA SUD | [RO-RO] [OPP] OHL 400 kV Medgidia Sud- Cernavoda | RMED141 RCERN41 1 | 1673 | 2000 | -327 | 84 | 1178 | AC
RO-BG_CO_00004 | N-1 TIE 400 kV MEDGIDIA SUD - VARNA | [RO-RO] [OPP] OHL 400 kV Medgidia Sud- Cernavoda | RMED141 RCERN41 1 | 1668 | 2000 | -332 | 83 | 1176 | AC
RO_CO_00001 | N-1 OHL 220 kV Portile de Fier-Resita 1&2 | [RO-RS] [DIR] TIE 400 kV Portile de Fier-Djerdap | RPDFE41 XPF_DJ11 1 | 1456 | 1836 | -380 | 79 | 1027 | AC
RO-MD_CO_00001 | N-1 TIE 400 kV Isaccea - Vulcanesti | [RO-RS] [DIR] TIE 400 kV Portile de Fier-Djerdap | RPDFE41 XPF_DJ11 1 | 1446 | 1836 | -390 | 79 | 1021 | AC
RO_CO_00029 | N-1 OHL 220 kV Resita-Timisoara 1&2 | [RO-RS] [DIR] TIE 400 kV Portile de Fier-Djerdap | RPDFE41 XPF_DJ11 1 | 1409 | 1836 | -427 | 77 | 995 | AC
RO_CO_00028 | N-1 TRA 400/220 kV AT1 Portile de Fier | [RO-RO] [OPP] TRA 400/220 kV AT2 Portile de Fier | RPDF241 RPDF222 2 | 957 | 1248 | -292 | 77 | 391 | AC
RO_CO_00034 | N-1 TRA 400/220 kV AT2 Portile de Fier | [RO-RO] [OPP] TRA 400/220 kV AT1 Portile de Fier | RPDFE41 RPDF222 1 | 957 | 1248 | -292 | 77 | 391 | AC
RO_CO_00035 | N-1 TRA 400/220 kV AT3 Portile de Fier | [RO-RO] [OPP] TRA 400/220 kV AT1 Portile de Fier | RPDFE41 RPDF222 1 | 954 | 1248 | -294 | 76 | 390 | AC
RO_CO_00035 | N-1 TRA 400/220 kV AT3 Portile de Fier | [RO-RO] [OPP] TRA 400/220 kV AT2 Portile de Fier | RPDF241 RPDF222 2 | 954 | 1248 | -294 | 76 | 390 | AC
RO_CO_00002 | N-1 OHL 400 kV Mintia-Arad | [RO-RS] [DIR] TIE 400 kV Portile de Fier-Djerdap | RPDFE41 XPF_DJ11 1 | 1399 | 1836 | -437 | 76 | 987 | AC
RO_CO_00034 | N-1 TRA 400/220 kV AT2 Portile de Fier | [RO-RO] [OPP] TRA 400/220 kV AT3 Portile de Fier | RPDFE41 RPDF212 3 | 951 | 1248 | -298 | 76 | 389 | AC
RO_CO_00028 | N-1 TRA 400/220 kV AT1 Portile de Fier | [RO-RO] [OPP] TRA 400/220 kV AT3 Portile de Fier | RPDFE41 RPDF212 3 | 951 | 1248 | -298 | 76 | 389 | AC
RO_CO_00052 | N-1 OHL 400 kV Sofia Zapad -Nis | [RO-RS] [DIR] TIE 400 kV Portile de Fier-Djerdap | RPDFE41 XPF_DJ11 1 | 1393 | 1836 | -443 | 76 | 983 | AC
RO-UA_CO_00001 | N-1 TIE 400 kV Rosiori-Mukacevo | [RO-RS] [DIR] TIE 400 kV Portile de Fier-Djerdap | RPDFE41 XPF_DJ11 1 | 1393 | 1836 | -443 | 76 | 983 | AC
RO-HU_CO_00002 | N-1 TIE 400 kV Nadab-Bekescsaba | [RO-RS] [DIR] TIE 400 kV Portile de Fier-Djerdap | RPDFE41 XPF_DJ11 1 | 1378 | 1836 | -458 | 75 | 973 | AC
RO-HU_CO_00001 | N-1 TIE 400 kV Arad-Sandorfalva | [RO-RS] [DIR] TIE 400 kV Portile de Fier-Djerdap | RPDFE41 XPF_DJ11 1 | 1372 | 1836 | -464 | 75 | 969 | AC
RO_CO_00027 | N-1 TRA 400/220 kV AT3 Arad | [RO-RS] [DIR] TIE 400 kV Portile de Fier-Djerdap | RPDFE41 XPF_DJ11 1 | 1363 | 1836 | -473 | 74 | 962 | AC
Base case | Base case | [RO-RS] [DIR] TIE 400 kV Portile de Fier-Djerdap | RPDFE41 XPF_DJ11 1 | 1342 | 1836 | -494 | 73 | 947 | AC
RO_CO_00001 | N-1 OHL 220 kV Portile de Fier-Resita 1&2 | [RO-RO] [OPP] TRA 400/220 kV AT2 Portile de Fier | RPDF241 RPDF222 2 | 904 | 1248 | -344 | 72 | 370 | AC
RO_CO_00001 | N-1 OHL 220 kV Portile de Fier-Resita 1&2 | [RO-RO] [OPP] TRA 400/220 kV AT1 Portile de Fier | RPDFE41 RPDF222 1 | 904 | 1248 | -344 | 72 | 370 | AC
RO_CO_00001 | N-1 OHL 220 kV Portile de Fier-Resita 1&2 | [RO-RO] [OPP] TRA 400/220 kV AT3 Portile de Fier | RPDFE41 RPDF212 3 | 899 | 1248 | -350 | 72 | 367 | AC

## 0230
Detailed results
Generated at: | 06/03/2026 22:25:54
Business day: | 2026-03-08
Horizon: | 2DA
Timestamp | 02:30
Border & direction: | South-Romania Exporting
Remedial actions | False
Margin satisfied | True
Final step | Margin Calculation
TTC [MW]: | 2922.44
Loading threshold | 0.7
Limiting CNEC | N-1 OHL 400 kV Constanta Nord- Cernavoda/[RO-RO] [OPP] OHL 400 kV Medgidia Sud- Cernavoda
Applied RAs
Non Costly RAO
CO ID | RA ID | Name of the RA | Usage | Type | Location | Status | Details
Costly RAO
RA RD ID | TSO | Generator Name | Minimum Power [MW] | Maximum Power [MW] | RDP- | RDP+ | P [MW] before RAO | P [MW] after RAO | P0 [MW] | Plimit+ [MW] | Plimit- [MW] | Started up | Shutdown
Non Costly Reduction
CO ID | RA ID | Name of the RA | Usage | Type | Location | Status | Details
Limiting CNECs
CO ID | Name of the CO | Name of the CNE | CNE UCTE branch | Calculated I (A) | I max (PATL) | Margin (A) | Loading (%) | Flow [MW] | LF type
RO_CO_00017 | N-1 OHL 400 kV Constanta Nord- Cernavoda | [RO-RO] [OPP] OHL 400 kV Medgidia Sud- Cernavoda | RMED141 RCERN41 1 | 1986 | 2000 | -14 | 99 | 1408 | AC
RO_CO_00013 | N-1 OHL 400 kV Lacu Sarat - Gura Ialomitei | [RO-RO] [OPP] OHL 400 kV Medgidia Sud- Cernavoda | RMED141 RCERN41 1 | 1960 | 2000 | -40 | 98 | 1389 | AC
RO_CO_00015 | N-1 OHL 400 kV Tulcea Vest - Tariverde | [RO-RO] [OPP] OHL 400 kV Medgidia Sud- Cernavoda | RMED141 RCERN41 1 | 1944 | 2000 | -56 | 97 | 1376 | AC
RO_CO_00012 | N-1 OHL 400 kV Isaccea - Tulcea Vest | [RO-RO] [OPP] OHL 400 kV Medgidia Sud- Cernavoda | RMED141 RCERN41 1 | 1936 | 2000 | -64 | 97 | 1369 | AC
RO-RS_CO_00004 | N-1 TIE 400 kV Resita-Pancevo c1 | [RO-RS] [DIR] TIE 400 kV Portile de Fier-Djerdap | RPDFE41 XPF_DJ11 1 | 1733 | 1836 | -103 | 94 | 1219 | AC
RO_CO_00023 | N-1 OHL 400 kV Gutinas – Smardan | [RO-RO] [OPP] OHL 400 kV Medgidia Sud- Cernavoda | RMED141 RCERN41 1 | 1836 | 2000 | -164 | 92 | 1302 | AC
Base case | Base case | [RO-RO] [OPP] OHL 400 kV Medgidia Sud- Cernavoda | RMED141 RCERN41 1 | 1811 | 2000 | -189 | 91 | 1283 | AC
RO-BG_CO_00002 | N-1 TIE 400 kV TINTARENI-KOZLODUI 2 | [RO-RS] [DIR] TIE 400 kV Portile de Fier-Djerdap | RPDFE41 XPF_DJ11 1 | 1631 | 1836 | -205 | 89 | 1145 | AC
RO_CO_00041 | N-1 OHL 400 kV Medgidia Sud - Rahman | [RO-RO] [OPP] OHL 400 kV Medgidia Sud- Cernavoda | RMED141 RCERN41 1 | 1752 | 2000 | -248 | 88 | 1231 | AC
RO_CO_00010 | N-1 OHL 400 kV Isaccea - Stupina | [RO-RO] [OPP] OHL 400 kV Medgidia Sud- Cernavoda | RMED141 RCERN41 1 | 1741 | 2000 | -259 | 87 | 1226 | AC
RO_CO_00011 | N-1 OHL 400 kV Isaccea - Rahman | [RO-RO] [OPP] OHL 400 kV Medgidia Sud- Cernavoda | RMED141 RCERN41 1 | 1737 | 2000 | -263 | 87 | 1230 | AC
RO_CO_00036 | N-1 OHL 400 kV Medgidia Sud - Stupina | [RO-RO] [OPP] OHL 400 kV Medgidia Sud- Cernavoda | RMED141 RCERN41 1 | 1733 | 2000 | -267 | 87 | 1230 | AC
RO_CO_00018 | N-1 OHL 400 kV Cernavoda - Pelicanu | [RO-RO] [OPP] OHL 400 kV Medgidia Sud- Cernavoda | RMED141 RCERN41 1 | 1731 | 2000 | -269 | 87 | 1226 | AC
RO_CO_00019 | N-1 OHL 400 kV Gura Ialomitei - Bucuresti Sud | [RO-RO] [OPP] OHL 400 kV Medgidia Sud- Cernavoda | RMED141 RCERN41 1 | 1727 | 2000 | -273 | 86 | 1223 | AC
RO_CO_00037 | N-1 OHL 400 kV Pelicanu - Bucuresti Sud | [RO-RO] [OPP] OHL 400 kV Medgidia Sud- Cernavoda | RMED141 RCERN41 1 | 1718 | 2000 | -282 | 86 | 1216 | AC
RO-MD_CO_00001 | N-1 TIE 400 kV Isaccea - Vulcanesti | [RO-RO] [OPP] OHL 400 kV Medgidia Sud- Cernavoda | RMED141 RCERN41 1 | 1718 | 2000 | -282 | 86 | 1209 | AC
RO-BG_CO_00005 | N-1 TIE 400 kV DOBRUDJA- MEDGIDIA SUD | [RO-RO] [OPP] OHL 400 kV Medgidia Sud- Cernavoda | RMED141 RCERN41 1 | 1672 | 2000 | -328 | 84 | 1177 | AC
RO-BG_CO_00004 | N-1 TIE 400 kV MEDGIDIA SUD - VARNA | [RO-RO] [OPP] OHL 400 kV Medgidia Sud- Cernavoda | RMED141 RCERN41 1 | 1668 | 2000 | -332 | 83 | 1174 | AC
RO_CO_00001 | N-1 OHL 220 kV Portile de Fier-Resita 1&2 | [RO-RS] [DIR] TIE 400 kV Portile de Fier-Djerdap | RPDFE41 XPF_DJ11 1 | 1502 | 1836 | -334 | 82 | 1053 | AC
RO-MD_CO_00001 | N-1 TIE 400 kV Isaccea - Vulcanesti | [RO-RS] [DIR] TIE 400 kV Portile de Fier-Djerdap | RPDFE41 XPF_DJ11 1 | 1492 | 1836 | -344 | 81 | 1047 | AC
RO_CO_00029 | N-1 OHL 220 kV Resita-Timisoara 1&2 | [RO-RS] [DIR] TIE 400 kV Portile de Fier-Djerdap | RPDFE41 XPF_DJ11 1 | 1457 | 1836 | -379 | 79 | 1021 | AC
RO_CO_00002 | N-1 OHL 400 kV Mintia-Arad | [RO-RS] [DIR] TIE 400 kV Portile de Fier-Djerdap | RPDFE41 XPF_DJ11 1 | 1448 | 1836 | -388 | 79 | 1014 | AC
RO-UA_CO_00001 | N-1 TIE 400 kV Rosiori-Mukacevo | [RO-RS] [DIR] TIE 400 kV Portile de Fier-Djerdap | RPDFE41 XPF_DJ11 1 | 1442 | 1836 | -394 | 79 | 1010 | AC
RO_CO_00052 | N-1 OHL 400 kV Sofia Zapad -Nis | [RO-RS] [DIR] TIE 400 kV Portile de Fier-Djerdap | RPDFE41 XPF_DJ11 1 | 1441 | 1836 | -395 | 78 | 1010 | AC
RO-HU_CO_00002 | N-1 TIE 400 kV Nadab-Bekescsaba | [RO-RS] [DIR] TIE 400 kV Portile de Fier-Djerdap | RPDFE41 XPF_DJ11 1 | 1427 | 1836 | -409 | 78 | 1000 | AC
RO-HU_CO_00001 | N-1 TIE 400 kV Arad-Sandorfalva | [RO-RS] [DIR] TIE 400 kV Portile de Fier-Djerdap | RPDFE41 XPF_DJ11 1 | 1421 | 1836 | -415 | 77 | 995 | AC
RO_CO_00027 | N-1 TRA 400/220 kV AT3 Arad | [RO-RS] [DIR] TIE 400 kV Portile de Fier-Djerdap | RPDFE41 XPF_DJ11 1 | 1411 | 1836 | -425 | 77 | 989 | AC
RO_CO_00028 | N-1 TRA 400/220 kV AT1 Portile de Fier | [RO-RO] [OPP] TRA 400/220 kV AT2 Portile de Fier | RPDF241 RPDF222 2 | 956 | 1248 | -292 | 77 | 391 | AC
RO_CO_00034 | N-1 TRA 400/220 kV AT2 Portile de Fier | [RO-RO] [OPP] TRA 400/220 kV AT1 Portile de Fier | RPDFE41 RPDF222 1 | 956 | 1248 | -292 | 77 | 391 | AC
RO_CO_00035 | N-1 TRA 400/220 kV AT3 Portile de Fier | [RO-RO] [OPP] TRA 400/220 kV AT1 Portile de Fier | RPDFE41 RPDF222 1 | 954 | 1248 | -295 | 76 | 390 | AC
RO_CO_00035 | N-1 TRA 400/220 kV AT3 Portile de Fier | [RO-RO] [OPP] TRA 400/220 kV AT2 Portile de Fier | RPDF241 RPDF222 2 | 954 | 1248 | -295 | 76 | 390 | AC
RO_CO_00028 | N-1 TRA 400/220 kV AT1 Portile de Fier | [RO-RO] [OPP] TRA 400/220 kV AT3 Portile de Fier | RPDFE41 RPDF212 3 | 950 | 1248 | -298 | 76 | 388 | AC
RO_CO_00034 | N-1 TRA 400/220 kV AT2 Portile de Fier | [RO-RO] [OPP] TRA 400/220 kV AT3 Portile de Fier | RPDFE41 RPDF212 3 | 950 | 1248 | -298 | 76 | 388 | AC
Base case | Base case | [RO-RS] [DIR] TIE 400 kV Portile de Fier-Djerdap | RPDFE41 XPF_DJ11 1 | 1389 | 1836 | -447 | 76 | 973 | AC
RO_CO_00001 | N-1 OHL 220 kV Portile de Fier-Resita 1&2 | [RO-RO] [OPP] TRA 400/220 kV AT1 Portile de Fier | RPDFE41 RPDF222 1 | 905 | 1248 | -344 | 72 | 370 | AC
RO_CO_00001 | N-1 OHL 220 kV Portile de Fier-Resita 1&2 | [RO-RO] [OPP] TRA 400/220 kV AT2 Portile de Fier | RPDF241 RPDF222 2 | 905 | 1248 | -344 | 72 | 370 | AC
RO_CO_00001 | N-1 OHL 220 kV Portile de Fier-Resita 1&2 | [RO-RO] [OPP] TRA 400/220 kV AT3 Portile de Fier | RPDFE41 RPDF212 3 | 899 | 1248 | -349 | 72 | 367 | AC

## 0330
Detailed results
Generated at: | 06/03/2026 22:25:54
Business day: | 2026-03-08
Horizon: | 2DA
Timestamp | 03:30
Border & direction: | South-Romania Exporting
Remedial actions | False
Margin satisfied | True
Final step | Margin Calculation
TTC [MW]: | 2906.03
Loading threshold | 0.7
Limiting CNEC | N-1 OHL 400 kV Constanta Nord- Cernavoda/[RO-RO] [OPP] OHL 400 kV Medgidia Sud- Cernavoda
Applied RAs
Non Costly RAO
CO ID | RA ID | Name of the RA | Usage | Type | Location | Status | Details
Costly RAO
RA RD ID | TSO | Generator Name | Minimum Power [MW] | Maximum Power [MW] | RDP- | RDP+ | P [MW] before RAO | P [MW] after RAO | P0 [MW] | Plimit+ [MW] | Plimit- [MW] | Started up | Shutdown
Non Costly Reduction
CO ID | RA ID | Name of the RA | Usage | Type | Location | Status | Details
Limiting CNECs
CO ID | Name of the CO | Name of the CNE | CNE UCTE branch | Calculated I (A) | I max (PATL) | Margin (A) | Loading (%) | Flow [MW] | LF type
RO_CO_00017 | N-1 OHL 400 kV Constanta Nord- Cernavoda | [RO-RO] [OPP] OHL 400 kV Medgidia Sud- Cernavoda | RMED141 RCERN41 1 | 1988 | 2000 | -12 | 99 | 1409 | AC
RO_CO_00013 | N-1 OHL 400 kV Lacu Sarat - Gura Ialomitei | [RO-RO] [OPP] OHL 400 kV Medgidia Sud- Cernavoda | RMED141 RCERN41 1 | 1961 | 2000 | -39 | 98 | 1389 | AC
RO_CO_00015 | N-1 OHL 400 kV Tulcea Vest - Tariverde | [RO-RO] [OPP] OHL 400 kV Medgidia Sud- Cernavoda | RMED141 RCERN41 1 | 1944 | 2000 | -56 | 97 | 1375 | AC
RO_CO_00012 | N-1 OHL 400 kV Isaccea - Tulcea Vest | [RO-RO] [OPP] OHL 400 kV Medgidia Sud- Cernavoda | RMED141 RCERN41 1 | 1934 | 2000 | -66 | 97 | 1367 | AC
RO-RS_CO_00004 | N-1 TIE 400 kV Resita-Pancevo c1 | [RO-RS] [DIR] TIE 400 kV Portile de Fier-Djerdap | RPDFE41 XPF_DJ11 1 | 1724 | 1836 | -112 | 94 | 1204 | AC
RO_CO_00023 | N-1 OHL 400 kV Gutinas – Smardan | [RO-RO] [OPP] OHL 400 kV Medgidia Sud- Cernavoda | RMED141 RCERN41 1 | 1837 | 2000 | -163 | 92 | 1302 | AC
Base case | Base case | [RO-RO] [OPP] OHL 400 kV Medgidia Sud- Cernavoda | RMED141 RCERN41 1 | 1812 | 2000 | -188 | 91 | 1283 | AC
RO-BG_CO_00002 | N-1 TIE 400 kV TINTARENI-KOZLODUI 2 | [RO-RS] [DIR] TIE 400 kV Portile de Fier-Djerdap | RPDFE41 XPF_DJ11 1 | 1631 | 1836 | -205 | 89 | 1135 | AC
RO_CO_00041 | N-1 OHL 400 kV Medgidia Sud - Rahman | [RO-RO] [OPP] OHL 400 kV Medgidia Sud- Cernavoda | RMED141 RCERN41 1 | 1755 | 2000 | -245 | 88 | 1233 | AC
RO_CO_00010 | N-1 OHL 400 kV Isaccea - Stupina | [RO-RO] [OPP] OHL 400 kV Medgidia Sud- Cernavoda | RMED141 RCERN41 1 | 1744 | 2000 | -256 | 87 | 1228 | AC
RO_CO_00011 | N-1 OHL 400 kV Isaccea - Rahman | [RO-RO] [OPP] OHL 400 kV Medgidia Sud- Cernavoda | RMED141 RCERN41 1 | 1741 | 2000 | -259 | 87 | 1232 | AC
RO_CO_00036 | N-1 OHL 400 kV Medgidia Sud - Stupina | [RO-RO] [OPP] OHL 400 kV Medgidia Sud- Cernavoda | RMED141 RCERN41 1 | 1736 | 2000 | -264 | 87 | 1232 | AC
RO_CO_00018 | N-1 OHL 400 kV Cernavoda - Pelicanu | [RO-RO] [OPP] OHL 400 kV Medgidia Sud- Cernavoda | RMED141 RCERN41 1 | 1733 | 2000 | -267 | 87 | 1226 | AC
RO_CO_00019 | N-1 OHL 400 kV Gura Ialomitei - Bucuresti Sud | [RO-RO] [OPP] OHL 400 kV Medgidia Sud- Cernavoda | RMED141 RCERN41 1 | 1729 | 2000 | -271 | 86 | 1224 | AC
RO-MD_CO_00001 | N-1 TIE 400 kV Isaccea - Vulcanesti | [RO-RO] [OPP] OHL 400 kV Medgidia Sud- Cernavoda | RMED141 RCERN41 1 | 1721 | 2000 | -279 | 86 | 1211 | AC
RO_CO_00037 | N-1 OHL 400 kV Pelicanu - Bucuresti Sud | [RO-RO] [OPP] OHL 400 kV Medgidia Sud- Cernavoda | RMED141 RCERN41 1 | 1719 | 2000 | -281 | 86 | 1217 | AC
RO-BG_CO_00005 | N-1 TIE 400 kV DOBRUDJA- MEDGIDIA SUD | [RO-RO] [OPP] OHL 400 kV Medgidia Sud- Cernavoda | RMED141 RCERN41 1 | 1673 | 2000 | -327 | 84 | 1177 | AC
RO-BG_CO_00004 | N-1 TIE 400 kV MEDGIDIA SUD - VARNA | [RO-RO] [OPP] OHL 400 kV Medgidia Sud- Cernavoda | RMED141 RCERN41 1 | 1668 | 2000 | -332 | 83 | 1174 | AC
RO_CO_00001 | N-1 OHL 220 kV Portile de Fier-Resita 1&2 | [RO-RS] [DIR] TIE 400 kV Portile de Fier-Djerdap | RPDFE41 XPF_DJ11 1 | 1507 | 1836 | -329 | 82 | 1046 | AC
RO-MD_CO_00001 | N-1 TIE 400 kV Isaccea - Vulcanesti | [RO-RS] [DIR] TIE 400 kV Portile de Fier-Djerdap | RPDFE41 XPF_DJ11 1 | 1492 | 1836 | -344 | 81 | 1036 | AC
RO_CO_00029 | N-1 OHL 220 kV Resita-Timisoara 1&2 | [RO-RS] [DIR] TIE 400 kV Portile de Fier-Djerdap | RPDFE41 XPF_DJ11 1 | 1465 | 1836 | -371 | 80 | 1016 | AC
RO_CO_00002 | N-1 OHL 400 kV Mintia-Arad | [RO-RS] [DIR] TIE 400 kV Portile de Fier-Djerdap | RPDFE41 XPF_DJ11 1 | 1448 | 1836 | -388 | 79 | 1004 | AC
RO-UA_CO_00001 | N-1 TIE 400 kV Rosiori-Mukacevo | [RO-RS] [DIR] TIE 400 kV Portile de Fier-Djerdap | RPDFE41 XPF_DJ11 1 | 1444 | 1836 | -392 | 79 | 1001 | AC
RO_CO_00052 | N-1 OHL 400 kV Sofia Zapad -Nis | [RO-RS] [DIR] TIE 400 kV Portile de Fier-Djerdap | RPDFE41 XPF_DJ11 1 | 1442 | 1836 | -394 | 79 | 1000 | AC
RO-HU_CO_00002 | N-1 TIE 400 kV Nadab-Bekescsaba | [RO-RS] [DIR] TIE 400 kV Portile de Fier-Djerdap | RPDFE41 XPF_DJ11 1 | 1429 | 1836 | -407 | 78 | 990 | AC
RO-HU_CO_00001 | N-1 TIE 400 kV Arad-Sandorfalva | [RO-RS] [DIR] TIE 400 kV Portile de Fier-Djerdap | RPDFE41 XPF_DJ11 1 | 1421 | 1836 | -415 | 77 | 985 | AC
RO_CO_00027 | N-1 TRA 400/220 kV AT3 Arad | [RO-RS] [DIR] TIE 400 kV Portile de Fier-Djerdap | RPDFE41 XPF_DJ11 1 | 1415 | 1836 | -421 | 77 | 980 | AC
RO_CO_00028 | N-1 TRA 400/220 kV AT1 Portile de Fier | [RO-RO] [OPP] TRA 400/220 kV AT2 Portile de Fier | RPDF241 RPDF222 2 | 952 | 1248 | -297 | 76 | 388 | AC
RO_CO_00034 | N-1 TRA 400/220 kV AT2 Portile de Fier | [RO-RO] [OPP] TRA 400/220 kV AT1 Portile de Fier | RPDFE41 RPDF222 1 | 952 | 1248 | -297 | 76 | 388 | AC
RO_CO_00035 | N-1 TRA 400/220 kV AT3 Portile de Fier | [RO-RO] [OPP] TRA 400/220 kV AT1 Portile de Fier | RPDFE41 RPDF222 1 | 949 | 1248 | -299 | 76 | 387 | AC
RO_CO_00035 | N-1 TRA 400/220 kV AT3 Portile de Fier | [RO-RO] [OPP] TRA 400/220 kV AT2 Portile de Fier | RPDF241 RPDF222 2 | 949 | 1248 | -299 | 76 | 387 | AC
Base case | Base case | [RO-RS] [DIR] TIE 400 kV Portile de Fier-Djerdap | RPDFE41 XPF_DJ11 1 | 1392 | 1836 | -444 | 76 | 964 | AC
RO_CO_00034 | N-1 TRA 400/220 kV AT2 Portile de Fier | [RO-RO] [OPP] TRA 400/220 kV AT3 Portile de Fier | RPDFE41 RPDF212 3 | 946 | 1248 | -303 | 76 | 386 | AC
RO_CO_00028 | N-1 TRA 400/220 kV AT1 Portile de Fier | [RO-RO] [OPP] TRA 400/220 kV AT3 Portile de Fier | RPDFE41 RPDF212 3 | 946 | 1248 | -303 | 76 | 386 | AC
RO_CO_00001 | N-1 OHL 220 kV Portile de Fier-Resita 1&2 | [RO-RO] [OPP] TRA 400/220 kV AT2 Portile de Fier | RPDF241 RPDF222 2 | 907 | 1248 | -341 | 73 | 370 | AC
RO_CO_00001 | N-1 OHL 220 kV Portile de Fier-Resita 1&2 | [RO-RO] [OPP] TRA 400/220 kV AT1 Portile de Fier | RPDFE41 RPDF222 1 | 907 | 1248 | -341 | 73 | 370 | AC
RO_CO_00001 | N-1 OHL 220 kV Portile de Fier-Resita 1&2 | [RO-RO] [OPP] TRA 400/220 kV AT3 Portile de Fier | RPDFE41 RPDF212 3 | 901 | 1248 | -347 | 72 | 368 | AC

## 0430
Detailed results
Generated at: | 06/03/2026 22:25:54
Business day: | 2026-03-08
Horizon: | 2DA
Timestamp | 04:30
Border & direction: | South-Romania Exporting
Remedial actions | False
Margin satisfied | True
Final step | Margin Calculation
TTC [MW]: | 2860.43
Loading threshold | 0.7
Limiting CNEC | N-1 OHL 400 kV Constanta Nord- Cernavoda/[RO-RO] [OPP] OHL 400 kV Medgidia Sud- Cernavoda
Applied RAs
Non Costly RAO
CO ID | RA ID | Name of the RA | Usage | Type | Location | Status | Details
Costly RAO
RA RD ID | TSO | Generator Name | Minimum Power [MW] | Maximum Power [MW] | RDP- | RDP+ | P [MW] before RAO | P [MW] after RAO | P0 [MW] | Plimit+ [MW] | Plimit- [MW] | Started up | Shutdown
Non Costly Reduction
CO ID | RA ID | Name of the RA | Usage | Type | Location | Status | Details
Limiting CNECs
CO ID | Name of the CO | Name of the CNE | CNE UCTE branch | Calculated I (A) | I max (PATL) | Margin (A) | Loading (%) | Flow [MW] | LF type
RO_CO_00017 | N-1 OHL 400 kV Constanta Nord- Cernavoda | [RO-RO] [OPP] OHL 400 kV Medgidia Sud- Cernavoda | RMED141 RCERN41 1 | 1989 | 2000 | -11 | 99 | 1409 | AC
RO_CO_00013 | N-1 OHL 400 kV Lacu Sarat - Gura Ialomitei | [RO-RO] [OPP] OHL 400 kV Medgidia Sud- Cernavoda | RMED141 RCERN41 1 | 1959 | 2000 | -41 | 98 | 1387 | AC
RO_CO_00015 | N-1 OHL 400 kV Tulcea Vest - Tariverde | [RO-RO] [OPP] OHL 400 kV Medgidia Sud- Cernavoda | RMED141 RCERN41 1 | 1940 | 2000 | -60 | 97 | 1372 | AC
RO_CO_00012 | N-1 OHL 400 kV Isaccea - Tulcea Vest | [RO-RO] [OPP] OHL 400 kV Medgidia Sud- Cernavoda | RMED141 RCERN41 1 | 1929 | 2000 | -71 | 96 | 1363 | AC
RO_CO_00023 | N-1 OHL 400 kV Gutinas – Smardan | [RO-RO] [OPP] OHL 400 kV Medgidia Sud- Cernavoda | RMED141 RCERN41 1 | 1834 | 2000 | -166 | 92 | 1299 | AC
RO-RS_CO_00004 | N-1 TIE 400 kV Resita-Pancevo c1 | [RO-RS] [DIR] TIE 400 kV Portile de Fier-Djerdap | RPDFE41 XPF_DJ11 1 | 1679 | 1836 | -157 | 91 | 1171 | AC
Base case | Base case | [RO-RO] [OPP] OHL 400 kV Medgidia Sud- Cernavoda | RMED141 RCERN41 1 | 1809 | 2000 | -191 | 90 | 1281 | AC
RO_CO_00041 | N-1 OHL 400 kV Medgidia Sud - Rahman | [RO-RO] [OPP] OHL 400 kV Medgidia Sud- Cernavoda | RMED141 RCERN41 1 | 1752 | 2000 | -248 | 88 | 1230 | AC
RO-BG_CO_00002 | N-1 TIE 400 kV TINTARENI-KOZLODUI 2 | [RO-RS] [DIR] TIE 400 kV Portile de Fier-Djerdap | RPDFE41 XPF_DJ11 1 | 1605 | 1836 | -231 | 87 | 1114 | AC
RO_CO_00010 | N-1 OHL 400 kV Isaccea - Stupina | [RO-RO] [OPP] OHL 400 kV Medgidia Sud- Cernavoda | RMED141 RCERN41 1 | 1740 | 2000 | -260 | 87 | 1225 | AC
RO_CO_00011 | N-1 OHL 400 kV Isaccea - Rahman | [RO-RO] [OPP] OHL 400 kV Medgidia Sud- Cernavoda | RMED141 RCERN41 1 | 1737 | 2000 | -263 | 87 | 1229 | AC
RO_CO_00036 | N-1 OHL 400 kV Medgidia Sud - Stupina | [RO-RO] [OPP] OHL 400 kV Medgidia Sud- Cernavoda | RMED141 RCERN41 1 | 1732 | 2000 | -268 | 87 | 1228 | AC
RO_CO_00018 | N-1 OHL 400 kV Cernavoda - Pelicanu | [RO-RO] [OPP] OHL 400 kV Medgidia Sud- Cernavoda | RMED141 RCERN41 1 | 1728 | 2000 | -272 | 86 | 1223 | AC
RO_CO_00019 | N-1 OHL 400 kV Gura Ialomitei - Bucuresti Sud | [RO-RO] [OPP] OHL 400 kV Medgidia Sud- Cernavoda | RMED141 RCERN41 1 | 1724 | 2000 | -276 | 86 | 1220 | AC
RO-MD_CO_00001 | N-1 TIE 400 kV Isaccea - Vulcanesti | [RO-RO] [OPP] OHL 400 kV Medgidia Sud- Cernavoda | RMED141 RCERN41 1 | 1718 | 2000 | -282 | 86 | 1208 | AC
RO_CO_00037 | N-1 OHL 400 kV Pelicanu - Bucuresti Sud | [RO-RO] [OPP] OHL 400 kV Medgidia Sud- Cernavoda | RMED141 RCERN41 1 | 1714 | 2000 | -286 | 86 | 1213 | AC
RO-BG_CO_00005 | N-1 TIE 400 kV DOBRUDJA- MEDGIDIA SUD | [RO-RO] [OPP] OHL 400 kV Medgidia Sud- Cernavoda | RMED141 RCERN41 1 | 1671 | 2000 | -329 | 84 | 1175 | AC
RO-BG_CO_00004 | N-1 TIE 400 kV MEDGIDIA SUD - VARNA | [RO-RO] [OPP] OHL 400 kV Medgidia Sud- Cernavoda | RMED141 RCERN41 1 | 1667 | 2000 | -333 | 83 | 1173 | AC
RO_CO_00001 | N-1 OHL 220 kV Portile de Fier-Resita 1&2 | [RO-RS] [DIR] TIE 400 kV Portile de Fier-Djerdap | RPDFE41 XPF_DJ11 1 | 1479 | 1836 | -357 | 81 | 1023 | AC
RO-MD_CO_00001 | N-1 TIE 400 kV Isaccea - Vulcanesti | [RO-RS] [DIR] TIE 400 kV Portile de Fier-Djerdap | RPDFE41 XPF_DJ11 1 | 1465 | 1836 | -371 | 80 | 1014 | AC
RO_CO_00029 | N-1 OHL 220 kV Resita-Timisoara 1&2 | [RO-RS] [DIR] TIE 400 kV Portile de Fier-Djerdap | RPDFE41 XPF_DJ11 1 | 1438 | 1836 | -398 | 78 | 993 | AC
RO_CO_00002 | N-1 OHL 400 kV Mintia-Arad | [RO-RS] [DIR] TIE 400 kV Portile de Fier-Djerdap | RPDFE41 XPF_DJ11 1 | 1418 | 1836 | -418 | 77 | 979 | AC
RO-UA_CO_00001 | N-1 TIE 400 kV Rosiori-Mukacevo | [RO-RS] [DIR] TIE 400 kV Portile de Fier-Djerdap | RPDFE41 XPF_DJ11 1 | 1416 | 1836 | -420 | 77 | 978 | AC
RO_CO_00034 | N-1 TRA 400/220 kV AT2 Portile de Fier | [RO-RO] [OPP] TRA 400/220 kV AT1 Portile de Fier | RPDFE41 RPDF222 1 | 956 | 1248 | -292 | 77 | 390 | AC
RO_CO_00028 | N-1 TRA 400/220 kV AT1 Portile de Fier | [RO-RO] [OPP] TRA 400/220 kV AT2 Portile de Fier | RPDF241 RPDF222 2 | 956 | 1248 | -292 | 77 | 390 | AC
RO_CO_00052 | N-1 OHL 400 kV Sofia Zapad -Nis | [RO-RS] [DIR] TIE 400 kV Portile de Fier-Djerdap | RPDFE41 XPF_DJ11 1 | 1406 | 1836 | -430 | 77 | 971 | AC
RO_CO_00035 | N-1 TRA 400/220 kV AT3 Portile de Fier | [RO-RO] [OPP] TRA 400/220 kV AT2 Portile de Fier | RPDF241 RPDF222 2 | 954 | 1248 | -295 | 76 | 389 | AC
RO_CO_00035 | N-1 TRA 400/220 kV AT3 Portile de Fier | [RO-RO] [OPP] TRA 400/220 kV AT1 Portile de Fier | RPDFE41 RPDF222 1 | 954 | 1248 | -295 | 76 | 389 | AC
RO-HU_CO_00002 | N-1 TIE 400 kV Nadab-Bekescsaba | [RO-RS] [DIR] TIE 400 kV Portile de Fier-Djerdap | RPDFE41 XPF_DJ11 1 | 1399 | 1836 | -437 | 76 | 966 | AC
RO_CO_00028 | N-1 TRA 400/220 kV AT1 Portile de Fier | [RO-RO] [OPP] TRA 400/220 kV AT3 Portile de Fier | RPDFE41 RPDF212 3 | 950 | 1248 | -298 | 76 | 388 | AC
RO_CO_00034 | N-1 TRA 400/220 kV AT2 Portile de Fier | [RO-RO] [OPP] TRA 400/220 kV AT3 Portile de Fier | RPDFE41 RPDF212 3 | 950 | 1248 | -298 | 76 | 388 | AC
RO-HU_CO_00001 | N-1 TIE 400 kV Arad-Sandorfalva | [RO-RS] [DIR] TIE 400 kV Portile de Fier-Djerdap | RPDFE41 XPF_DJ11 1 | 1392 | 1836 | -444 | 76 | 960 | AC
RO_CO_00027 | N-1 TRA 400/220 kV AT3 Arad | [RO-RS] [DIR] TIE 400 kV Portile de Fier-Djerdap | RPDFE41 XPF_DJ11 1 | 1387 | 1836 | -449 | 76 | 957 | AC
Base case | Base case | [RO-RS] [DIR] TIE 400 kV Portile de Fier-Djerdap | RPDFE41 XPF_DJ11 1 | 1366 | 1836 | -470 | 74 | 942 | AC
RO_CO_00001 | N-1 OHL 220 kV Portile de Fier-Resita 1&2 | [RO-RO] [OPP] TRA 400/220 kV AT2 Portile de Fier | RPDF241 RPDF222 2 | 906 | 1248 | -342 | 73 | 370 | AC
RO_CO_00001 | N-1 OHL 220 kV Portile de Fier-Resita 1&2 | [RO-RO] [OPP] TRA 400/220 kV AT1 Portile de Fier | RPDFE41 RPDF222 1 | 906 | 1248 | -342 | 73 | 370 | AC
RO_CO_00001 | N-1 OHL 220 kV Portile de Fier-Resita 1&2 | [RO-RO] [OPP] TRA 400/220 kV AT3 Portile de Fier | RPDFE41 RPDF212 3 | 900 | 1248 | -348 | 72 | 367 | AC

## 0530
Detailed results
Generated at: | 06/03/2026 22:25:54
Business day: | 2026-03-08
Horizon: | 2DA
Timestamp | 05:30
Border & direction: | South-Romania Exporting
Remedial actions | False
Margin satisfied | True
Final step | Margin Calculation
TTC [MW]: | 2779.16
Loading threshold | 0.7
Limiting CNEC | N-1 OHL 400 kV Constanta Nord- Cernavoda/[RO-RO] [OPP] OHL 400 kV Medgidia Sud- Cernavoda
Applied RAs
Non Costly RAO
CO ID | RA ID | Name of the RA | Usage | Type | Location | Status | Details
Costly RAO
RA RD ID | TSO | Generator Name | Minimum Power [MW] | Maximum Power [MW] | RDP- | RDP+ | P [MW] before RAO | P [MW] after RAO | P0 [MW] | Plimit+ [MW] | Plimit- [MW] | Started up | Shutdown
Non Costly Reduction
CO ID | RA ID | Name of the RA | Usage | Type | Location | Status | Details
Limiting CNECs
CO ID | Name of the CO | Name of the CNE | CNE UCTE branch | Calculated I (A) | I max (PATL) | Margin (A) | Loading (%) | Flow [MW] | LF type
RO_CO_00017 | N-1 OHL 400 kV Constanta Nord- Cernavoda | [RO-RO] [OPP] OHL 400 kV Medgidia Sud- Cernavoda | RMED141 RCERN41 1 | 1987 | 2000 | -13 | 99 | 1409 | AC
RO_CO_00013 | N-1 OHL 400 kV Lacu Sarat - Gura Ialomitei | [RO-RO] [OPP] OHL 400 kV Medgidia Sud- Cernavoda | RMED141 RCERN41 1 | 1958 | 2000 | -42 | 98 | 1388 | AC
RO_CO_00015 | N-1 OHL 400 kV Tulcea Vest - Tariverde | [RO-RO] [OPP] OHL 400 kV Medgidia Sud- Cernavoda | RMED141 RCERN41 1 | 1935 | 2000 | -65 | 97 | 1370 | AC
RO_CO_00012 | N-1 OHL 400 kV Isaccea - Tulcea Vest | [RO-RO] [OPP] OHL 400 kV Medgidia Sud- Cernavoda | RMED141 RCERN41 1 | 1922 | 2000 | -78 | 96 | 1360 | AC
RO_CO_00023 | N-1 OHL 400 kV Gutinas – Smardan | [RO-RO] [OPP] OHL 400 kV Medgidia Sud- Cernavoda | RMED141 RCERN41 1 | 1828 | 2000 | -172 | 91 | 1296 | AC
Base case | Base case | [RO-RO] [OPP] OHL 400 kV Medgidia Sud- Cernavoda | RMED141 RCERN41 1 | 1804 | 2000 | -196 | 90 | 1279 | AC
RO-RS_CO_00004 | N-1 TIE 400 kV Resita-Pancevo c1 | [RO-RS] [DIR] TIE 400 kV Portile de Fier-Djerdap | RPDFE41 XPF_DJ11 1 | 1610 | 1836 | -226 | 88 | 1121 | AC
RO_CO_00041 | N-1 OHL 400 kV Medgidia Sud - Rahman | [RO-RO] [OPP] OHL 400 kV Medgidia Sud- Cernavoda | RMED141 RCERN41 1 | 1746 | 2000 | -254 | 87 | 1227 | AC
RO_CO_00010 | N-1 OHL 400 kV Isaccea - Stupina | [RO-RO] [OPP] OHL 400 kV Medgidia Sud- Cernavoda | RMED141 RCERN41 1 | 1735 | 2000 | -265 | 87 | 1222 | AC
RO_CO_00011 | N-1 OHL 400 kV Isaccea - Rahman | [RO-RO] [OPP] OHL 400 kV Medgidia Sud- Cernavoda | RMED141 RCERN41 1 | 1732 | 2000 | -268 | 87 | 1227 | AC
RO_CO_00036 | N-1 OHL 400 kV Medgidia Sud - Stupina | [RO-RO] [OPP] OHL 400 kV Medgidia Sud- Cernavoda | RMED141 RCERN41 1 | 1727 | 2000 | -273 | 86 | 1226 | AC
RO_CO_00019 | N-1 OHL 400 kV Gura Ialomitei - Bucuresti Sud | [RO-RO] [OPP] OHL 400 kV Medgidia Sud- Cernavoda | RMED141 RCERN41 1 | 1721 | 2000 | -279 | 86 | 1219 | AC
RO_CO_00018 | N-1 OHL 400 kV Cernavoda - Pelicanu | [RO-RO] [OPP] OHL 400 kV Medgidia Sud- Cernavoda | RMED141 RCERN41 1 | 1718 | 2000 | -282 | 86 | 1216 | AC
RO_CO_00037 | N-1 OHL 400 kV Pelicanu - Bucuresti Sud | [RO-RO] [OPP] OHL 400 kV Medgidia Sud- Cernavoda | RMED141 RCERN41 1 | 1717 | 2000 | -283 | 86 | 1217 | AC
RO-MD_CO_00001 | N-1 TIE 400 kV Isaccea - Vulcanesti | [RO-RO] [OPP] OHL 400 kV Medgidia Sud- Cernavoda | RMED141 RCERN41 1 | 1715 | 2000 | -285 | 86 | 1208 | AC
RO-BG_CO_00002 | N-1 TIE 400 kV TINTARENI-KOZLODUI 2 | [RO-RS] [DIR] TIE 400 kV Portile de Fier-Djerdap | RPDFE41 XPF_DJ11 1 | 1544 | 1836 | -292 | 84 | 1069 | AC
RO-BG_CO_00005 | N-1 TIE 400 kV DOBRUDJA- MEDGIDIA SUD | [RO-RO] [OPP] OHL 400 kV Medgidia Sud- Cernavoda | RMED141 RCERN41 1 | 1666 | 2000 | -334 | 83 | 1174 | AC
RO-BG_CO_00004 | N-1 TIE 400 kV MEDGIDIA SUD - VARNA | [RO-RO] [OPP] OHL 400 kV Medgidia Sud- Cernavoda | RMED141 RCERN41 1 | 1662 | 2000 | -338 | 83 | 1172 | AC
RO_CO_00001 | N-1 OHL 220 kV Portile de Fier-Resita 1&2 | [RO-RS] [DIR] TIE 400 kV Portile de Fier-Djerdap | RPDFE41 XPF_DJ11 1 | 1426 | 1836 | -410 | 78 | 984 | AC
RO-MD_CO_00001 | N-1 TIE 400 kV Isaccea - Vulcanesti | [RO-RS] [DIR] TIE 400 kV Portile de Fier-Djerdap | RPDFE41 XPF_DJ11 1 | 1412 | 1836 | -424 | 77 | 974 | AC
RO_CO_00034 | N-1 TRA 400/220 kV AT2 Portile de Fier | [RO-RO] [OPP] TRA 400/220 kV AT1 Portile de Fier | RPDFE41 RPDF222 1 | 952 | 1248 | -296 | 76 | 388 | AC
RO_CO_00028 | N-1 TRA 400/220 kV AT1 Portile de Fier | [RO-RO] [OPP] TRA 400/220 kV AT2 Portile de Fier | RPDF241 RPDF222 2 | 952 | 1248 | -296 | 76 | 388 | AC
RO_CO_00035 | N-1 TRA 400/220 kV AT3 Portile de Fier | [RO-RO] [OPP] TRA 400/220 kV AT2 Portile de Fier | RPDF241 RPDF222 2 | 950 | 1248 | -299 | 76 | 387 | AC
RO_CO_00035 | N-1 TRA 400/220 kV AT3 Portile de Fier | [RO-RO] [OPP] TRA 400/220 kV AT1 Portile de Fier | RPDFE41 RPDF222 1 | 950 | 1248 | -299 | 76 | 387 | AC
RO_CO_00034 | N-1 TRA 400/220 kV AT2 Portile de Fier | [RO-RO] [OPP] TRA 400/220 kV AT3 Portile de Fier | RPDFE41 RPDF212 3 | 946 | 1248 | -302 | 76 | 386 | AC
RO_CO_00028 | N-1 TRA 400/220 kV AT1 Portile de Fier | [RO-RO] [OPP] TRA 400/220 kV AT3 Portile de Fier | RPDFE41 RPDF212 3 | 946 | 1248 | -302 | 76 | 386 | AC
RO_CO_00029 | N-1 OHL 220 kV Resita-Timisoara 1&2 | [RO-RS] [DIR] TIE 400 kV Portile de Fier-Djerdap | RPDFE41 XPF_DJ11 1 | 1387 | 1836 | -449 | 76 | 955 | AC
RO-UA_CO_00001 | N-1 TIE 400 kV Rosiori-Mukacevo | [RO-RS] [DIR] TIE 400 kV Portile de Fier-Djerdap | RPDFE41 XPF_DJ11 1 | 1364 | 1836 | -472 | 74 | 939 | AC
RO_CO_00002 | N-1 OHL 400 kV Mintia-Arad | [RO-RS] [DIR] TIE 400 kV Portile de Fier-Djerdap | RPDFE41 XPF_DJ11 1 | 1363 | 1836 | -473 | 74 | 939 | AC
RO-HU_CO_00002 | N-1 TIE 400 kV Nadab-Bekescsaba | [RO-RS] [DIR] TIE 400 kV Portile de Fier-Djerdap | RPDFE41 XPF_DJ11 1 | 1345 | 1836 | -491 | 73 | 926 | AC
RO_CO_00052 | N-1 OHL 400 kV Sofia Zapad -Nis | [RO-RS] [DIR] TIE 400 kV Portile de Fier-Djerdap | RPDFE41 XPF_DJ11 1 | 1341 | 1836 | -495 | 73 | 923 | AC
RO-HU_CO_00001 | N-1 TIE 400 kV Arad-Sandorfalva | [RO-RS] [DIR] TIE 400 kV Portile de Fier-Djerdap | RPDFE41 XPF_DJ11 1 | 1336 | 1836 | -500 | 73 | 920 | AC
RO_CO_00027 | N-1 TRA 400/220 kV AT3 Arad | [RO-RS] [DIR] TIE 400 kV Portile de Fier-Djerdap | RPDFE41 XPF_DJ11 1 | 1333 | 1836 | -503 | 73 | 917 | AC
RO_CO_00001 | N-1 OHL 220 kV Portile de Fier-Resita 1&2 | [RO-RO] [OPP] TRA 400/220 kV AT2 Portile de Fier | RPDF241 RPDF222 2 | 903 | 1248 | -346 | 72 | 368 | AC
RO_CO_00001 | N-1 OHL 220 kV Portile de Fier-Resita 1&2 | [RO-RO] [OPP] TRA 400/220 kV AT1 Portile de Fier | RPDFE41 RPDF222 1 | 903 | 1248 | -346 | 72 | 368 | AC
RO_CO_00001 | N-1 OHL 220 kV Portile de Fier-Resita 1&2 | [RO-RO] [OPP] TRA 400/220 kV AT3 Portile de Fier | RPDFE41 RPDF212 3 | 897 | 1248 | -351 | 72 | 366 | AC
Base case | Base case | [RO-RS] [DIR] TIE 400 kV Portile de Fier-Djerdap | RPDFE41 XPF_DJ11 1 | 1313 | 1836 | -523 | 72 | 903 | AC

## 0630
Detailed results
Generated at: | 06/03/2026 22:25:54
Business day: | 2026-03-08
Horizon: | 2DA
Timestamp | 06:30
Border & direction: | South-Romania Exporting
Remedial actions | True
Margin satisfied | False
Final step | RAO
TTC [MW]: | 2923
Loading threshold | 0.7
Limiting CNEC | N-1 OHL 400 kV Constanta Nord- Cernavoda/[RO-RO] [OPP] OHL 400 kV Medgidia Sud- Cernavoda
Applied RAs
Non Costly RAO
CO ID | RA ID | Name of the RA | Usage | Type | Location | Status | Details
N/A | BG_RA_00001 | PRA 400 kV TINTARENI-KOZLODUI 1 | preventive | topological_ra | BG | applied | open --> close
N/A | BG_RA_00001 | PRA 400 kV TINTARENI-KOZLODUI 1 | preventive | topological_ra | BG | applied | open --> close
N/A | RO_RA_00003 | PRA 110 kV S4 | preventive | topological_ra | RO | applied | open --> close
N/A | RO_RA_00003 | PRA 110 kV S4 | preventive | topological_ra | RO | applied | close --> open
N/A | RO_RA_00003 | PRA 110 kV S4 | preventive | topological_ra | RO | applied | open --> close
N/A | RO_RA_00003 | PRA 110 kV S4 | preventive | topological_ra | RO | applied | open --> close
N/A | RO_RA_00003 | PRA 110 kV S4 | preventive | topological_ra | RO | applied | open --> close
N/A | RO_RA_00003 | PRA 110 kV S4 | preventive | topological_ra | RO | applied | open --> close
N/A | RO_RA_00004 | PRA 110 kV S5 | preventive | topological_ra | RO | applied | open --> close
N/A | RO_RA_00004 | PRA 110 kV S5 | preventive | topological_ra | RO | applied | open --> close
N/A | RO_RA_00004 | PRA 110 kV S5 | preventive | topological_ra | RO | applied | open --> close
N/A | RO_RA_00004 | PRA 110 kV S5 | preventive | topological_ra | RO | applied | open --> close
N/A | RO_RA_00005 | PRA 110 kV Pelicanu | preventive | topological_ra | RO | applied | open --> close
N/A | RO_RA_00005 | PRA 110 kV Pelicanu | preventive | topological_ra | RO | applied | open --> close
N/A | RO_RA_00005 | PRA 110 kV Pelicanu | preventive | topological_ra | RO | applied | close --> open
N/A | RO_RA_00005 | PRA 110 kV Pelicanu | preventive | topological_ra | RO | applied | close --> open
N/A | RO_RA_00010 | PRA 400 kV Tantareni-Kozlodui 1 | preventive | topological_ra | RO | applied | open --> close
N/A | RO_RA_00010 | PRA 400 kV Tantareni-Kozlodui 1 | preventive | topological_ra | RO | applied | open --> close
N/A | RO_RA_00014 | PRA 400 kV Resita-Pancevo c2 | preventive | topological_ra | RO | applied | open --> close
N/A | RO_RA_00014 | PRA 400 kV Resita-Pancevo c2 | preventive | topological_ra | RO | applied | open --> close
N/A | RO_RA_00103 | TOP_CLOSE_400kV_Tantareni _ Kozlodui_c1 | preventive | topological_ra | RO | applied | open --> close
N/A | RO_RA_00103 | TOP_CLOSE_400kV_Tantareni _ Kozlodui_c1 | preventive | topological_ra | RO | applied | open --> close
N/A | RO_RA_00001 | PRA 400/220kV AT3 Arad | preventive | pst_ra | RO | applied | LowerStep(-12.0) CurrentStep(-12) HigherStep(12.0)
N/A | RO_RA_00002 | PRA 400/220kV AT Urechesti | preventive | pst_ra | RO | applied | LowerStep(-12.0) CurrentStep(-12) HigherStep(12.0)
N/A | RO_RA_00101 | PST_ARAD 400/220_3 | preventive | pst_ra | RO | applied | LowerStep(-12.0) CurrentStep(-12) HigherStep(12.0)
N/A | RO_RA_00102 | PST_URECHESTI 400/220_1 | preventive | pst_ra | RO | applied | LowerStep(-12.0) CurrentStep(-12) HigherStep(12.0)
Costly RAO
RA RD ID | TSO | Generator Name | Minimum Power [MW] | Maximum Power [MW] | RDP- | RDP+ | P [MW] before RAO | P [MW] after RAO | P0 [MW] | Plimit+ [MW] | Plimit- [MW] | Started up | Shutdown
RO_RA_00112 | RO | RBRZ241 _generator | 0 | 313 |  |  | 313 | 169 |  | 313 | 1 | FALSE | FALSE
RO_RA_00113 | RO | RBRAZ22 _generator | 0 | 280 |  |  | 280 | 1 |  | 280 | 1 | FALSE | FALSE
RO_RA_00115 | RO | RPDF212 _generator | 0 | 389 |  |  | 389 | 177 |  | 389 | 0 | FALSE | FALSE
RO_RA_00116 | RO | RVMAR_5 _generator | 0 | 50 |  |  | 23 | 50 |  | 50 | 0 | FALSE | FALSE
RO_RA_00117 | RO | RGODI_5 _generator | 0 | 114 |  |  | 55 | 114 |  | 114 | 0 | FALSE | FALSE
RO_RA_00120 | RO | RTOPV_5 _generator | 0 | 10 |  |  | 1 | 10 |  | 10 | 0 | FALSE | FALSE
RO_RA_00121 | RO | RFMEP_5 _generator | 0 | 14 |  |  | 1 | 14 |  | 14 | 0 | FALSE | FALSE
RO_RA_00122 | RO | RVLCE15 _generator | 0 | 55 |  |  | 3 | 55 |  | 55 | 0 | FALSE | FALSE
RO_RA_00123 | RO | RVALD_5 _generator | 0 | 15 |  |  | 1 | 15 |  | 15 | 0 | FALSE | FALSE
RO_RA_00124 | RO | RELAR_5 _generator | 0 | 10 |  |  | 0 | 10 |  | 10 | 0 | TRUE | FALSE
RO_RA_00125 | RO | RAREF_5 _generator | 0 | 10 |  |  | 0 | 10 |  | 10 | 0 | TRUE | FALSE
RO_RA_00126 | RO | RARGS_5 _generator | 0 | 31 |  |  | 1 | 31 |  | 31 | 0 | FALSE | FALSE
RO_RA_00127 | RO | RALBE_5 _generator | 0 | 30 |  |  | 1 | 30 |  | 30 | 0 | FALSE | FALSE
RO_RA_00128 | RO | RCERB_5 _generator | 0 | 15 |  |  | 1 | 15 |  | 15 | 0 | FALSE | FALSE
RO_RA_00129 | RO | RVLCE25 _generator | 0 | 12 |  |  | 1 | 12 |  | 12 | 0 | FALSE | FALSE
RO_RA_00130 | RO | RCLNG_5 _generator | 0 | 90 |  |  | 5 | 90 |  | 90 | 0 | FALSE | FALSE
RO_RA_00134 | RO | RSTUP_5 _generator | 0 | 45 |  |  | 5 | 45 |  | 45 | 0 | FALSE | FALSE
RO_RA_00135 | RO | RDAIES5 _generator | 0 | 37 |  |  | 8 | 37 |  | 37 | 0 | FALSE | FALSE
RO_RA_00136 | RO | RVILN_5 _generator | 0 | 46 |  |  | 5 | 46 |  | 46 | 0 | FALSE | FALSE
RO_RA_00137 | RO | RRIUR15 _generator | 0 | 48 |  |  | 10 | 48 |  | 48 | 0 | FALSE | FALSE
RO_RA_00138 | RO | RMARC_5 _generator | 0 | 39 |  |  | 4 | 39 |  | 39 | 0 | FALSE | FALSE
RO_RA_00139 | RO | RIONE_5 _generator | 0 | 38 |  |  | 8 | 38 |  | 38 | 0 | FALSE | FALSE
RO_RA_00140 | RO | RJIBL_5 _generator | 0 | 38 |  |  | 4 | 38 |  | 38 | 0 | FALSE | FALSE
RO_RA_00141 | RO | RZAVI_5 _generator | 0 | 38 |  |  | 8 | 38 |  | 38 | 0 | FALSE | FALSE
RO_RA_00142 | RO | RCHTU_5 _generator | 0 | 74 |  |  | 7 | 74 |  | 74 | 0 | FALSE | FALSE
RO_RA_00143 | RO | RTRAI_5 _generator | 0 | 45 |  |  | 8 | 45 |  | 45 | 0 | FALSE | FALSE
RO_RA_00144 | RO | RHGLOT5 _generator | 0 | 25 |  |  | 3 | 25 |  | 25 | 0 | FALSE | FALSE
RO_RA_00145 | RO | RCHESJ5 _generator | 0 | 50 |  |  | 6 | 50 |  | 50 | 0 | FALSE | FALSE
RO_RA_00146 | RO | RCHEAC5 _generator | 0 | 38 |  |  | 5 | 38 |  | 38 | 0 | FALSE | FALSE
RO_RA_00147 | RO | RCHEST5 _generator | 0 | 26 |  |  | 3 | 26 |  | 26 | 0 | FALSE | FALSE
RO_RA_00148 | RO | RCHEIO5 _generator | 0 | 53 |  |  | 7 | 53 |  | 53 | 0 | FALSE | FALSE
RO_RA_00149 | RO | RCHDO_5 _generator | 0 | 53 |  |  | 7 | 53 |  | 53 | 0 | FALSE | FALSE
RO_RA_00150 | RO | RFRUN_5 _generator | 0 | 53 |  |  | 7 | 53 |  | 53 | 0 | FALSE | FALSE
RO_RA_00151 | RO | RCIZBI5 _generator | 0 | 53 |  |  | 7 | 53 |  | 53 | 0 | FALSE | FALSE
RO_RA_00152 | RO | RRUSA_5 _generator | 0 | 53 |  |  | 7 | 53 |  | 53 | 0 | FALSE | FALSE
RO_RA_00153 | RO | RHCORN5 _generator | 0 | 59 |  |  | 9 | 0 |  | 59 | 0 | FALSE | TRUE
RO_RA_00154 | RO | RFAGA_5 _generator | 0 | 20 |  |  | 4 | 0 |  | 20 | 0 | FALSE | TRUE
RO_RA_00155 | RO | RUCEA25 _generator | 0 | 32 |  |  | 5 | 0 |  | 32 | 0 | FALSE | TRUE
RO_RA_00156 | RO | RUCEA15 _generator | 0 | 49 |  |  | 6 | 0 |  | 49 | 0 | FALSE | TRUE
RO_RA_00157 | RO | RCIRT_5 _generator | 0 | 54 |  |  | 14 | 0 |  | 54 | 0 | FALSE | TRUE
RO_RA_00158 | RO | RSTEJ_5 _generator | 0 | 137 |  |  | 137 | 0 |  | 137 | 0 | FALSE | TRUE
RO_RA_00159 | RO | RSTEJ25 _generator | 0 | 32 |  |  | 20 | 0 |  | 32 | 0 | FALSE | TRUE
RO_RA_00160 | RO | RVADU_5 _generator | 0 | 67 |  |  | 24 | 0 |  | 67 | 0 | FALSE | TRUE
RO_RA_00161 | RO | RIZVO_5 _generator | 0 | 9 |  |  | 7 | 0 |  | 9 | 0 | FALSE | TRUE
RO_RA_00162 | RO | RDUMB_5 _generator | 0 | 23 |  |  | 18 | 0 |  | 23 | 0 | FALSE | TRUE
RO_RA_00163 | RO | RCOST_5 _generator | 0 | 24 |  |  | 18 | 0 |  | 24 | 0 | FALSE | TRUE
RO_RA_00164 | RO | RBUHU_5 _generator | 0 | 13 |  |  | 8 | 0 |  | 13 | 0 | FALSE | TRUE
RO_RA_00165 | RO | RRACO_5 _generator | 0 | 23 |  |  | 10 | 0 |  | 23 | 0 | FALSE | TRUE
RO_RA_00166 | RO | RGARL_5 _generator | 0 | 23 |  |  | 5 | 0 |  | 23 | 0 | FALSE | TRUE
RO_RA_00167 | RO | RLILI_5 _generator | 0 | 23 |  |  | 5 | 0 |  | 23 | 0 | FALSE | TRUE
RO_RA_00168 | RO | RBACS_5 _generator | 0 | 98 |  |  | 48 | 0 |  | 98 | 0 | FALSE | TRUE
RO_RA_00169 | RO | RFARA_5 _generator | 0 | 30 |  |  | 10 | 0 |  | 30 | 0 | FALSE | TRUE
RO_RA_00170 | RO | RSISC_5 _generator | 0 | 44 |  |  | 15 | 0 |  | 44 | 0 | FALSE | TRUE
RO_RA_00171 | RO | RMARA_5 _generator | 0 | 46 |  |  | 14 | 0 |  | 46 | 0 | FALSE | TRUE
RO_RA_00172 | RO | RTECU_5 _generator | 0 | 34 |  |  | 12 | 0 |  | 34 | 0 | FALSE | TRUE
RO_RA_00176 | RO | RSEBE_5 _generator | 0 | 55 |  |  | 3 | 0 |  | 55 | 0 | FALSE | TRUE
RO_RA_00179 | RO | RMUNT_5 _generator | 0 | 58 |  |  | 58 | 0 |  | 58 | 0 | FALSE | TRUE
RO_RA_00181 | RO | RRETE_5 _generator | 0 | 20 |  |  | 2 | 0 |  | 20 | 0 | FALSE | TRUE
RO_RA_00182 | RO | RCIRNA5 _generator | 0 | 29 |  |  | 3 | 0 |  | 29 | 0 | FALSE | TRUE
RO_RA_00183 | RO | RCIRNB5 _generator | 0 | 27 |  |  | 2 | 0 |  | 27 | 0 | FALSE | TRUE
RO_RA_00184 | RO | RHATE_5 _generator | 0 | 52 |  |  | 4 | 0 |  | 52 | 0 | FALSE | TRUE
Non Costly Reduction
CO ID | RA ID | Name of the RA | Usage | Type | Location | Status | Details
Limiting CNECs
CO ID | Name of the CO | Name of the CNE | CNE UCTE branch | Calculated I (A) | I max (PATL) | Margin (A) | Loading (%) | Flow [MW] | LF type
RO_CO_00017 | N-1 OHL 400 kV Constanta Nord- Cernavoda | [RO-RO] [OPP] OHL 400 kV Medgidia Sud- Cernavoda | RMED141 RCERN41 1 | 1995 | 2000 | -5 | 100 | 1414 | AC
RO_CO_00013 | N-1 OHL 400 kV Lacu Sarat - Gura Ialomitei | [RO-RO] [OPP] OHL 400 kV Medgidia Sud- Cernavoda | RMED141 RCERN41 1 | 1980 | 2000 | -20 | 99 | 1403 | AC
RO_CO_00015 | N-1 OHL 400 kV Tulcea Vest - Tariverde | [RO-RO] [OPP] OHL 400 kV Medgidia Sud- Cernavoda | RMED141 RCERN41 1 | 1950 | 2000 | -50 | 98 | 1380 | AC
RO_CO_00012 | N-1 OHL 400 kV Isaccea - Tulcea Vest | [RO-RO] [OPP] OHL 400 kV Medgidia Sud- Cernavoda | RMED141 RCERN41 1 | 1942 | 2000 | -58 | 97 | 1373 | AC
RO_CO_00023 | N-1 OHL 400 kV Gutinas – Smardan | [RO-RO] [OPP] OHL 400 kV Medgidia Sud- Cernavoda | RMED141 RCERN41 1 | 1815 | 2000 | -185 | 91 | 1286 | AC
Base case | Base case | [RO-RO] [OPP] OHL 400 kV Medgidia Sud- Cernavoda | RMED141 RCERN41 1 | 1798 | 2000 | -202 | 90 | 1273 | AC
RO-RS_CO_00003 | N-1 TIE 400 kV Resita-Pancevo c2 | [RO-RO] [OPP] TRA 400/220 kV AT3 Arad | RARA4D1 RARAD22 3 | 854 | 999 | -145 | 85 | 317 | AC
RO_CO_00041 | N-1 OHL 400 kV Medgidia Sud - Rahman | [RO-RO] [OPP] OHL 400 kV Medgidia Sud- Cernavoda | RMED141 RCERN41 1 | 1708 | 2000 | -292 | 85 | 1200 | AC
RO_CO_00019 | N-1 OHL 400 kV Gura Ialomitei - Bucuresti Sud | [RO-RO] [OPP] OHL 400 kV Medgidia Sud- Cernavoda | RMED141 RCERN41 1 | 1704 | 2000 | -296 | 85 | 1207 | AC
RO_CO_00018 | N-1 OHL 400 kV Cernavoda - Pelicanu | [RO-RO] [OPP] OHL 400 kV Medgidia Sud- Cernavoda | RMED141 RCERN41 1 | 1701 | 2000 | -299 | 85 | 1203 | AC
RO_CO_00037 | N-1 OHL 400 kV Pelicanu - Bucuresti Sud | [RO-RO] [OPP] OHL 400 kV Medgidia Sud- Cernavoda | RMED141 RCERN41 1 | 1700 | 2000 | -300 | 85 | 1204 | AC
RO_CO_00010 | N-1 OHL 400 kV Isaccea - Stupina | [RO-RO] [OPP] OHL 400 kV Medgidia Sud- Cernavoda | RMED141 RCERN41 1 | 1695 | 2000 | -305 | 85 | 1194 | AC
RO_CO_00011 | N-1 OHL 400 kV Isaccea - Rahman | [RO-RO] [OPP] OHL 400 kV Medgidia Sud- Cernavoda | RMED141 RCERN41 1 | 1695 | 2000 | -305 | 85 | 1200 | AC
RO-MD_CO_00001 | N-1 TIE 400 kV Isaccea - Vulcanesti | [RO-RO] [OPP] OHL 400 kV Medgidia Sud- Cernavoda | RMED141 RCERN41 1 | 1692 | 2000 | -308 | 85 | 1193 | AC no reactive limits
RO_CO_00036 | N-1 OHL 400 kV Medgidia Sud - Stupina | [RO-RO] [OPP] OHL 400 kV Medgidia Sud- Cernavoda | RMED141 RCERN41 1 | 1688 | 2000 | -312 | 84 | 1198 | AC
RO-BG_CO_00005 | N-1 TIE 400 kV DOBRUDJA- MEDGIDIA SUD | [RO-RO] [OPP] OHL 400 kV Medgidia Sud- Cernavoda | RMED141 RCERN41 1 | 1665 | 2000 | -335 | 83 | 1175 | AC
RO-BG_CO_00004 | N-1 TIE 400 kV MEDGIDIA SUD - VARNA | [RO-RO] [OPP] OHL 400 kV Medgidia Sud- Cernavoda | RMED141 RCERN41 1 | 1662 | 2000 | -338 | 83 | 1173 | AC
RO_CO_00001 | N-1 OHL 220 kV Portile de Fier-Resita 1&2 | [RO-RS] [DIR] TIE 400 kV Portile de Fier-Djerdap | RPDFE41 XPF_DJ11 1 | 1339 | 1836 | -497 | 73 | 935 | AC
RO-MD_CO_00001 | N-1 TIE 400 kV Isaccea - Vulcanesti | [RO-RS] [DIR] TIE 400 kV Portile de Fier-Djerdap | RPDFE41 XPF_DJ11 1 | 1312 | 1836 | -524 | 71 | 919 | AC no reactive limits
RO-RS_CO_00003 | N-1 TIE 400 kV Resita-Pancevo c2 | [RO-RS] [DIR] TIE 400 kV Portile de Fier-Djerdap | RPDFE41 XPF_DJ11 1 | 1289 | 1836 | -547 | 70 | 899 | AC
RO-RS_CO_00004 | N-1 TIE 400 kV Resita-Pancevo c1 | [RO-RS] [DIR] TIE 400 kV Portile de Fier-Djerdap | RPDFE41 XPF_DJ11 1 | 1289 | 1836 | -547 | 70 | 899 | AC

## 0730
Detailed results
Generated at: | 06/03/2026 22:25:54
Business day: | 2026-03-08
Horizon: | 2DA
Timestamp | 07:30
Border & direction: | South-Romania Exporting
Remedial actions | False
Margin satisfied | False
Final step | Reduction
TTC [MW]: | 3024
Loading threshold | 0.7
Limiting CNEC | N-1 OHL 400 kV Constanta Nord- Cernavoda/[RO-RO] [OPP] OHL 400 kV Medgidia Sud- Cernavoda
Applied RAs
Non Costly RAO
CO ID | RA ID | Name of the RA | Usage | Type | Location | Status | Details
Costly RAO
RA RD ID | TSO | Generator Name | Minimum Power [MW] | Maximum Power [MW] | RDP- | RDP+ | P [MW] before RAO | P [MW] after RAO | P0 [MW] | Plimit+ [MW] | Plimit- [MW] | Started up | Shutdown
Non Costly Reduction
CO ID | RA ID | Name of the RA | Usage | Type | Location | Status | Details
Limiting CNECs
CO ID | Name of the CO | Name of the CNE | CNE UCTE branch | Calculated I (A) | I max (PATL) | Margin (A) | Loading (%) | Flow [MW] | LF type
RO_CO_00017 | N-1 OHL 400 kV Constanta Nord- Cernavoda | [RO-RO] [OPP] OHL 400 kV Medgidia Sud- Cernavoda | RMED141 RCERN41 1 | 1995 | 2000 | -5 | 100 | 1415 | AC
RO_CO_00013 | N-1 OHL 400 kV Lacu Sarat - Gura Ialomitei | [RO-RO] [OPP] OHL 400 kV Medgidia Sud- Cernavoda | RMED141 RCERN41 1 | 1975 | 2000 | -25 | 99 | 1401 | AC
RO-RS_CO_00003 | N-1 TIE 400 kV Resita-Pancevo c2 | [RO-RO] [OPP] TRA 400/220 kV AT3 Arad | RARA4D1 RARAD22 3 | 985 | 999 | -14 | 99 | 368 | AC
RO_CO_00015 | N-1 OHL 400 kV Tulcea Vest - Tariverde | [RO-RO] [OPP] OHL 400 kV Medgidia Sud- Cernavoda | RMED141 RCERN41 1 | 1958 | 2000 | -42 | 98 | 1387 | AC
RO_CO_00012 | N-1 OHL 400 kV Isaccea - Tulcea Vest | [RO-RO] [OPP] OHL 400 kV Medgidia Sud- Cernavoda | RMED141 RCERN41 1 | 1953 | 2000 | -47 | 98 | 1382 | AC
RO_CO_00023 | N-1 OHL 400 kV Gutinas – Smardan | [RO-RO] [OPP] OHL 400 kV Medgidia Sud- Cernavoda | RMED141 RCERN41 1 | 1827 | 2000 | -173 | 91 | 1296 | AC
Base case | Base case | [RO-RO] [OPP] OHL 400 kV Medgidia Sud- Cernavoda | RMED141 RCERN41 1 | 1803 | 2000 | -197 | 90 | 1279 | AC
RO_CO_00019 | N-1 OHL 400 kV Gura Ialomitei - Bucuresti Sud | [RO-RO] [OPP] OHL 400 kV Medgidia Sud- Cernavoda | RMED141 RCERN41 1 | 1717 | 2000 | -283 | 86 | 1217 | AC
RO_CO_00018 | N-1 OHL 400 kV Cernavoda - Pelicanu | [RO-RO] [OPP] OHL 400 kV Medgidia Sud- Cernavoda | RMED141 RCERN41 1 | 1714 | 2000 | -286 | 86 | 1214 | AC
RO_CO_00037 | N-1 OHL 400 kV Pelicanu - Bucuresti Sud | [RO-RO] [OPP] OHL 400 kV Medgidia Sud- Cernavoda | RMED141 RCERN41 1 | 1713 | 2000 | -287 | 86 | 1214 | AC
RO_CO_00041 | N-1 OHL 400 kV Medgidia Sud - Rahman | [RO-RO] [OPP] OHL 400 kV Medgidia Sud- Cernavoda | RMED141 RCERN41 1 | 1711 | 2000 | -289 | 86 | 1206 | AC
RO_CO_00011 | N-1 OHL 400 kV Isaccea - Rahman | [RO-RO] [OPP] OHL 400 kV Medgidia Sud- Cernavoda | RMED141 RCERN41 1 | 1699 | 2000 | -301 | 85 | 1205 | AC
RO_CO_00010 | N-1 OHL 400 kV Isaccea - Stupina | [RO-RO] [OPP] OHL 400 kV Medgidia Sud- Cernavoda | RMED141 RCERN41 1 | 1699 | 2000 | -301 | 85 | 1200 | AC
RO_CO_00036 | N-1 OHL 400 kV Medgidia Sud - Stupina | [RO-RO] [OPP] OHL 400 kV Medgidia Sud- Cernavoda | RMED141 RCERN41 1 | 1692 | 2000 | -308 | 85 | 1203 | AC
RO-MD_CO_00001 | N-1 TIE 400 kV Isaccea - Vulcanesti | [RO-RO] [OPP] OHL 400 kV Medgidia Sud- Cernavoda | RMED141 RCERN41 1 | 1688 | 2000 | -312 | 84 | 1193 | AC no reactive limits
RO-BG_CO_00005 | N-1 TIE 400 kV DOBRUDJA- MEDGIDIA SUD | [RO-RO] [OPP] OHL 400 kV Medgidia Sud- Cernavoda | RMED141 RCERN41 1 | 1669 | 2000 | -331 | 83 | 1178 | AC
RO_CO_00001 | N-1 OHL 220 kV Portile de Fier-Resita 1&2 | [RO-RS] [DIR] TIE 400 kV Portile de Fier-Djerdap | RPDFE41 XPF_DJ11 1 | 1531 | 1836 | -305 | 83 | 1074 | AC
RO-BG_CO_00004 | N-1 TIE 400 kV MEDGIDIA SUD - VARNA | [RO-RO] [OPP] OHL 400 kV Medgidia Sud- Cernavoda | RMED141 RCERN41 1 | 1665 | 2000 | -335 | 83 | 1176 | AC
RO_CO_00052 | N-1 OHL 400 kV Sofia Zapad -Nis | [RO-RS] [DIR] TIE 400 kV Portile de Fier-Djerdap | RPDFE41 XPF_DJ11 1 | 1501 | 1836 | -335 | 82 | 1051 | AC
RO-MD_CO_00001 | N-1 TIE 400 kV Isaccea - Vulcanesti | [RO-RS] [DIR] TIE 400 kV Portile de Fier-Djerdap | RPDFE41 XPF_DJ11 1 | 1491 | 1836 | -345 | 81 | 1049 | AC no reactive limits
RO-RS_CO_00003 | N-1 TIE 400 kV Resita-Pancevo c2 | [RO-RS] [DIR] TIE 400 kV Portile de Fier-Djerdap | RPDFE41 XPF_DJ11 1 | 1479 | 1836 | -357 | 81 | 1037 | AC
RO-RS_CO_00004 | N-1 TIE 400 kV Resita-Pancevo c1 | [RO-RS] [DIR] TIE 400 kV Portile de Fier-Djerdap | RPDFE41 XPF_DJ11 1 | 1479 | 1836 | -357 | 81 | 1037 | AC
RO_CO_00029 | N-1 OHL 220 kV Resita-Timisoara 1&2 | [RO-RS] [DIR] TIE 400 kV Portile de Fier-Djerdap | RPDFE41 XPF_DJ11 1 | 1445 | 1836 | -391 | 79 | 1012 | AC
RO-UA_CO_00001 | N-1 TIE 400 kV Rosiori-Mukacevo | [RO-RS] [DIR] TIE 400 kV Portile de Fier-Djerdap | RPDFE41 XPF_DJ11 1 | 1443 | 1836 | -393 | 79 | 1010 | AC
RO_CO_00002 | N-1 OHL 400 kV Mintia-Arad | [RO-RS] [DIR] TIE 400 kV Portile de Fier-Djerdap | RPDFE41 XPF_DJ11 1 | 1434 | 1836 | -402 | 78 | 1003 | AC
RO-BG_CO_00001 | N-1 TIE 400 kV TINTARENI-KOZLODUI 1 | [RO-RS] [DIR] TIE 400 kV Portile de Fier-Djerdap | RPDFE41 XPF_DJ11 1 | 1427 | 1836 | -409 | 78 | 999 | AC
RO-BG_CO_00002 | N-1 TIE 400 kV TINTARENI-KOZLODUI 2 | [RO-RS] [DIR] TIE 400 kV Portile de Fier-Djerdap | RPDFE41 XPF_DJ11 1 | 1427 | 1836 | -409 | 78 | 999 | AC
RO_CO_00027 | N-1 TRA 400/220 kV AT3 Arad | [RO-RS] [DIR] TIE 400 kV Portile de Fier-Djerdap | RPDFE41 XPF_DJ11 1 | 1424 | 1836 | -412 | 78 | 997 | AC
RO-HU_CO_00002 | N-1 TIE 400 kV Nadab-Bekescsaba | [RO-RS] [DIR] TIE 400 kV Portile de Fier-Djerdap | RPDFE41 XPF_DJ11 1 | 1417 | 1836 | -419 | 77 | 991 | AC
RO-HU_CO_00001 | N-1 TIE 400 kV Arad-Sandorfalva | [RO-RS] [DIR] TIE 400 kV Portile de Fier-Djerdap | RPDFE41 XPF_DJ11 1 | 1415 | 1836 | -421 | 77 | 991 | AC
Base case | Base case | [RO-RS] [DIR] TIE 400 kV Portile de Fier-Djerdap | RPDFE41 XPF_DJ11 1 | 1379 | 1836 | -457 | 75 | 965 | AC
RO_CO_00001 | N-1 OHL 220 kV Portile de Fier-Resita 1&2 | [RO-RO] [OPP] TRA 400/220 kV AT1 Portile de Fier | RPDFE41 RPDF222 1 | 910 | 1248 | -338 | 73 | 372 | AC
RO_CO_00001 | N-1 OHL 220 kV Portile de Fier-Resita 1&2 | [RO-RO] [OPP] TRA 400/220 kV AT2 Portile de Fier | RPDF241 RPDF222 2 | 910 | 1248 | -338 | 73 | 372 | AC
RO-RS_CO_00003 | N-1 TIE 400 kV Resita-Pancevo c2 | [RO-UA] [DIR] TIE 400 kV Isaccea-Vulcanesti | RISAC41 XVK_IS11 1 | 1449 | 2000 | -551 | 72 | 1022 | AC
RO_CO_00001 | N-1 OHL 220 kV Portile de Fier-Resita 1&2 | [RO-RO] [OPP] TRA 400/220 kV AT3 Portile de Fier | RPDFE41 RPDF212 3 | 904 | 1248 | -344 | 72 | 369 | AC
RO_CO_00034 | N-1 TRA 400/220 kV AT2 Portile de Fier | [RO-RO] [OPP] TRA 400/220 kV AT1 Portile de Fier | RPDFE41 RPDF222 1 | 882 | 1248 | -366 | 71 | 360 | AC
RO_CO_00028 | N-1 TRA 400/220 kV AT1 Portile de Fier | [RO-RO] [OPP] TRA 400/220 kV AT2 Portile de Fier | RPDF241 RPDF222 2 | 882 | 1248 | -366 | 71 | 360 | AC
RO_CO_00035 | N-1 TRA 400/220 kV AT3 Portile de Fier | [RO-RO] [OPP] TRA 400/220 kV AT2 Portile de Fier | RPDF241 RPDF222 2 | 880 | 1248 | -369 | 70 | 359 | AC
RO_CO_00035 | N-1 TRA 400/220 kV AT3 Portile de Fier | [RO-RO] [OPP] TRA 400/220 kV AT1 Portile de Fier | RPDFE41 RPDF222 1 | 880 | 1248 | -369 | 70 | 359 | AC
RO_CO_00028 | N-1 TRA 400/220 kV AT1 Portile de Fier | [RO-RO] [OPP] TRA 400/220 kV AT3 Portile de Fier | RPDFE41 RPDF212 3 | 877 | 1248 | -372 | 70 | 358 | AC
RO_CO_00034 | N-1 TRA 400/220 kV AT2 Portile de Fier | [RO-RO] [OPP] TRA 400/220 kV AT3 Portile de Fier | RPDFE41 RPDF212 3 | 877 | 1248 | -372 | 70 | 358 | AC

## 0830
Detailed results
Generated at: | 06/03/2026 22:25:54
Business day: | 2026-03-08
Horizon: | 2DA
Timestamp | 08:30
Border & direction: | South-Romania Exporting
Remedial actions | True
Margin satisfied | False
Final step | RAO
TTC [MW]: | 3158
Loading threshold | 0.7
Limiting CNEC | N-1 OHL 400 kV Constanta Nord- Cernavoda/[RO-RO] [OPP] OHL 400 kV Medgidia Sud- Cernavoda
Applied RAs
Non Costly RAO
CO ID | RA ID | Name of the RA | Usage | Type | Location | Status | Details
Costly RAO
RA RD ID | TSO | Generator Name | Minimum Power [MW] | Maximum Power [MW] | RDP- | RDP+ | P [MW] before RAO | P [MW] after RAO | P0 [MW] | Plimit+ [MW] | Plimit- [MW] | Started up | Shutdown
RO_RA_00105 | RO | RROVI31 _generator | 0 | 310 |  |  | 310 | 1 |  | 310 | 1 | FALSE | FALSE
RO_RA_00107 | RO | RTURC11 _generator | 0 | 302 |  |  | 302 | 1 |  | 302 | 1 | FALSE | FALSE
RO_RA_00111 | RO | RBRAZ41 _generator | 0 | 295 |  |  | 295 | 1 |  | 295 | 1 | FALSE | FALSE
RO_RA_00112 | RO | RBRZ241 _generator | 0 | 313 |  |  | 313 | 1 |  | 313 | 1 | FALSE | FALSE
RO_RA_00113 | RO | RBRAZ22 _generator | 0 | 280 |  |  | 280 | 169 |  | 280 | 1 | FALSE | FALSE
RO_RA_00115 | RO | RPDF212 _generator | 0 | 389 |  |  | 389 | 0 |  | 389 | 0 | FALSE | TRUE
RO_RA_00120 | RO | RTOPV_5 _generator | 0 | 10 |  |  | 5 | 10 |  | 10 | 0 | FALSE | FALSE
RO_RA_00121 | RO | RFMEP_5 _generator | 0 | 14 |  |  | 1 | 14 |  | 14 | 0 | FALSE | FALSE
RO_RA_00122 | RO | RVLCE15 _generator | 0 | 55 |  |  | 2 | 55 |  | 55 | 0 | FALSE | FALSE
RO_RA_00123 | RO | RVALD_5 _generator | 0 | 15 |  |  | 1 | 15 |  | 15 | 0 | FALSE | FALSE
RO_RA_00124 | RO | RELAR_5 _generator | 0 | 10 |  |  | 0 | 10 |  | 10 | 0 | TRUE | FALSE
RO_RA_00125 | RO | RAREF_5 _generator | 0 | 10 |  |  | 0 | 10 |  | 10 | 0 | TRUE | FALSE
RO_RA_00126 | RO | RARGS_5 _generator | 0 | 31 |  |  | 1 | 31 |  | 31 | 0 | FALSE | FALSE
RO_RA_00127 | RO | RALBE_5 _generator | 0 | 30 |  |  | 1 | 30 |  | 30 | 0 | FALSE | FALSE
RO_RA_00128 | RO | RCERB_5 _generator | 0 | 15 |  |  | 1 | 15 |  | 15 | 0 | FALSE | FALSE
RO_RA_00129 | RO | RVLCE25 _generator | 0 | 12 |  |  | 0 | 12 |  | 12 | 0 | TRUE | FALSE
RO_RA_00130 | RO | RCLNG_5 _generator | 0 | 90 |  |  | 5 | 90 |  | 90 | 0 | FALSE | FALSE
RO_RA_00131 | RO | RLOTR22 _generator | 0 | 170 |  |  | 0 | 170 |  | 170 | 0 | TRUE | FALSE
RO_RA_00134 | RO | RSTUP_5 _generator | 0 | 45 |  |  | 5 | 45 |  | 45 | 0 | FALSE | FALSE
RO_RA_00135 | RO | RDAIES5 _generator | 0 | 37 |  |  | 8 | 37 |  | 37 | 0 | FALSE | FALSE
RO_RA_00136 | RO | RVILN_5 _generator | 0 | 46 |  |  | 5 | 46 |  | 46 | 0 | FALSE | FALSE
RO_RA_00137 | RO | RRIUR15 _generator | 0 | 48 |  |  | 10 | 48 |  | 48 | 0 | FALSE | FALSE
RO_RA_00138 | RO | RMARC_5 _generator | 0 | 39 |  |  | 4 | 39 |  | 39 | 0 | FALSE | FALSE
RO_RA_00139 | RO | RIONE_5 _generator | 0 | 38 |  |  | 8 | 38 |  | 38 | 0 | FALSE | FALSE
RO_RA_00140 | RO | RJIBL_5 _generator | 0 | 38 |  |  | 4 | 38 |  | 38 | 0 | FALSE | FALSE
RO_RA_00141 | RO | RZAVI_5 _generator | 0 | 38 |  |  | 8 | 38 |  | 38 | 0 | FALSE | FALSE
RO_RA_00142 | RO | RCHTU_5 _generator | 0 | 74 |  |  | 7 | 74 |  | 74 | 0 | FALSE | FALSE
RO_RA_00143 | RO | RTRAI_5 _generator | 0 | 45 |  |  | 9 | 45 |  | 45 | 0 | FALSE | FALSE
RO_RA_00144 | RO | RHGLOT5 _generator | 0 | 25 |  |  | 3 | 25 |  | 25 | 0 | FALSE | FALSE
RO_RA_00145 | RO | RCHESJ5 _generator | 0 | 50 |  |  | 6 | 0 |  | 50 | 0 | FALSE | TRUE
RO_RA_00146 | RO | RCHEAC5 _generator | 0 | 38 |  |  | 5 | 0 |  | 38 | 0 | FALSE | TRUE
RO_RA_00147 | RO | RCHEST5 _generator | 0 | 26 |  |  | 3 | 0 |  | 26 | 0 | FALSE | TRUE
RO_RA_00148 | RO | RCHEIO5 _generator | 0 | 53 |  |  | 7 | 0 |  | 53 | 0 | FALSE | TRUE
RO_RA_00149 | RO | RCHDO_5 _generator | 0 | 53 |  |  | 7 | 0 |  | 53 | 0 | FALSE | TRUE
RO_RA_00150 | RO | RFRUN_5 _generator | 0 | 53 |  |  | 7 | 0 |  | 53 | 0 | FALSE | TRUE
RO_RA_00151 | RO | RCIZBI5 _generator | 0 | 53 |  |  | 7 | 0 |  | 53 | 0 | FALSE | TRUE
RO_RA_00152 | RO | RRUSA_5 _generator | 0 | 53 |  |  | 7 | 0 |  | 53 | 0 | FALSE | TRUE
RO_RA_00153 | RO | RHCORN5 _generator | 0 | 59 |  |  | 2 | 59 |  | 59 | 0 | FALSE | FALSE
RO_RA_00154 | RO | RFAGA_5 _generator | 0 | 20 |  |  | 1 | 20 |  | 20 | 0 | FALSE | FALSE
RO_RA_00155 | RO | RUCEA25 _generator | 0 | 32 |  |  | 7 | 32 |  | 32 | 0 | FALSE | FALSE
RO_RA_00156 | RO | RUCEA15 _generator | 0 | 49 |  |  | 13 | 49 |  | 49 | 0 | FALSE | FALSE
RO_RA_00157 | RO | RCIRT_5 _generator | 0 | 54 |  |  | 4 | 54 |  | 54 | 0 | FALSE | FALSE
RO_RA_00159 | RO | RSTEJ25 _generator | 0 | 32 |  |  | 0 | 32 |  | 32 | 0 | TRUE | FALSE
RO_RA_00160 | RO | RVADU_5 _generator | 0 | 67 |  |  | 0 | 67 |  | 67 | 0 | TRUE | FALSE
RO_RA_00161 | RO | RIZVO_5 _generator | 0 | 9 |  |  | 4 | 9 |  | 9 | 0 | FALSE | FALSE
RO_RA_00162 | RO | RDUMB_5 _generator | 0 | 23 |  |  | 11 | 23 |  | 23 | 0 | FALSE | FALSE
RO_RA_00163 | RO | RCOST_5 _generator | 0 | 24 |  |  | 11 | 24 |  | 24 | 0 | FALSE | FALSE
RO_RA_00164 | RO | RBUHU_5 _generator | 0 | 13 |  |  | 5 | 13 |  | 13 | 0 | FALSE | FALSE
RO_RA_00165 | RO | RRACO_5 _generator | 0 | 23 |  |  | 7 | 23 |  | 23 | 0 | FALSE | FALSE
RO_RA_00166 | RO | RGARL_5 _generator | 0 | 23 |  |  | 4 | 0 |  | 23 | 0 | FALSE | TRUE
RO_RA_00167 | RO | RLILI_5 _generator | 0 | 23 |  |  | 4 | 23 |  | 23 | 0 | FALSE | FALSE
RO_RA_00168 | RO | RBACS_5 _generator | 0 | 98 |  |  | 44 | 98 |  | 98 | 0 | FALSE | FALSE
RO_RA_00169 | RO | RFARA_5 _generator | 0 | 30 |  |  | 10 | 30 |  | 30 | 0 | FALSE | FALSE
RO_RA_00170 | RO | RSISC_5 _generator | 0 | 44 |  |  | 15 | 44 |  | 44 | 0 | FALSE | FALSE
RO_RA_00171 | RO | RMARA_5 _generator | 0 | 46 |  |  | 16 | 46 |  | 46 | 0 | FALSE | FALSE
RO_RA_00172 | RO | RTECU_5 _generator | 0 | 34 |  |  | 12 | 34 |  | 34 | 0 | FALSE | FALSE
RO_RA_00173 | RO | RMARI22 _generator | 0 | 217 |  |  | 0 | 114 |  | 217 | 0 | TRUE | FALSE
RO_RA_00174 | RO | RSUGA22 _generator | 0 | 150 |  |  | 0 | 150 |  | 150 | 0 | TRUE | FALSE
RO_RA_00175 | RO | RGILC22 _generator | 0 | 150 |  |  | 0 | 150 |  | 150 | 0 | TRUE | FALSE
RO_RA_00176 | RO | RSEBE_5 _generator | 0 | 55 |  |  | 6 | 0 |  | 55 | 0 | FALSE | TRUE
Non Costly Reduction
CO ID | RA ID | Name of the RA | Usage | Type | Location | Status | Details
Limiting CNECs
CO ID | Name of the CO | Name of the CNE | CNE UCTE branch | Calculated I (A) | I max (PATL) | Margin (A) | Loading (%) | Flow [MW] | LF type
RO_CO_00017 | N-1 OHL 400 kV Constanta Nord- Cernavoda | [RO-RO] [OPP] OHL 400 kV Medgidia Sud- Cernavoda | RMED141 RCERN41 1 | 1995 | 2000 | -5 | 100 | 1412 | AC
RO_CO_00012 | N-1 OHL 400 kV Isaccea - Tulcea Vest | [RO-RO] [OPP] OHL 400 kV Medgidia Sud- Cernavoda | RMED141 RCERN41 1 | 1984 | 2000 | -16 | 99 | 1401 | AC
RO_CO_00015 | N-1 OHL 400 kV Tulcea Vest - Tariverde | [RO-RO] [OPP] OHL 400 kV Medgidia Sud- Cernavoda | RMED141 RCERN41 1 | 1983 | 2000 | -17 | 99 | 1402 | AC
RO_CO_00013 | N-1 OHL 400 kV Lacu Sarat - Gura Ialomitei | [RO-RO] [OPP] OHL 400 kV Medgidia Sud- Cernavoda | RMED141 RCERN41 1 | 1959 | 2000 | -41 | 98 | 1386 | AC
RO_CO_00023 | N-1 OHL 400 kV Gutinas – Smardan | [RO-RO] [OPP] OHL 400 kV Medgidia Sud- Cernavoda | RMED141 RCERN41 1 | 1892 | 2000 | -108 | 95 | 1340 | AC
Base case | Base case | [RO-RO] [OPP] OHL 400 kV Medgidia Sud- Cernavoda | RMED141 RCERN41 1 | 1858 | 2000 | -142 | 93 | 1314 | AC
RO_CO_00041 | N-1 OHL 400 kV Medgidia Sud - Rahman | [RO-RO] [OPP] OHL 400 kV Medgidia Sud- Cernavoda | RMED141 RCERN41 1 | 1820 | 2000 | -180 | 91 | 1280 | AC
RO_CO_00010 | N-1 OHL 400 kV Isaccea - Stupina | [RO-RO] [OPP] OHL 400 kV Medgidia Sud- Cernavoda | RMED141 RCERN41 1 | 1812 | 2000 | -188 | 91 | 1277 | AC
RO_CO_00011 | N-1 OHL 400 kV Isaccea - Rahman | [RO-RO] [OPP] OHL 400 kV Medgidia Sud- Cernavoda | RMED141 RCERN41 1 | 1808 | 2000 | -192 | 90 | 1280 | AC
RO_CO_00036 | N-1 OHL 400 kV Medgidia Sud - Stupina | [RO-RO] [OPP] OHL 400 kV Medgidia Sud- Cernavoda | RMED141 RCERN41 1 | 1805 | 2000 | -195 | 90 | 1281 | AC
RO-RS_CO_00003 | N-1 TIE 400 kV Resita-Pancevo c2 | [RO-RO] [OPP] TRA 400/220 kV AT3 Arad | RARA4D1 RARAD22 3 | 899 | 999 | -101 | 90 | 330 | AC
RO_CO_00019 | N-1 OHL 400 kV Gura Ialomitei - Bucuresti Sud | [RO-RO] [OPP] OHL 400 kV Medgidia Sud- Cernavoda | RMED141 RCERN41 1 | 1797 | 2000 | -203 | 90 | 1271 | AC
RO_CO_00018 | N-1 OHL 400 kV Cernavoda - Pelicanu | [RO-RO] [OPP] OHL 400 kV Medgidia Sud- Cernavoda | RMED141 RCERN41 1 | 1795 | 2000 | -205 | 90 | 1268 | AC
RO_CO_00037 | N-1 OHL 400 kV Pelicanu - Bucuresti Sud | [RO-RO] [OPP] OHL 400 kV Medgidia Sud- Cernavoda | RMED141 RCERN41 1 | 1795 | 2000 | -205 | 90 | 1269 | AC
RO-MD_CO_00001 | N-1 TIE 400 kV Isaccea - Vulcanesti | [RO-RO] [OPP] OHL 400 kV Medgidia Sud- Cernavoda | RMED141 RCERN41 1 | 1758 | 2000 | -242 | 88 | 1238 | AC no reactive limits
RO-BG_CO_00005 | N-1 TIE 400 kV DOBRUDJA- MEDGIDIA SUD | [RO-RO] [OPP] OHL 400 kV Medgidia Sud- Cernavoda | RMED141 RCERN41 1 | 1693 | 2000 | -307 | 85 | 1190 | AC
RO-BG_CO_00004 | N-1 TIE 400 kV MEDGIDIA SUD - VARNA | [RO-RO] [OPP] OHL 400 kV Medgidia Sud- Cernavoda | RMED141 RCERN41 1 | 1688 | 2000 | -312 | 84 | 1187 | AC
RO_CO_00052 | N-1 OHL 400 kV Sofia Zapad -Nis | [RO-RS] [DIR] TIE 400 kV Portile de Fier-Djerdap | RPDFE41 XPF_DJ11 1 | 1381 | 1836 | -455 | 75 | 968 | AC
BG_RO_CO_00005 | N-1 TIE 400 kV MEDGIDIA SUD - DOBRUDJA | [BG-RO] [DIR] TIE 400 kV MEDGIDIA SUD - VARNA | XVA_MG11 VVARNA11 1 | 1485 | 2000 | -515 | 74 | -1020 | AC
RO-BG_CO_00005 | N-1 TIE 400 kV DOBRUDJA- MEDGIDIA SUD | [RO-BG] [DIR] TIE 400 kV MEDGIDIA SUD - VARNA | RMED141 XVA_MG11 1 | 1485 | 2000 | -515 | 74 | 1037 | AC
RO_CO_00001 | N-1 OHL 220 kV Portile de Fier-Resita 1&2 | [RO-RS] [DIR] TIE 400 kV Portile de Fier-Djerdap | RPDFE41 XPF_DJ11 1 | 1357 | 1836 | -479 | 74 | 952 | AC
BG_RO_CO_00004 | N-1 TIE 400 kV MEDGIDIA SUD - VARNA | [BG-RO] [DIR] TIE 400 kV DOBRUDJA- MEDGIDIA SUD | XDO_MG11 VDOBRU11 1 | 1477 | 2000 | -523 | 74 | -1013 | AC
RO-BG_CO_00004 | N-1 TIE 400 kV MEDGIDIA SUD - VARNA | [RO-BG] [DIR] TIE 400 kV DOBRUDJA- MEDGIDIA SUD | RMEDG41 XDO_MG11 1 | 1477 | 2000 | -523 | 74 | 1032 | AC
RO-RS_CO_00003 | N-1 TIE 400 kV Resita-Pancevo c2 | [RO-RS] [DIR] TIE 400 kV Portile de Fier-Djerdap | RPDFE41 XPF_DJ11 1 | 1353 | 1836 | -483 | 74 | 949 | AC
RO-RS_CO_00004 | N-1 TIE 400 kV Resita-Pancevo c1 | [RO-RS] [DIR] TIE 400 kV Portile de Fier-Djerdap | RPDFE41 XPF_DJ11 1 | 1353 | 1836 | -483 | 74 | 949 | AC
RO-MD_CO_00001 | N-1 TIE 400 kV Isaccea - Vulcanesti | [RO-RS] [DIR] TIE 400 kV Portile de Fier-Djerdap | RPDFE41 XPF_DJ11 1 | 1350 | 1836 | -486 | 74 | 950 | AC no reactive limits
RO-UA_CO_00001 | N-1 TIE 400 kV Rosiori-Mukacevo | [RO-RS] [DIR] TIE 400 kV Portile de Fier-Djerdap | RPDFE41 XPF_DJ11 1 | 1320 | 1836 | -516 | 72 | 925 | AC
RO_CO_00002 | N-1 OHL 400 kV Mintia-Arad | [RO-RS] [DIR] TIE 400 kV Portile de Fier-Djerdap | RPDFE41 XPF_DJ11 1 | 1310 | 1836 | -526 | 71 | 918 | AC
RO-HU_CO_00001 | N-1 TIE 400 kV Arad-Sandorfalva | [RO-RS] [DIR] TIE 400 kV Portile de Fier-Djerdap | RPDFE41 XPF_DJ11 1 | 1295 | 1836 | -541 | 71 | 908 | AC
RO-BG_CO_00002 | N-1 TIE 400 kV TINTARENI-KOZLODUI 2 | [RO-RS] [DIR] TIE 400 kV Portile de Fier-Djerdap | RPDFE41 XPF_DJ11 1 | 1294 | 1836 | -542 | 70 | 907 | AC
RO-BG_CO_00001 | N-1 TIE 400 kV TINTARENI-KOZLODUI 1 | [RO-RS] [DIR] TIE 400 kV Portile de Fier-Djerdap | RPDFE41 XPF_DJ11 1 | 1294 | 1836 | -542 | 70 | 907 | AC
RO_CO_00027 | N-1 TRA 400/220 kV AT3 Arad | [RO-RS] [DIR] TIE 400 kV Portile de Fier-Djerdap | RPDFE41 XPF_DJ11 1 | 1290 | 1836 | -546 | 70 | 904 | AC
RO-HU_CO_00002 | N-1 TIE 400 kV Nadab-Bekescsaba | [RO-RS] [DIR] TIE 400 kV Portile de Fier-Djerdap | RPDFE41 XPF_DJ11 1 | 1289 | 1836 | -547 | 70 | 904 | AC

## 0930
Detailed results
Generated at: | 06/03/2026 22:25:55
Business day: | 2026-03-08
Horizon: | 2DA
Timestamp | 09:30
Border & direction: | South-Romania Exporting
Remedial actions | False
Margin satisfied | True
Final step | Margin Calculation
TTC [MW]: | 3175.6
Loading threshold | 0.7
Limiting CNEC | N-1 OHL 400 kV Constanta Nord- Cernavoda/[RO-RO] [OPP] OHL 400 kV Medgidia Sud- Cernavoda
Applied RAs
Non Costly RAO
CO ID | RA ID | Name of the RA | Usage | Type | Location | Status | Details
Costly RAO
RA RD ID | TSO | Generator Name | Minimum Power [MW] | Maximum Power [MW] | RDP- | RDP+ | P [MW] before RAO | P [MW] after RAO | P0 [MW] | Plimit+ [MW] | Plimit- [MW] | Started up | Shutdown
Non Costly Reduction
CO ID | RA ID | Name of the RA | Usage | Type | Location | Status | Details
Limiting CNECs
CO ID | Name of the CO | Name of the CNE | CNE UCTE branch | Calculated I (A) | I max (PATL) | Margin (A) | Loading (%) | Flow [MW] | LF type
RO-RS_CO_00003 | N-1 TIE 400 kV Resita-Pancevo c2 | [RO-RO] [OPP] TRA 400/220 kV AT3 Arad | RARA4D1 RARAD22 3 | 1013 | 999 | 14 | 101 | 381 | AC
RO_CO_00017 | N-1 OHL 400 kV Constanta Nord- Cernavoda | [RO-RO] [OPP] OHL 400 kV Medgidia Sud- Cernavoda | RMED141 RCERN41 1 | 1994 | 2000 | -6 | 100 | 1417 | AC
RO_CO_00013 | N-1 OHL 400 kV Lacu Sarat - Gura Ialomitei | [RO-RO] [OPP] OHL 400 kV Medgidia Sud- Cernavoda | RMED141 RCERN41 1 | 1986 | 2000 | -14 | 99 | 1411 | AC
RO_CO_00015 | N-1 OHL 400 kV Tulcea Vest - Tariverde | [RO-RO] [OPP] OHL 400 kV Medgidia Sud- Cernavoda | RMED141 RCERN41 1 | 1970 | 2000 | -30 | 98 | 1398 | AC
RO_CO_00012 | N-1 OHL 400 kV Isaccea - Tulcea Vest | [RO-RO] [OPP] OHL 400 kV Medgidia Sud- Cernavoda | RMED141 RCERN41 1 | 1964 | 2000 | -36 | 98 | 1394 | AC
RO_CO_00023 | N-1 OHL 400 kV Gutinas – Smardan | [RO-RO] [OPP] OHL 400 kV Medgidia Sud- Cernavoda | RMED141 RCERN41 1 | 1840 | 2000 | -160 | 92 | 1308 | AC
Base case | Base case | [RO-RO] [OPP] OHL 400 kV Medgidia Sud- Cernavoda | RMED141 RCERN41 1 | 1820 | 2000 | -180 | 91 | 1293 | AC
RO_CO_00041 | N-1 OHL 400 kV Medgidia Sud - Rahman | [RO-RO] [OPP] OHL 400 kV Medgidia Sud- Cernavoda | RMED141 RCERN41 1 | 1742 | 2000 | -258 | 87 | 1231 | AC
RO_CO_00001 | N-1 OHL 220 kV Portile de Fier-Resita 1&2 | [RO-RS] [DIR] TIE 400 kV Portile de Fier-Djerdap | RPDFE41 XPF_DJ11 1 | 1591 | 1836 | -245 | 87 | 1119 | AC
RO_CO_00019 | N-1 OHL 400 kV Gura Ialomitei - Bucuresti Sud | [RO-RO] [OPP] OHL 400 kV Medgidia Sud- Cernavoda | RMED141 RCERN41 1 | 1731 | 2000 | -269 | 87 | 1230 | AC
RO_CO_00010 | N-1 OHL 400 kV Isaccea - Stupina | [RO-RO] [OPP] OHL 400 kV Medgidia Sud- Cernavoda | RMED141 RCERN41 1 | 1731 | 2000 | -269 | 87 | 1225 | AC
RO_CO_00011 | N-1 OHL 400 kV Isaccea - Rahman | [RO-RO] [OPP] OHL 400 kV Medgidia Sud- Cernavoda | RMED141 RCERN41 1 | 1730 | 2000 | -270 | 87 | 1230 | AC
RO_CO_00018 | N-1 OHL 400 kV Cernavoda - Pelicanu | [RO-RO] [OPP] OHL 400 kV Medgidia Sud- Cernavoda | RMED141 RCERN41 1 | 1728 | 2000 | -272 | 86 | 1227 | AC
RO_CO_00037 | N-1 OHL 400 kV Pelicanu - Bucuresti Sud | [RO-RO] [OPP] OHL 400 kV Medgidia Sud- Cernavoda | RMED141 RCERN41 1 | 1727 | 2000 | -273 | 86 | 1227 | AC
RO_CO_00036 | N-1 OHL 400 kV Medgidia Sud - Stupina | [RO-RO] [OPP] OHL 400 kV Medgidia Sud- Cernavoda | RMED141 RCERN41 1 | 1725 | 2000 | -275 | 86 | 1228 | AC
RO-MD_CO_00001 | N-1 TIE 400 kV Isaccea - Vulcanesti | [RO-RO] [OPP] OHL 400 kV Medgidia Sud- Cernavoda | RMED141 RCERN41 1 | 1718 | 2000 | -282 | 86 | 1217 | AC
RO_CO_00052 | N-1 OHL 400 kV Sofia Zapad -Nis | [RO-RS] [DIR] TIE 400 kV Portile de Fier-Djerdap | RPDFE41 XPF_DJ11 1 | 1575 | 1836 | -261 | 86 | 1107 | AC
RO-RS_CO_00003 | N-1 TIE 400 kV Resita-Pancevo c2 | [RO-RS] [DIR] TIE 400 kV Portile de Fier-Djerdap | RPDFE41 XPF_DJ11 1 | 1552 | 1836 | -284 | 85 | 1091 | AC
RO-RS_CO_00004 | N-1 TIE 400 kV Resita-Pancevo c1 | [RO-RS] [DIR] TIE 400 kV Portile de Fier-Djerdap | RPDFE41 XPF_DJ11 1 | 1552 | 1836 | -284 | 85 | 1091 | AC
RO-BG_CO_00005 | N-1 TIE 400 kV DOBRUDJA- MEDGIDIA SUD | [RO-RO] [OPP] OHL 400 kV Medgidia Sud- Cernavoda | RMED141 RCERN41 1 | 1678 | 2000 | -322 | 84 | 1186 | AC
RO-MD_CO_00001 | N-1 TIE 400 kV Isaccea - Vulcanesti | [RO-RS] [DIR] TIE 400 kV Portile de Fier-Djerdap | RPDFE41 XPF_DJ11 1 | 1538 | 1836 | -298 | 84 | 1085 | AC
RO-BG_CO_00004 | N-1 TIE 400 kV MEDGIDIA SUD - VARNA | [RO-RO] [OPP] OHL 400 kV Medgidia Sud- Cernavoda | RMED141 RCERN41 1 | 1673 | 2000 | -327 | 84 | 1184 | AC
RO-UA_CO_00001 | N-1 TIE 400 kV Rosiori-Mukacevo | [RO-RS] [DIR] TIE 400 kV Portile de Fier-Djerdap | RPDFE41 XPF_DJ11 1 | 1501 | 1836 | -335 | 82 | 1054 | AC
RO_CO_00029 | N-1 OHL 220 kV Resita-Timisoara 1&2 | [RO-RS] [DIR] TIE 400 kV Portile de Fier-Djerdap | RPDFE41 XPF_DJ11 1 | 1496 | 1836 | -340 | 82 | 1052 | AC
RO_CO_00002 | N-1 OHL 400 kV Mintia-Arad | [RO-RS] [DIR] TIE 400 kV Portile de Fier-Djerdap | RPDFE41 XPF_DJ11 1 | 1488 | 1836 | -348 | 81 | 1045 | AC
RO_CO_00027 | N-1 TRA 400/220 kV AT3 Arad | [RO-RS] [DIR] TIE 400 kV Portile de Fier-Djerdap | RPDFE41 XPF_DJ11 1 | 1482 | 1836 | -354 | 81 | 1041 | AC
RO-BG_CO_00001 | N-1 TIE 400 kV TINTARENI-KOZLODUI 1 | [RO-RS] [DIR] TIE 400 kV Portile de Fier-Djerdap | RPDFE41 XPF_DJ11 1 | 1479 | 1836 | -357 | 81 | 1039 | AC
RO-BG_CO_00002 | N-1 TIE 400 kV TINTARENI-KOZLODUI 2 | [RO-RS] [DIR] TIE 400 kV Portile de Fier-Djerdap | RPDFE41 XPF_DJ11 1 | 1479 | 1836 | -357 | 81 | 1039 | AC
RO-HU_CO_00001 | N-1 TIE 400 kV Arad-Sandorfalva | [RO-RS] [DIR] TIE 400 kV Portile de Fier-Djerdap | RPDFE41 XPF_DJ11 1 | 1476 | 1836 | -360 | 80 | 1037 | AC
RO-HU_CO_00002 | N-1 TIE 400 kV Nadab-Bekescsaba | [RO-RS] [DIR] TIE 400 kV Portile de Fier-Djerdap | RPDFE41 XPF_DJ11 1 | 1472 | 1836 | -364 | 80 | 1034 | AC
Base case | Base case | [RO-RS] [DIR] TIE 400 kV Portile de Fier-Djerdap | RPDFE41 XPF_DJ11 1 | 1435 | 1836 | -401 | 78 | 1008 | AC
RO_CO_00001 | N-1 OHL 220 kV Portile de Fier-Resita 1&2 | [RO-RO] [OPP] TRA 400/220 kV AT2 Portile de Fier | RPDF241 RPDF222 2 | 917 | 1248 | -332 | 73 | 374 | AC
RO_CO_00001 | N-1 OHL 220 kV Portile de Fier-Resita 1&2 | [RO-RO] [OPP] TRA 400/220 kV AT1 Portile de Fier | RPDFE41 RPDF222 1 | 917 | 1248 | -332 | 73 | 374 | AC
RO_CO_00001 | N-1 OHL 220 kV Portile de Fier-Resita 1&2 | [RO-RO] [OPP] TRA 400/220 kV AT3 Portile de Fier | RPDFE41 RPDF212 3 | 911 | 1248 | -337 | 73 | 372 | AC
RO_CO_00028 | N-1 TRA 400/220 kV AT1 Portile de Fier | [RO-RO] [OPP] TRA 400/220 kV AT2 Portile de Fier | RPDF241 RPDF222 2 | 885 | 1248 | -364 | 71 | 362 | AC
RO_CO_00034 | N-1 TRA 400/220 kV AT2 Portile de Fier | [RO-RO] [OPP] TRA 400/220 kV AT1 Portile de Fier | RPDFE41 RPDF222 1 | 885 | 1248 | -364 | 71 | 362 | AC
RO_CO_00035 | N-1 TRA 400/220 kV AT3 Portile de Fier | [RO-RO] [OPP] TRA 400/220 kV AT2 Portile de Fier | RPDF241 RPDF222 2 | 883 | 1248 | -366 | 71 | 361 | AC
RO_CO_00035 | N-1 TRA 400/220 kV AT3 Portile de Fier | [RO-RO] [OPP] TRA 400/220 kV AT1 Portile de Fier | RPDFE41 RPDF222 1 | 883 | 1248 | -366 | 71 | 361 | AC
RO_CO_00028 | N-1 TRA 400/220 kV AT1 Portile de Fier | [RO-RO] [OPP] TRA 400/220 kV AT3 Portile de Fier | RPDFE41 RPDF212 3 | 879 | 1248 | -369 | 70 | 359 | AC
RO_CO_00034 | N-1 TRA 400/220 kV AT2 Portile de Fier | [RO-RO] [OPP] TRA 400/220 kV AT3 Portile de Fier | RPDFE41 RPDF212 3 | 879 | 1248 | -369 | 70 | 359 | AC

## 1030
Detailed results
Generated at: | 06/03/2026 22:25:55
Business day: | 2026-03-08
Horizon: | 2DA
Timestamp | 10:30
Border & direction: | South-Romania Exporting
Remedial actions | False
Margin satisfied | True
Final step | Margin Calculation
TTC [MW]: | 3182.43
Loading threshold | 0.7
Limiting CNEC | N-1 OHL 400 kV Constanta Nord- Cernavoda/[RO-RO] [OPP] OHL 400 kV Medgidia Sud- Cernavoda
Applied RAs
Non Costly RAO
CO ID | RA ID | Name of the RA | Usage | Type | Location | Status | Details
Costly RAO
RA RD ID | TSO | Generator Name | Minimum Power [MW] | Maximum Power [MW] | RDP- | RDP+ | P [MW] before RAO | P [MW] after RAO | P0 [MW] | Plimit+ [MW] | Plimit- [MW] | Started up | Shutdown
Non Costly Reduction
CO ID | RA ID | Name of the RA | Usage | Type | Location | Status | Details
Limiting CNECs
CO ID | Name of the CO | Name of the CNE | CNE UCTE branch | Calculated I (A) | I max (PATL) | Margin (A) | Loading (%) | Flow [MW] | LF type
RO_CO_00017 | N-1 OHL 400 kV Constanta Nord- Cernavoda | [RO-RO] [OPP] OHL 400 kV Medgidia Sud- Cernavoda | RMED141 RCERN41 1 | 1996 | 2000 | -4 | 100 | 1418 | AC no reactive limits
RO_CO_00013 | N-1 OHL 400 kV Lacu Sarat - Gura Ialomitei | [RO-RO] [OPP] OHL 400 kV Medgidia Sud- Cernavoda | RMED141 RCERN41 1 | 1981 | 2000 | -19 | 99 | 1406 | AC no reactive limits
RO_CO_00015 | N-1 OHL 400 kV Tulcea Vest - Tariverde | [RO-RO] [OPP] OHL 400 kV Medgidia Sud- Cernavoda | RMED141 RCERN41 1 | 1964 | 2000 | -36 | 98 | 1394 | AC no reactive limits
RO_CO_00012 | N-1 OHL 400 kV Isaccea - Tulcea Vest | [RO-RO] [OPP] OHL 400 kV Medgidia Sud- Cernavoda | RMED141 RCERN41 1 | 1956 | 2000 | -44 | 98 | 1386 | AC no reactive limits
RO_CO_00023 | N-1 OHL 400 kV Gutinas – Smardan | [RO-RO] [OPP] OHL 400 kV Medgidia Sud- Cernavoda | RMED141 RCERN41 1 | 1848 | 2000 | -152 | 92 | 1312 | AC no reactive limits
Base case | Base case | [RO-RO] [OPP] OHL 400 kV Medgidia Sud- Cernavoda | RMED141 RCERN41 1 | 1828 | 2000 | -172 | 91 | 1298 | AC no reactive limits
RO_CO_00041 | N-1 OHL 400 kV Medgidia Sud - Rahman | [RO-RO] [OPP] OHL 400 kV Medgidia Sud- Cernavoda | RMED141 RCERN41 1 | 1769 | 2000 | -231 | 88 | 1249 | AC no reactive limits
RO_CO_00010 | N-1 OHL 400 kV Isaccea - Stupina | [RO-RO] [OPP] OHL 400 kV Medgidia Sud- Cernavoda | RMED141 RCERN41 1 | 1759 | 2000 | -241 | 88 | 1244 | AC no reactive limits
RO_CO_00011 | N-1 OHL 400 kV Isaccea - Rahman | [RO-RO] [OPP] OHL 400 kV Medgidia Sud- Cernavoda | RMED141 RCERN41 1 | 1756 | 2000 | -244 | 88 | 1247 | AC no reactive limits
RO_CO_00036 | N-1 OHL 400 kV Medgidia Sud - Stupina | [RO-RO] [OPP] OHL 400 kV Medgidia Sud- Cernavoda | RMED141 RCERN41 1 | 1753 | 2000 | -247 | 88 | 1247 | AC no reactive limits
RO_CO_00019 | N-1 OHL 400 kV Gura Ialomitei - Bucuresti Sud | [RO-RO] [OPP] OHL 400 kV Medgidia Sud- Cernavoda | RMED141 RCERN41 1 | 1740 | 2000 | -260 | 87 | 1235 | AC no reactive limits
RO-MD_CO_00001 | N-1 TIE 400 kV Isaccea - Vulcanesti | [RO-RO] [OPP] OHL 400 kV Medgidia Sud- Cernavoda | RMED141 RCERN41 1 | 1738 | 2000 | -262 | 87 | 1230 | AC no reactive limits
RO_CO_00018 | N-1 OHL 400 kV Cernavoda - Pelicanu | [RO-RO] [OPP] OHL 400 kV Medgidia Sud- Cernavoda | RMED141 RCERN41 1 | 1736 | 2000 | -264 | 87 | 1233 | AC no reactive limits
RO_CO_00037 | N-1 OHL 400 kV Pelicanu - Bucuresti Sud | [RO-RO] [OPP] OHL 400 kV Medgidia Sud- Cernavoda | RMED141 RCERN41 1 | 1736 | 2000 | -264 | 87 | 1232 | AC no reactive limits
RO-RS_CO_00003 | N-1 TIE 400 kV Resita-Pancevo c2 | [RO-RO] [OPP] TRA 400/220 kV AT3 Arad | RARA4D1 RARAD22 3 | 864 | 999 | -135 | 86 | 324 | AC no reactive limits
RO-BG_CO_00005 | N-1 TIE 400 kV DOBRUDJA- MEDGIDIA SUD | [RO-RO] [OPP] OHL 400 kV Medgidia Sud- Cernavoda | RMED141 RCERN41 1 | 1678 | 2000 | -322 | 84 | 1185 | AC no reactive limits
RO-BG_CO_00004 | N-1 TIE 400 kV MEDGIDIA SUD - VARNA | [RO-RO] [OPP] OHL 400 kV Medgidia Sud- Cernavoda | RMED141 RCERN41 1 | 1673 | 2000 | -327 | 84 | 1182 | AC no reactive limits
RO_CO_00001 | N-1 OHL 220 kV Portile de Fier-Resita 1&2 | [RO-RS] [DIR] TIE 400 kV Portile de Fier-Djerdap | RPDFE41 XPF_DJ11 1 | 1503 | 1836 | -333 | 82 | 1052 | AC no reactive limits
RO_CO_00052 | N-1 OHL 400 kV Sofia Zapad -Nis | [RO-RS] [DIR] TIE 400 kV Portile de Fier-Djerdap | RPDFE41 XPF_DJ11 1 | 1464 | 1836 | -372 | 80 | 1022 | AC no reactive limits
RO-RS_CO_00003 | N-1 TIE 400 kV Resita-Pancevo c2 | [RO-RS] [DIR] TIE 400 kV Portile de Fier-Djerdap | RPDFE41 XPF_DJ11 1 | 1461 | 1836 | -375 | 80 | 1022 | AC no reactive limits
RO-RS_CO_00004 | N-1 TIE 400 kV Resita-Pancevo c1 | [RO-RS] [DIR] TIE 400 kV Portile de Fier-Djerdap | RPDFE41 XPF_DJ11 1 | 1461 | 1836 | -375 | 80 | 1022 | AC no reactive limits
RO-MD_CO_00001 | N-1 TIE 400 kV Isaccea - Vulcanesti | [RO-RS] [DIR] TIE 400 kV Portile de Fier-Djerdap | RPDFE41 XPF_DJ11 1 | 1451 | 1836 | -385 | 79 | 1017 | AC no reactive limits
RO_CO_00029 | N-1 OHL 220 kV Resita-Timisoara 1&2 | [RO-RS] [DIR] TIE 400 kV Portile de Fier-Djerdap | RPDFE41 XPF_DJ11 1 | 1426 | 1836 | -410 | 78 | 989 | AC no reactive limits
RO-BG_CO_00002 | N-1 TIE 400 kV TINTARENI-KOZLODUI 2 | [RO-RS] [DIR] TIE 400 kV Portile de Fier-Djerdap | RPDFE41 XPF_DJ11 1 | 1421 | 1836 | -415 | 77 | 990 | AC no reactive limits
RO-BG_CO_00001 | N-1 TIE 400 kV TINTARENI-KOZLODUI 1 | [RO-RS] [DIR] TIE 400 kV Portile de Fier-Djerdap | RPDFE41 XPF_DJ11 1 | 1421 | 1836 | -415 | 77 | 990 | AC no reactive limits
RO-UA_CO_00001 | N-1 TIE 400 kV Rosiori-Mukacevo | [RO-RS] [DIR] TIE 400 kV Portile de Fier-Djerdap | RPDFE41 XPF_DJ11 1 | 1415 | 1836 | -421 | 77 | 986 | AC no reactive limits
RO_CO_00027 | N-1 TRA 400/220 kV AT3 Arad | [RO-RS] [DIR] TIE 400 kV Portile de Fier-Djerdap | RPDFE41 XPF_DJ11 1 | 1412 | 1836 | -424 | 77 | 980 | AC no reactive limits
RO_CO_00002 | N-1 OHL 400 kV Mintia-Arad | [RO-RS] [DIR] TIE 400 kV Portile de Fier-Djerdap | RPDFE41 XPF_DJ11 1 | 1403 | 1836 | -433 | 76 | 978 | AC no reactive limits
RO-HU_CO_00001 | N-1 TIE 400 kV Arad-Sandorfalva | [RO-RS] [DIR] TIE 400 kV Portile de Fier-Djerdap | RPDFE41 XPF_DJ11 1 | 1398 | 1836 | -438 | 76 | 972 | AC no reactive limits
RO-HU_CO_00002 | N-1 TIE 400 kV Nadab-Bekescsaba | [RO-RS] [DIR] TIE 400 kV Portile de Fier-Djerdap | RPDFE41 XPF_DJ11 1 | 1394 | 1836 | -442 | 76 | 969 | AC no reactive limits
Base case | Base case | [RO-RS] [DIR] TIE 400 kV Portile de Fier-Djerdap | RPDFE41 XPF_DJ11 1 | 1371 | 1836 | -465 | 75 | 952 | AC no reactive limits
RO_CO_00034 | N-1 TRA 400/220 kV AT2 Portile de Fier | [RO-RO] [OPP] TRA 400/220 kV AT1 Portile de Fier | RPDFE41 RPDF222 1 | 921 | 1248 | -327 | 74 | 376 | AC no reactive limits
RO_CO_00028 | N-1 TRA 400/220 kV AT1 Portile de Fier | [RO-RO] [OPP] TRA 400/220 kV AT2 Portile de Fier | RPDF241 RPDF222 2 | 921 | 1248 | -327 | 74 | 376 | AC no reactive limits
RO_CO_00035 | N-1 TRA 400/220 kV AT3 Portile de Fier | [RO-RO] [OPP] TRA 400/220 kV AT2 Portile de Fier | RPDF241 RPDF222 2 | 919 | 1248 | -330 | 74 | 375 | AC no reactive limits
RO_CO_00035 | N-1 TRA 400/220 kV AT3 Portile de Fier | [RO-RO] [OPP] TRA 400/220 kV AT1 Portile de Fier | RPDFE41 RPDF222 1 | 919 | 1248 | -330 | 74 | 375 | AC no reactive limits
RO_CO_00034 | N-1 TRA 400/220 kV AT2 Portile de Fier | [RO-RO] [OPP] TRA 400/220 kV AT3 Portile de Fier | RPDFE41 RPDF212 3 | 916 | 1248 | -333 | 73 | 374 | AC no reactive limits
RO_CO_00028 | N-1 TRA 400/220 kV AT1 Portile de Fier | [RO-RO] [OPP] TRA 400/220 kV AT3 Portile de Fier | RPDFE41 RPDF212 3 | 916 | 1248 | -333 | 73 | 374 | AC no reactive limits
RO_CO_00001 | N-1 OHL 220 kV Portile de Fier-Resita 1&2 | [RO-RO] [OPP] TRA 400/220 kV AT1 Portile de Fier | RPDFE41 RPDF222 1 | 912 | 1248 | -337 | 73 | 372 | AC no reactive limits
RO_CO_00001 | N-1 OHL 220 kV Portile de Fier-Resita 1&2 | [RO-RO] [OPP] TRA 400/220 kV AT2 Portile de Fier | RPDF241 RPDF222 2 | 912 | 1248 | -337 | 73 | 372 | AC no reactive limits
RO_CO_00001 | N-1 OHL 220 kV Portile de Fier-Resita 1&2 | [RO-RO] [OPP] TRA 400/220 kV AT3 Portile de Fier | RPDFE41 RPDF212 3 | 906 | 1248 | -342 | 73 | 370 | AC no reactive limits

## 1130
Detailed results
Generated at: | 06/03/2026 22:25:55
Business day: | 2026-03-08
Horizon: | 2DA
Timestamp | 11:30
Border & direction: | South-Romania Exporting
Remedial actions | False
Margin satisfied | True
Final step | Margin Calculation
TTC [MW]: | 3122.79
Loading threshold | 0.7
Limiting CNEC | N-1 OHL 400 kV Constanta Nord- Cernavoda/[RO-RO] [OPP] OHL 400 kV Medgidia Sud- Cernavoda
Applied RAs
Non Costly RAO
CO ID | RA ID | Name of the RA | Usage | Type | Location | Status | Details
Costly RAO
RA RD ID | TSO | Generator Name | Minimum Power [MW] | Maximum Power [MW] | RDP- | RDP+ | P [MW] before RAO | P [MW] after RAO | P0 [MW] | Plimit+ [MW] | Plimit- [MW] | Started up | Shutdown
Non Costly Reduction
CO ID | RA ID | Name of the RA | Usage | Type | Location | Status | Details
Limiting CNECs
CO ID | Name of the CO | Name of the CNE | CNE UCTE branch | Calculated I (A) | I max (PATL) | Margin (A) | Loading (%) | Flow [MW] | LF type
RO_CO_00017 | N-1 OHL 400 kV Constanta Nord- Cernavoda | [RO-RO] [OPP] OHL 400 kV Medgidia Sud- Cernavoda | RMED141 RCERN41 1 | 1992 | 2000 | -8 | 100 | 1418 | AC no reactive limits
RO_CO_00013 | N-1 OHL 400 kV Lacu Sarat - Gura Ialomitei | [RO-RO] [OPP] OHL 400 kV Medgidia Sud- Cernavoda | RMED141 RCERN41 1 | 1953 | 2000 | -47 | 98 | 1390 | AC no reactive limits
RO_CO_00015 | N-1 OHL 400 kV Tulcea Vest - Tariverde | [RO-RO] [OPP] OHL 400 kV Medgidia Sud- Cernavoda | RMED141 RCERN41 1 | 1929 | 2000 | -71 | 96 | 1372 | AC no reactive limits
RO_CO_00012 | N-1 OHL 400 kV Isaccea - Tulcea Vest | [RO-RO] [OPP] OHL 400 kV Medgidia Sud- Cernavoda | RMED141 RCERN41 1 | 1910 | 2000 | -90 | 95 | 1358 | AC no reactive limits
RO-RS_CO_00004 | N-1 TIE 400 kV Resita-Pancevo c1 | [RO-RS] [DIR] TIE 400 kV Portile de Fier-Djerdap | RPDFE41 XPF_DJ11 1 | 1707 | 1836 | -129 | 93 | 1198 | AC no reactive limits
RO_CO_00023 | N-1 OHL 400 kV Gutinas – Smardan | [RO-RO] [OPP] OHL 400 kV Medgidia Sud- Cernavoda | RMED141 RCERN41 1 | 1849 | 2000 | -151 | 92 | 1316 | AC no reactive limits
RO-BG_CO_00002 | N-1 TIE 400 kV TINTARENI-KOZLODUI 2 | [RO-RS] [DIR] TIE 400 kV Portile de Fier-Djerdap | RPDFE41 XPF_DJ11 1 | 1685 | 1836 | -151 | 92 | 1181 | AC no reactive limits
Base case | Base case | [RO-RO] [OPP] OHL 400 kV Medgidia Sud- Cernavoda | RMED141 RCERN41 1 | 1828 | 2000 | -172 | 91 | 1301 | AC no reactive limits
RO_CO_00041 | N-1 OHL 400 kV Medgidia Sud - Rahman | [RO-RO] [OPP] OHL 400 kV Medgidia Sud- Cernavoda | RMED141 RCERN41 1 | 1810 | 2000 | -190 | 91 | 1281 | AC no reactive limits
RO_CO_00010 | N-1 OHL 400 kV Isaccea - Stupina | [RO-RO] [OPP] OHL 400 kV Medgidia Sud- Cernavoda | RMED141 RCERN41 1 | 1801 | 2000 | -199 | 90 | 1277 | AC no reactive limits
RO_CO_00036 | N-1 OHL 400 kV Medgidia Sud - Stupina | [RO-RO] [OPP] OHL 400 kV Medgidia Sud- Cernavoda | RMED141 RCERN41 1 | 1799 | 2000 | -201 | 90 | 1281 | AC no reactive limits
RO_CO_00011 | N-1 OHL 400 kV Isaccea - Rahman | [RO-RO] [OPP] OHL 400 kV Medgidia Sud- Cernavoda | RMED141 RCERN41 1 | 1797 | 2000 | -203 | 90 | 1278 | AC no reactive limits
RO-MD_CO_00001 | N-1 TIE 400 kV Isaccea - Vulcanesti | [RO-RO] [OPP] OHL 400 kV Medgidia Sud- Cernavoda | RMED141 RCERN41 1 | 1771 | 2000 | -229 | 89 | 1254 | AC no reactive limits
RO_CO_00019 | N-1 OHL 400 kV Gura Ialomitei - Bucuresti Sud | [RO-RO] [OPP] OHL 400 kV Medgidia Sud- Cernavoda | RMED141 RCERN41 1 | 1741 | 2000 | -259 | 87 | 1238 | AC no reactive limits
RO_CO_00018 | N-1 OHL 400 kV Cernavoda - Pelicanu | [RO-RO] [OPP] OHL 400 kV Medgidia Sud- Cernavoda | RMED141 RCERN41 1 | 1737 | 2000 | -263 | 87 | 1236 | AC no reactive limits
RO_CO_00037 | N-1 OHL 400 kV Pelicanu - Bucuresti Sud | [RO-RO] [OPP] OHL 400 kV Medgidia Sud- Cernavoda | RMED141 RCERN41 1 | 1737 | 2000 | -263 | 87 | 1235 | AC no reactive limits
RO-BG_CO_00005 | N-1 TIE 400 kV DOBRUDJA- MEDGIDIA SUD | [RO-RO] [OPP] OHL 400 kV Medgidia Sud- Cernavoda | RMED141 RCERN41 1 | 1671 | 2000 | -329 | 84 | 1183 | AC no reactive limits
RO-BG_CO_00004 | N-1 TIE 400 kV MEDGIDIA SUD - VARNA | [RO-RO] [OPP] OHL 400 kV Medgidia Sud- Cernavoda | RMED141 RCERN41 1 | 1665 | 2000 | -335 | 83 | 1179 | AC no reactive limits
RO_CO_00028 | N-1 TRA 400/220 kV AT1 Portile de Fier | [RO-RO] [OPP] TRA 400/220 kV AT2 Portile de Fier | RPDF241 RPDF222 2 | 1024 | 1248 | -225 | 82 | 418 | AC no reactive limits
RO_CO_00034 | N-1 TRA 400/220 kV AT2 Portile de Fier | [RO-RO] [OPP] TRA 400/220 kV AT1 Portile de Fier | RPDFE41 RPDF222 1 | 1024 | 1248 | -225 | 82 | 418 | AC no reactive limits
RO_CO_00035 | N-1 TRA 400/220 kV AT3 Portile de Fier | [RO-RO] [OPP] TRA 400/220 kV AT2 Portile de Fier | RPDF241 RPDF222 2 | 1021 | 1248 | -228 | 82 | 417 | AC no reactive limits
RO_CO_00035 | N-1 TRA 400/220 kV AT3 Portile de Fier | [RO-RO] [OPP] TRA 400/220 kV AT1 Portile de Fier | RPDFE41 RPDF222 1 | 1021 | 1248 | -228 | 82 | 417 | AC no reactive limits
RO_CO_00034 | N-1 TRA 400/220 kV AT2 Portile de Fier | [RO-RO] [OPP] TRA 400/220 kV AT3 Portile de Fier | RPDFE41 RPDF212 3 | 1017 | 1248 | -231 | 81 | 415 | AC no reactive limits
RO_CO_00028 | N-1 TRA 400/220 kV AT1 Portile de Fier | [RO-RO] [OPP] TRA 400/220 kV AT3 Portile de Fier | RPDFE41 RPDF212 3 | 1017 | 1248 | -231 | 81 | 415 | AC no reactive limits
RO_CO_00001 | N-1 OHL 220 kV Portile de Fier-Resita 1&2 | [RO-RS] [DIR] TIE 400 kV Portile de Fier-Djerdap | RPDFE41 XPF_DJ11 1 | 1493 | 1836 | -343 | 81 | 1040 | AC no reactive limits
RO-MD_CO_00001 | N-1 TIE 400 kV Isaccea - Vulcanesti | [RO-RS] [DIR] TIE 400 kV Portile de Fier-Djerdap | RPDFE41 XPF_DJ11 1 | 1467 | 1836 | -369 | 80 | 1021 | AC no reactive limits
RO_CO_00029 | N-1 OHL 220 kV Resita-Timisoara 1&2 | [RO-RS] [DIR] TIE 400 kV Portile de Fier-Djerdap | RPDFE41 XPF_DJ11 1 | 1440 | 1836 | -396 | 78 | 998 | AC no reactive limits
RO-UA_CO_00001 | N-1 TIE 400 kV Rosiori-Mukacevo | [RO-RS] [DIR] TIE 400 kV Portile de Fier-Djerdap | RPDFE41 XPF_DJ11 1 | 1438 | 1836 | -398 | 78 | 997 | AC no reactive limits
RO_CO_00052 | N-1 OHL 400 kV Sofia Zapad -Nis | [RO-RS] [DIR] TIE 400 kV Portile de Fier-Djerdap | RPDFE41 XPF_DJ11 1 | 1437 | 1836 | -399 | 78 | 996 | AC no reactive limits
RO_CO_00002 | N-1 OHL 400 kV Mintia-Arad | [RO-RS] [DIR] TIE 400 kV Portile de Fier-Djerdap | RPDFE41 XPF_DJ11 1 | 1430 | 1836 | -406 | 78 | 992 | AC no reactive limits
RO-HU_CO_00001 | N-1 TIE 400 kV Arad-Sandorfalva | [RO-RS] [DIR] TIE 400 kV Portile de Fier-Djerdap | RPDFE41 XPF_DJ11 1 | 1420 | 1836 | -416 | 77 | 984 | AC no reactive limits
RO-HU_CO_00002 | N-1 TIE 400 kV Nadab-Bekescsaba | [RO-RS] [DIR] TIE 400 kV Portile de Fier-Djerdap | RPDFE41 XPF_DJ11 1 | 1415 | 1836 | -421 | 77 | 980 | AC no reactive limits
RO_CO_00027 | N-1 TRA 400/220 kV AT3 Arad | [RO-RS] [DIR] TIE 400 kV Portile de Fier-Djerdap | RPDFE41 XPF_DJ11 1 | 1415 | 1836 | -421 | 77 | 980 | AC no reactive limits
Base case | Base case | [RO-RS] [DIR] TIE 400 kV Portile de Fier-Djerdap | RPDFE41 XPF_DJ11 1 | 1410 | 1836 | -426 | 77 | 976 | AC no reactive limits
RO-BG_CO_00005 | N-1 TIE 400 kV DOBRUDJA- MEDGIDIA SUD | [RO-BG] [DIR] TIE 400 kV MEDGIDIA SUD - VARNA | RMED141 XVA_MG11 1 | 1505 | 2000 | -495 | 75 | 1059 | AC no reactive limits
BG_RO_CO_00005 | N-1 TIE 400 kV MEDGIDIA SUD - DOBRUDJA | [BG-RO] [DIR] TIE 400 kV MEDGIDIA SUD - VARNA | XVA_MG11 VVARNA11 1 | 1505 | 2000 | -495 | 75 | -1042 | AC no reactive limits
RO-BG_CO_00004 | N-1 TIE 400 kV MEDGIDIA SUD - VARNA | [RO-BG] [DIR] TIE 400 kV DOBRUDJA- MEDGIDIA SUD | RMEDG41 XDO_MG11 1 | 1496 | 2000 | -504 | 75 | 1053 | AC no reactive limits
BG_RO_CO_00004 | N-1 TIE 400 kV MEDGIDIA SUD - VARNA | [BG-RO] [DIR] TIE 400 kV DOBRUDJA- MEDGIDIA SUD | XDO_MG11 VDOBRU11 1 | 1496 | 2000 | -504 | 75 | -1034 | AC no reactive limits
RO_CO_00001 | N-1 OHL 220 kV Portile de Fier-Resita 1&2 | [RO-RO] [OPP] TRA 400/220 kV AT1 Portile de Fier | RPDFE41 RPDF222 1 | 902 | 1248 | -346 | 72 | 369 | AC no reactive limits
RO_CO_00001 | N-1 OHL 220 kV Portile de Fier-Resita 1&2 | [RO-RO] [OPP] TRA 400/220 kV AT2 Portile de Fier | RPDF241 RPDF222 2 | 902 | 1248 | -346 | 72 | 369 | AC no reactive limits
RO_CO_00001 | N-1 OHL 220 kV Portile de Fier-Resita 1&2 | [RO-RO] [OPP] TRA 400/220 kV AT3 Portile de Fier | RPDFE41 RPDF212 3 | 897 | 1248 | -352 | 72 | 366 | AC no reactive limits

## 1230
Detailed results
Generated at: | 06/03/2026 22:25:55
Business day: | 2026-03-08
Horizon: | 2DA
Timestamp | 12:30
Border & direction: | South-Romania Exporting
Remedial actions | True
Margin satisfied | False
Final step | RAO
TTC [MW]: | 3481
Loading threshold | 0.7
Limiting CNEC | N-1 OHL 400 kV Constanta Nord- Cernavoda/[RO-RO] [OPP] OHL 400 kV Medgidia Sud- Cernavoda
Applied RAs
Non Costly RAO
CO ID | RA ID | Name of the RA | Usage | Type | Location | Status | Details
N/A | BG_RA_00001 | PRA 400 kV TINTARENI-KOZLODUI 1 | preventive | topological_ra | BG | applied | open --> close
N/A | BG_RA_00001 | PRA 400 kV TINTARENI-KOZLODUI 1 | preventive | topological_ra | BG | applied | open --> close
N/A | RO_RA_00003 | PRA 110 kV S4 | preventive | topological_ra | RO | applied | open --> close
N/A | RO_RA_00003 | PRA 110 kV S4 | preventive | topological_ra | RO | applied | close --> open
N/A | RO_RA_00003 | PRA 110 kV S4 | preventive | topological_ra | RO | applied | open --> close
N/A | RO_RA_00003 | PRA 110 kV S4 | preventive | topological_ra | RO | applied | open --> close
N/A | RO_RA_00003 | PRA 110 kV S4 | preventive | topological_ra | RO | applied | open --> close
N/A | RO_RA_00003 | PRA 110 kV S4 | preventive | topological_ra | RO | applied | open --> close
N/A | RO_RA_00004 | PRA 110 kV S5 | preventive | topological_ra | RO | applied | open --> close
N/A | RO_RA_00004 | PRA 110 kV S5 | preventive | topological_ra | RO | applied | open --> close
N/A | RO_RA_00004 | PRA 110 kV S5 | preventive | topological_ra | RO | applied | open --> close
N/A | RO_RA_00004 | PRA 110 kV S5 | preventive | topological_ra | RO | applied | open --> close
N/A | RO_RA_00005 | PRA 110 kV Pelicanu | preventive | topological_ra | RO | applied | open --> close
N/A | RO_RA_00005 | PRA 110 kV Pelicanu | preventive | topological_ra | RO | applied | open --> close
N/A | RO_RA_00005 | PRA 110 kV Pelicanu | preventive | topological_ra | RO | applied | close --> open
N/A | RO_RA_00005 | PRA 110 kV Pelicanu | preventive | topological_ra | RO | applied | close --> open
N/A | RO_RA_00007 | PRA 110 kV Resita | preventive | topological_ra | RO | applied | open --> close
N/A | RO_RA_00007 | PRA 110 kV Resita | preventive | topological_ra | RO | applied | close --> open
N/A | RO_RA_00007 | PRA 110 kV Resita | preventive | topological_ra | RO | applied | open --> close
N/A | RO_RA_00007 | PRA 110 kV Resita | preventive | topological_ra | RO | applied | close --> open
N/A | RO_RA_00007 | PRA 110 kV Resita | preventive | topological_ra | RO | applied | close --> open
N/A | RO_RA_00007 | PRA 110 kV Resita | preventive | topological_ra | RO | applied | open --> close
N/A | RO_RA_00010 | PRA 400 kV Tantareni-Kozlodui 1 | preventive | topological_ra | RO | applied | open --> close
N/A | RO_RA_00010 | PRA 400 kV Tantareni-Kozlodui 1 | preventive | topological_ra | RO | applied | open --> close
N/A | RO_RA_00014 | PRA 400 kV Resita-Pancevo c2 | preventive | topological_ra | RO | applied | open --> close
N/A | RO_RA_00014 | PRA 400 kV Resita-Pancevo c2 | preventive | topological_ra | RO | applied | open --> close
N/A | RO_RA_00103 | TOP_CLOSE_400kV_Tantareni _ Kozlodui_c1 | preventive | topological_ra | RO | applied | open --> close
N/A | RO_RA_00103 | TOP_CLOSE_400kV_Tantareni _ Kozlodui_c1 | preventive | topological_ra | RO | applied | open --> close
N/A | RO_RA_00001 | PRA 400/220kV AT3 Arad | preventive | pst_ra | RO | applied | LowerStep(-12.0) CurrentStep(-12) HigherStep(12.0)
N/A | RO_RA_00002 | PRA 400/220kV AT Urechesti | preventive | pst_ra | RO | applied | LowerStep(-12.0) CurrentStep(-12) HigherStep(12.0)
N/A | RO_RA_00101 | PST_ARAD 400/220_3 | preventive | pst_ra | RO | applied | LowerStep(-12.0) CurrentStep(-12) HigherStep(12.0)
N/A | RO_RA_00102 | PST_URECHESTI 400/220_1 | preventive | pst_ra | RO | applied | LowerStep(-12.0) CurrentStep(-12) HigherStep(12.0)
Costly RAO
RA RD ID | TSO | Generator Name | Minimum Power [MW] | Maximum Power [MW] | RDP- | RDP+ | P [MW] before RAO | P [MW] after RAO | P0 [MW] | Plimit+ [MW] | Plimit- [MW] | Started up | Shutdown
RO_RA_00111 | RO | RBRAZ41 _generator | 0 | 295 |  |  | 295 | 111 |  | 295 | 1 | FALSE | FALSE
RO_RA_00112 | RO | RBRZ241 _generator | 0 | 313 |  |  | 313 | 1 |  | 313 | 1 | FALSE | FALSE
RO_RA_00116 | RO | RVMAR_5 _generator | 0 | 50 |  |  | 0 | 50 |  | 50 | 0 | TRUE | FALSE
RO_RA_00117 | RO | RGODI_5 _generator | 0 | 114 |  |  | 0 | 114 |  | 114 | 0 | TRUE | FALSE
RO_RA_00120 | RO | RTOPV_5 _generator | 0 | 10 |  |  | 6 | 10 |  | 10 | 0 | FALSE | FALSE
RO_RA_00121 | RO | RFMEP_5 _generator | 0 | 14 |  |  | 1 | 14 |  | 14 | 0 | FALSE | FALSE
RO_RA_00122 | RO | RVLCE15 _generator | 0 | 55 |  |  | 2 | 55 |  | 55 | 0 | FALSE | FALSE
RO_RA_00123 | RO | RVALD_5 _generator | 0 | 15 |  |  | 1 | 15 |  | 15 | 0 | FALSE | FALSE
RO_RA_00124 | RO | RELAR_5 _generator | 0 | 10 |  |  | 0 | 10 |  | 10 | 0 | TRUE | FALSE
RO_RA_00125 | RO | RAREF_5 _generator | 0 | 10 |  |  | 0 | 10 |  | 10 | 0 | TRUE | FALSE
RO_RA_00126 | RO | RARGS_5 _generator | 0 | 31 |  |  | 1 | 31 |  | 31 | 0 | FALSE | FALSE
RO_RA_00127 | RO | RALBE_5 _generator | 0 | 30 |  |  | 1 | 30 |  | 30 | 0 | FALSE | FALSE
RO_RA_00128 | RO | RCERB_5 _generator | 0 | 15 |  |  | 1 | 15 |  | 15 | 0 | FALSE | FALSE
RO_RA_00129 | RO | RVLCE25 _generator | 0 | 12 |  |  | 0 | 12 |  | 12 | 0 | TRUE | FALSE
RO_RA_00130 | RO | RCLNG_5 _generator | 0 | 90 |  |  | 5 | 90 |  | 90 | 0 | FALSE | FALSE
RO_RA_00131 | RO | RLOTR22 _generator | 0 | 170 |  |  | 0 | 170 |  | 170 | 0 | TRUE | FALSE
RO_RA_00133 | RO | RBRDS25 _generator | 0 | 118 |  |  | 118 | 0 |  | 118 | 0 | FALSE | TRUE
RO_RA_00134 | RO | RSTUP_5 _generator | 0 | 45 |  |  | 2 | 0 |  | 45 | 0 | FALSE | TRUE
RO_RA_00135 | RO | RDAIES5 _generator | 0 | 37 |  |  | 3 | 0 |  | 37 | 0 | FALSE | TRUE
RO_RA_00136 | RO | RVILN_5 _generator | 0 | 46 |  |  | 2 | 0 |  | 46 | 0 | FALSE | TRUE
RO_RA_00137 | RO | RRIUR15 _generator | 0 | 48 |  |  | 4 | 0 |  | 48 | 0 | FALSE | TRUE
RO_RA_00138 | RO | RMARC_5 _generator | 0 | 39 |  |  | 2 | 0 |  | 39 | 0 | FALSE | TRUE
RO_RA_00139 | RO | RIONE_5 _generator | 0 | 38 |  |  | 3 | 0 |  | 38 | 0 | FALSE | TRUE
RO_RA_00140 | RO | RJIBL_5 _generator | 0 | 38 |  |  | 2 | 0 |  | 38 | 0 | FALSE | TRUE
RO_RA_00141 | RO | RZAVI_5 _generator | 0 | 38 |  |  | 3 | 0 |  | 38 | 0 | FALSE | TRUE
RO_RA_00142 | RO | RCHTU_5 _generator | 0 | 74 |  |  | 3 | 0 |  | 74 | 0 | FALSE | TRUE
RO_RA_00143 | RO | RTRAI_5 _generator | 0 | 45 |  |  | 3 | 0 |  | 45 | 0 | FALSE | TRUE
RO_RA_00144 | RO | RHGLOT5 _generator | 0 | 25 |  |  | 1 | 0 |  | 25 | 0 | FALSE | TRUE
RO_RA_00145 | RO | RCHESJ5 _generator | 0 | 50 |  |  | 6 | 0 |  | 50 | 0 | FALSE | TRUE
RO_RA_00146 | RO | RCHEAC5 _generator | 0 | 38 |  |  | 5 | 0 |  | 38 | 0 | FALSE | TRUE
RO_RA_00147 | RO | RCHEST5 _generator | 0 | 26 |  |  | 3 | 0 |  | 26 | 0 | FALSE | TRUE
RO_RA_00148 | RO | RCHEIO5 _generator | 0 | 53 |  |  | 7 | 0 |  | 53 | 0 | FALSE | TRUE
RO_RA_00149 | RO | RCHDO_5 _generator | 0 | 53 |  |  | 7 | 0 |  | 53 | 0 | FALSE | TRUE
RO_RA_00150 | RO | RFRUN_5 _generator | 0 | 53 |  |  | 7 | 0 |  | 53 | 0 | FALSE | TRUE
RO_RA_00151 | RO | RCIZBI5 _generator | 0 | 53 |  |  | 7 | 0 |  | 53 | 0 | FALSE | TRUE
RO_RA_00152 | RO | RRUSA_5 _generator | 0 | 53 |  |  | 7 | 0 |  | 53 | 0 | FALSE | TRUE
RO_RA_00153 | RO | RHCORN5 _generator | 0 | 59 |  |  | 2 | 0 |  | 59 | 0 | FALSE | TRUE
RO_RA_00154 | RO | RFAGA_5 _generator | 0 | 20 |  |  | 1 | 0 |  | 20 | 0 | FALSE | TRUE
RO_RA_00155 | RO | RUCEA25 _generator | 0 | 32 |  |  | 9 | 0 |  | 32 | 0 | FALSE | TRUE
RO_RA_00156 | RO | RUCEA15 _generator | 0 | 49 |  |  | 15 | 0 |  | 49 | 0 | FALSE | TRUE
RO_RA_00157 | RO | RCIRT_5 _generator | 0 | 54 |  |  | 4 | 0 |  | 54 | 0 | FALSE | TRUE
RO_RA_00158 | RO | RSTEJ_5 _generator | 0 | 137 |  |  | 137 | 0 |  | 137 | 0 | FALSE | TRUE
RO_RA_00161 | RO | RIZVO_5 _generator | 0 | 9 |  |  | 4 | 0 |  | 9 | 0 | FALSE | TRUE
RO_RA_00162 | RO | RDUMB_5 _generator | 0 | 23 |  |  | 11 | 0 |  | 23 | 0 | FALSE | TRUE
RO_RA_00163 | RO | RCOST_5 _generator | 0 | 24 |  |  | 11 | 0 |  | 24 | 0 | FALSE | TRUE
RO_RA_00164 | RO | RBUHU_5 _generator | 0 | 13 |  |  | 5 | 0 |  | 13 | 0 | FALSE | TRUE
RO_RA_00165 | RO | RRACO_5 _generator | 0 | 23 |  |  | 7 | 0 |  | 23 | 0 | FALSE | TRUE
RO_RA_00166 | RO | RGARL_5 _generator | 0 | 23 |  |  | 4 | 0 |  | 23 | 0 | FALSE | TRUE
RO_RA_00167 | RO | RLILI_5 _generator | 0 | 23 |  |  | 4 | 0 |  | 23 | 0 | FALSE | TRUE
RO_RA_00168 | RO | RBACS_5 _generator | 0 | 98 |  |  | 43 | 0 |  | 98 | 0 | FALSE | TRUE
RO_RA_00169 | RO | RFARA_5 _generator | 0 | 30 |  |  | 10 | 0 |  | 30 | 0 | FALSE | TRUE
RO_RA_00170 | RO | RSISC_5 _generator | 0 | 44 |  |  | 15 | 0 |  | 44 | 0 | FALSE | TRUE
RO_RA_00171 | RO | RMARA_5 _generator | 0 | 46 |  |  | 16 | 0 |  | 46 | 0 | FALSE | TRUE
RO_RA_00172 | RO | RTECU_5 _generator | 0 | 34 |  |  | 12 | 0 |  | 34 | 0 | FALSE | TRUE
RO_RA_00173 | RO | RMARI22 _generator | 0 | 217 |  |  | 0 | 174 |  | 217 | 0 | TRUE | FALSE
RO_RA_00176 | RO | RSEBE_5 _generator | 0 | 55 |  |  | 6 | 0 |  | 55 | 0 | FALSE | TRUE
RO_RA_00177 | RO | RIAZUA5 _generator | 0 | 71 |  |  | 0 | 71 |  | 71 | 0 | TRUE | FALSE
RO_RA_00178 | RO | RREME_5 _generator | 0 | 96 |  |  | 0 | 96 |  | 96 | 0 | TRUE | FALSE
RO_RA_00179 | RO | RMUNT_5 _generator | 0 | 58 |  |  | 0 | 58 |  | 58 | 0 | TRUE | FALSE
Non Costly Reduction
CO ID | RA ID | Name of the RA | Usage | Type | Location | Status | Details
Limiting CNECs
CO ID | Name of the CO | Name of the CNE | CNE UCTE branch | Calculated I (A) | I max (PATL) | Margin (A) | Loading (%) | Flow [MW] | LF type
RO_CO_00017 | N-1 OHL 400 kV Constanta Nord- Cernavoda | [RO-RO] [OPP] OHL 400 kV Medgidia Sud- Cernavoda | RMED141 RCERN41 1 | 1997 | 2000 | -3 | 100 | 1420 | AC
RO_CO_00013 | N-1 OHL 400 kV Lacu Sarat - Gura Ialomitei | [RO-RO] [OPP] OHL 400 kV Medgidia Sud- Cernavoda | RMED141 RCERN41 1 | 1970 | 2000 | -30 | 99 | 1400 | AC
RO_CO_00015 | N-1 OHL 400 kV Tulcea Vest - Tariverde | [RO-RO] [OPP] OHL 400 kV Medgidia Sud- Cernavoda | RMED141 RCERN41 1 | 1950 | 2000 | -50 | 97 | 1384 | AC
RO_CO_00012 | N-1 OHL 400 kV Isaccea - Tulcea Vest | [RO-RO] [OPP] OHL 400 kV Medgidia Sud- Cernavoda | RMED141 RCERN41 1 | 1936 | 2000 | -64 | 97 | 1375 | AC
RO_CO_00023 | N-1 OHL 400 kV Gutinas – Smardan | [RO-RO] [OPP] OHL 400 kV Medgidia Sud- Cernavoda | RMED141 RCERN41 1 | 1864 | 2000 | -136 | 93 | 1325 | AC
Base case | Base case | [RO-RO] [OPP] OHL 400 kV Medgidia Sud- Cernavoda | RMED141 RCERN41 1 | 1848 | 2000 | -152 | 92 | 1313 | AC
RO_CO_00041 | N-1 OHL 400 kV Medgidia Sud - Rahman | [RO-RO] [OPP] OHL 400 kV Medgidia Sud- Cernavoda | RMED141 RCERN41 1 | 1838 | 2000 | -162 | 92 | 1299 | AC
RO_CO_00010 | N-1 OHL 400 kV Isaccea - Stupina | [RO-RO] [OPP] OHL 400 kV Medgidia Sud- Cernavoda | RMED141 RCERN41 1 | 1828 | 2000 | -172 | 91 | 1294 | AC
RO_CO_00036 | N-1 OHL 400 kV Medgidia Sud - Stupina | [RO-RO] [OPP] OHL 400 kV Medgidia Sud- Cernavoda | RMED141 RCERN41 1 | 1826 | 2000 | -174 | 91 | 1300 | AC
RO_CO_00011 | N-1 OHL 400 kV Isaccea - Rahman | [RO-RO] [OPP] OHL 400 kV Medgidia Sud- Cernavoda | RMED141 RCERN41 1 | 1822 | 2000 | -178 | 91 | 1295 | AC
RO-MD_CO_00001 | N-1 TIE 400 kV Isaccea - Vulcanesti | [RO-RO] [OPP] OHL 400 kV Medgidia Sud- Cernavoda | RMED141 RCERN41 1 | 1795 | 2000 | -205 | 90 | 1271 | AC
RO_CO_00019 | N-1 OHL 400 kV Gura Ialomitei - Bucuresti Sud | [RO-RO] [OPP] OHL 400 kV Medgidia Sud- Cernavoda | RMED141 RCERN41 1 | 1763 | 2000 | -237 | 88 | 1253 | AC
RO_CO_00018 | N-1 OHL 400 kV Cernavoda - Pelicanu | [RO-RO] [OPP] OHL 400 kV Medgidia Sud- Cernavoda | RMED141 RCERN41 1 | 1761 | 2000 | -239 | 88 | 1250 | AC
RO_CO_00037 | N-1 OHL 400 kV Pelicanu - Bucuresti Sud | [RO-RO] [OPP] OHL 400 kV Medgidia Sud- Cernavoda | RMED141 RCERN41 1 | 1760 | 2000 | -240 | 88 | 1250 | AC
RO_CO_00034 | N-1 TRA 400/220 kV AT2 Portile de Fier | [RO-RO] [OPP] TRA 400/220 kV AT1 Portile de Fier | RPDFE41 RPDF222 1 | 1048 | 1248 | -200 | 84 | 428 | AC
RO_CO_00028 | N-1 TRA 400/220 kV AT1 Portile de Fier | [RO-RO] [OPP] TRA 400/220 kV AT2 Portile de Fier | RPDF241 RPDF222 2 | 1048 | 1248 | -200 | 84 | 428 | AC
RO-BG_CO_00005 | N-1 TIE 400 kV DOBRUDJA- MEDGIDIA SUD | [RO-RO] [OPP] OHL 400 kV Medgidia Sud- Cernavoda | RMED141 RCERN41 1 | 1678 | 2000 | -322 | 84 | 1185 | AC
RO_CO_00035 | N-1 TRA 400/220 kV AT3 Portile de Fier | [RO-RO] [OPP] TRA 400/220 kV AT1 Portile de Fier | RPDFE41 RPDF222 1 | 1045 | 1248 | -203 | 84 | 427 | AC
RO_CO_00035 | N-1 TRA 400/220 kV AT3 Portile de Fier | [RO-RO] [OPP] TRA 400/220 kV AT2 Portile de Fier | RPDF241 RPDF222 2 | 1045 | 1248 | -203 | 84 | 427 | AC
RO-BG_CO_00004 | N-1 TIE 400 kV MEDGIDIA SUD - VARNA | [RO-RO] [OPP] OHL 400 kV Medgidia Sud- Cernavoda | RMED141 RCERN41 1 | 1671 | 2000 | -329 | 84 | 1181 | AC
RO_CO_00034 | N-1 TRA 400/220 kV AT2 Portile de Fier | [RO-RO] [OPP] TRA 400/220 kV AT3 Portile de Fier | RPDFE41 RPDF212 3 | 1042 | 1248 | -207 | 83 | 425 | AC
RO_CO_00028 | N-1 TRA 400/220 kV AT1 Portile de Fier | [RO-RO] [OPP] TRA 400/220 kV AT3 Portile de Fier | RPDFE41 RPDF212 3 | 1042 | 1248 | -207 | 83 | 425 | AC
BG_RO_CO_00005 | N-1 TIE 400 kV MEDGIDIA SUD - DOBRUDJA | [BG-RO] [DIR] TIE 400 kV MEDGIDIA SUD - VARNA | XVA_MG11 VVARNA11 1 | 1549 | 2000 | -451 | 77 | -1069 | AC
RO-BG_CO_00005 | N-1 TIE 400 kV DOBRUDJA- MEDGIDIA SUD | [RO-BG] [DIR] TIE 400 kV MEDGIDIA SUD - VARNA | RMED141 XVA_MG11 1 | 1549 | 2000 | -451 | 77 | 1087 | AC
BG_RO_CO_00004 | N-1 TIE 400 kV MEDGIDIA SUD - VARNA | [BG-RO] [DIR] TIE 400 kV DOBRUDJA- MEDGIDIA SUD | XDO_MG11 VDOBRU11 1 | 1538 | 2000 | -462 | 77 | -1060 | AC
RO-BG_CO_00004 | N-1 TIE 400 kV MEDGIDIA SUD - VARNA | [RO-BG] [DIR] TIE 400 kV DOBRUDJA- MEDGIDIA SUD | RMEDG41 XDO_MG11 1 | 1538 | 2000 | -462 | 77 | 1081 | AC
RO-BG_CO_00001 | N-1 TIE 400 kV TINTARENI-KOZLODUI 1 | [RO-RS] [DIR] TIE 400 kV Portile de Fier-Djerdap | RPDFE41 XPF_DJ11 1 | 1400 | 1836 | -436 | 76 | 952 | AC
RO-BG_CO_00002 | N-1 TIE 400 kV TINTARENI-KOZLODUI 2 | [RO-RS] [DIR] TIE 400 kV Portile de Fier-Djerdap | RPDFE41 XPF_DJ11 1 | 1400 | 1836 | -436 | 76 | 952 | AC
RO_CO_00001 | N-1 OHL 220 kV Portile de Fier-Resita 1&2 | [RO-RS] [DIR] TIE 400 kV Portile de Fier-Djerdap | RPDFE41 XPF_DJ11 1 | 1397 | 1836 | -439 | 76 | 952 | AC
RO-RS_CO_00003 | N-1 TIE 400 kV Resita-Pancevo c2 | [RO-RS] [DIR] TIE 400 kV Portile de Fier-Djerdap | RPDFE41 XPF_DJ11 1 | 1378 | 1836 | -458 | 75 | 938 | AC
RO-RS_CO_00004 | N-1 TIE 400 kV Resita-Pancevo c1 | [RO-RS] [DIR] TIE 400 kV Portile de Fier-Djerdap | RPDFE41 XPF_DJ11 1 | 1378 | 1836 | -458 | 75 | 938 | AC
RO-MD_CO_00001 | N-1 TIE 400 kV Isaccea - Vulcanesti | [RO-RS] [DIR] TIE 400 kV Portile de Fier-Djerdap | RPDFE41 XPF_DJ11 1 | 1364 | 1836 | -472 | 74 | 929 | AC
RO_CO_00029 | N-1 OHL 220 kV Resita-Timisoara 1&2 | [RO-RS] [DIR] TIE 400 kV Portile de Fier-Djerdap | RPDFE41 XPF_DJ11 1 | 1335 | 1836 | -501 | 73 | 906 | AC
RO_CO_00027 | N-1 TRA 400/220 kV AT3 Arad | [RO-RS] [DIR] TIE 400 kV Portile de Fier-Djerdap | RPDFE41 XPF_DJ11 1 | 1333 | 1836 | -503 | 73 | 905 | AC
RO-UA_CO_00001 | N-1 TIE 400 kV Rosiori-Mukacevo | [RO-RS] [DIR] TIE 400 kV Portile de Fier-Djerdap | RPDFE41 XPF_DJ11 1 | 1329 | 1836 | -507 | 72 | 902 | AC
RO_CO_00001 | N-1 OHL 220 kV Portile de Fier-Resita 1&2 | [RO-RO] [OPP] TRA 400/220 kV AT2 Portile de Fier | RPDF241 RPDF222 2 | 902 | 1248 | -347 | 72 | 368 | AC
RO_CO_00001 | N-1 OHL 220 kV Portile de Fier-Resita 1&2 | [RO-RO] [OPP] TRA 400/220 kV AT1 Portile de Fier | RPDFE41 RPDF222 1 | 902 | 1248 | -347 | 72 | 368 | AC
RO-HU_CO_00001 | N-1 TIE 400 kV Arad-Sandorfalva | [RO-RS] [DIR] TIE 400 kV Portile de Fier-Djerdap | RPDFE41 XPF_DJ11 1 | 1320 | 1836 | -516 | 72 | 895 | AC
RO_CO_00001 | N-1 OHL 220 kV Portile de Fier-Resita 1&2 | [RO-RO] [OPP] TRA 400/220 kV AT3 Portile de Fier | RPDFE41 RPDF212 3 | 896 | 1248 | -352 | 72 | 366 | AC
RO_CO_00052 | N-1 OHL 400 kV Sofia Zapad -Nis | [RO-RS] [DIR] TIE 400 kV Portile de Fier-Djerdap | RPDFE41 XPF_DJ11 1 | 1317 | 1836 | -519 | 72 | 893 | AC
RO-HU_CO_00002 | N-1 TIE 400 kV Nadab-Bekescsaba | [RO-RS] [DIR] TIE 400 kV Portile de Fier-Djerdap | RPDFE41 XPF_DJ11 1 | 1313 | 1836 | -523 | 72 | 890 | AC
RO_CO_00002 | N-1 OHL 400 kV Mintia-Arad | [RO-RS] [DIR] TIE 400 kV Portile de Fier-Djerdap | RPDFE41 XPF_DJ11 1 | 1313 | 1836 | -523 | 72 | 890 | AC
Base case | Base case | [RO-RS] [DIR] TIE 400 kV Portile de Fier-Djerdap | RPDFE41 XPF_DJ11 1 | 1313 | 1836 | -523 | 71 | 890 | AC

## 1330
Detailed results
Generated at: | 06/03/2026 22:25:55
Business day: | 2026-03-08
Horizon: | 2DA
Timestamp | 13:30
Border & direction: | South-Romania Exporting
Remedial actions | True
Margin satisfied | False
Final step | RAO
TTC [MW]: | 3293
Loading threshold | 0.7
Limiting CNEC | N-1 OHL 400 kV Constanta Nord- Cernavoda/[RO-RO] [OPP] OHL 400 kV Medgidia Sud- Cernavoda
Applied RAs
Non Costly RAO
CO ID | RA ID | Name of the RA | Usage | Type | Location | Status | Details
N/A | BG_RA_00001 | PRA 400 kV TINTARENI-KOZLODUI 1 | preventive | topological_ra | BG | applied | open --> close
N/A | BG_RA_00001 | PRA 400 kV TINTARENI-KOZLODUI 1 | preventive | topological_ra | BG | applied | open --> close
N/A | RO_RA_00004 | PRA 110 kV S5 | preventive | topological_ra | RO | applied | open --> close
N/A | RO_RA_00004 | PRA 110 kV S5 | preventive | topological_ra | RO | applied | open --> close
N/A | RO_RA_00004 | PRA 110 kV S5 | preventive | topological_ra | RO | applied | open --> close
N/A | RO_RA_00004 | PRA 110 kV S5 | preventive | topological_ra | RO | applied | open --> close
N/A | RO_RA_00005 | PRA 110 kV Pelicanu | preventive | topological_ra | RO | applied | open --> close
N/A | RO_RA_00005 | PRA 110 kV Pelicanu | preventive | topological_ra | RO | applied | open --> close
N/A | RO_RA_00005 | PRA 110 kV Pelicanu | preventive | topological_ra | RO | applied | close --> open
N/A | RO_RA_00005 | PRA 110 kV Pelicanu | preventive | topological_ra | RO | applied | close --> open
N/A | RO_RA_00006 | PRA 110 kV Dobrogea | preventive | topological_ra | RO | applied | open --> close
N/A | RO_RA_00006 | PRA 110 kV Dobrogea | preventive | topological_ra | RO | applied | open --> close
N/A | RO_RA_00006 | PRA 110 kV Dobrogea | preventive | topological_ra | RO | applied | open --> close
N/A | RO_RA_00007 | PRA 110 kV Resita | preventive | topological_ra | RO | applied | open --> close
N/A | RO_RA_00007 | PRA 110 kV Resita | preventive | topological_ra | RO | applied | close --> open
N/A | RO_RA_00007 | PRA 110 kV Resita | preventive | topological_ra | RO | applied | open --> close
N/A | RO_RA_00007 | PRA 110 kV Resita | preventive | topological_ra | RO | applied | close --> open
N/A | RO_RA_00007 | PRA 110 kV Resita | preventive | topological_ra | RO | applied | close --> open
N/A | RO_RA_00007 | PRA 110 kV Resita | preventive | topological_ra | RO | applied | open --> close
N/A | RO_RA_00010 | PRA 400 kV Tantareni-Kozlodui 1 | preventive | topological_ra | RO | applied | open --> close
N/A | RO_RA_00010 | PRA 400 kV Tantareni-Kozlodui 1 | preventive | topological_ra | RO | applied | open --> close
N/A | RO_RA_00014 | PRA 400 kV Resita-Pancevo c2 | preventive | topological_ra | RO | applied | open --> close
N/A | RO_RA_00014 | PRA 400 kV Resita-Pancevo c2 | preventive | topological_ra | RO | applied | open --> close
N/A | RO_RA_00103 | TOP_CLOSE_400kV_Tantareni _ Kozlodui_c1 | preventive | topological_ra | RO | applied | open --> close
N/A | RO_RA_00103 | TOP_CLOSE_400kV_Tantareni _ Kozlodui_c1 | preventive | topological_ra | RO | applied | open --> close
N/A | RO_RA_00001 | PRA 400/220kV AT3 Arad | preventive | pst_ra | RO | applied | LowerStep(-12.0) CurrentStep(-10) HigherStep(12.0)
N/A | RO_RA_00002 | PRA 400/220kV AT Urechesti | preventive | pst_ra | RO | applied | LowerStep(-12.0) CurrentStep(12) HigherStep(12.0)
N/A | RO_RA_00101 | PST_ARAD 400/220_3 | preventive | pst_ra | RO | applied | LowerStep(-12.0) CurrentStep(-10) HigherStep(12.0)
N/A | RO_RA_00102 | PST_URECHESTI 400/220_1 | preventive | pst_ra | RO | applied | LowerStep(-12.0) CurrentStep(12) HigherStep(12.0)
Costly RAO
RA RD ID | TSO | Generator Name | Minimum Power [MW] | Maximum Power [MW] | RDP- | RDP+ | P [MW] before RAO | P [MW] after RAO | P0 [MW] | Plimit+ [MW] | Plimit- [MW] | Started up | Shutdown
Non Costly Reduction
CO ID | RA ID | Name of the RA | Usage | Type | Location | Status | Details
Limiting CNECs
CO ID | Name of the CO | Name of the CNE | CNE UCTE branch | Calculated I (A) | I max (PATL) | Margin (A) | Loading (%) | Flow [MW] | LF type
RO_CO_00017 | N-1 OHL 400 kV Constanta Nord- Cernavoda | [RO-RO] [OPP] OHL 400 kV Medgidia Sud- Cernavoda | RMED141 RCERN41 1 | 1986 | 2000 | -14 | 99 | 1413 | AC
RO_CO_00013 | N-1 OHL 400 kV Lacu Sarat - Gura Ialomitei | [RO-RO] [OPP] OHL 400 kV Medgidia Sud- Cernavoda | RMED141 RCERN41 1 | 1964 | 2000 | -36 | 98 | 1396 | AC
RO_CO_00015 | N-1 OHL 400 kV Tulcea Vest - Tariverde | [RO-RO] [OPP] OHL 400 kV Medgidia Sud- Cernavoda | RMED141 RCERN41 1 | 1948 | 2000 | -52 | 97 | 1384 | AC
RO_CO_00012 | N-1 OHL 400 kV Isaccea - Tulcea Vest | [RO-RO] [OPP] OHL 400 kV Medgidia Sud- Cernavoda | RMED141 RCERN41 1 | 1947 | 2000 | -53 | 97 | 1383 | AC
RO_CO_00023 | N-1 OHL 400 kV Gutinas – Smardan | [RO-RO] [OPP] OHL 400 kV Medgidia Sud- Cernavoda | RMED141 RCERN41 1 | 1865 | 2000 | -135 | 93 | 1326 | AC
Base case | Base case | [RO-RO] [OPP] OHL 400 kV Medgidia Sud- Cernavoda | RMED141 RCERN41 1 | 1847 | 2000 | -153 | 92 | 1313 | AC
RO_CO_00041 | N-1 OHL 400 kV Medgidia Sud - Rahman | [RO-RO] [OPP] OHL 400 kV Medgidia Sud- Cernavoda | RMED141 RCERN41 1 | 1835 | 2000 | -165 | 92 | 1298 | AC
RO_CO_00036 | N-1 OHL 400 kV Medgidia Sud - Stupina | [RO-RO] [OPP] OHL 400 kV Medgidia Sud- Cernavoda | RMED141 RCERN41 1 | 1824 | 2000 | -176 | 91 | 1298 | AC
RO_CO_00010 | N-1 OHL 400 kV Isaccea - Stupina | [RO-RO] [OPP] OHL 400 kV Medgidia Sud- Cernavoda | RMED141 RCERN41 1 | 1823 | 2000 | -177 | 91 | 1291 | AC
RO_CO_00011 | N-1 OHL 400 kV Isaccea - Rahman | [RO-RO] [OPP] OHL 400 kV Medgidia Sud- Cernavoda | RMED141 RCERN41 1 | 1817 | 2000 | -183 | 91 | 1291 | AC
RO-MD_CO_00001 | N-1 TIE 400 kV Isaccea - Vulcanesti | [RO-RO] [OPP] OHL 400 kV Medgidia Sud- Cernavoda | RMED141 RCERN41 1 | 1787 | 2000 | -213 | 89 | 1264 | AC no reactive limits
RO_CO_00019 | N-1 OHL 400 kV Gura Ialomitei - Bucuresti Sud | [RO-RO] [OPP] OHL 400 kV Medgidia Sud- Cernavoda | RMED141 RCERN41 1 | 1769 | 2000 | -231 | 88 | 1258 | AC
RO_CO_00018 | N-1 OHL 400 kV Cernavoda - Pelicanu | [RO-RO] [OPP] OHL 400 kV Medgidia Sud- Cernavoda | RMED141 RCERN41 1 | 1766 | 2000 | -234 | 88 | 1255 | AC
RO_CO_00037 | N-1 OHL 400 kV Pelicanu - Bucuresti Sud | [RO-RO] [OPP] OHL 400 kV Medgidia Sud- Cernavoda | RMED141 RCERN41 1 | 1765 | 2000 | -235 | 88 | 1255 | AC
RO-BG_CO_00005 | N-1 TIE 400 kV DOBRUDJA- MEDGIDIA SUD | [RO-RO] [OPP] OHL 400 kV Medgidia Sud- Cernavoda | RMED141 RCERN41 1 | 1675 | 2000 | -325 | 84 | 1184 | AC
RO-BG_CO_00004 | N-1 TIE 400 kV MEDGIDIA SUD - VARNA | [RO-RO] [OPP] OHL 400 kV Medgidia Sud- Cernavoda | RMED141 RCERN41 1 | 1668 | 2000 | -332 | 83 | 1180 | AC
RO_CO_00028 | N-1 TRA 400/220 kV AT1 Portile de Fier | [RO-RO] [OPP] TRA 400/220 kV AT2 Portile de Fier | RPDF241 RPDF222 2 | 1002 | 1248 | -246 | 80 | 410 | AC
RO_CO_00034 | N-1 TRA 400/220 kV AT2 Portile de Fier | [RO-RO] [OPP] TRA 400/220 kV AT1 Portile de Fier | RPDFE41 RPDF222 1 | 1002 | 1248 | -246 | 80 | 410 | AC
RO_CO_00035 | N-1 TRA 400/220 kV AT3 Portile de Fier | [RO-RO] [OPP] TRA 400/220 kV AT2 Portile de Fier | RPDF241 RPDF222 2 | 1000 | 1248 | -249 | 80 | 408 | AC
RO_CO_00035 | N-1 TRA 400/220 kV AT3 Portile de Fier | [RO-RO] [OPP] TRA 400/220 kV AT1 Portile de Fier | RPDFE41 RPDF222 1 | 1000 | 1248 | -249 | 80 | 408 | AC
RO_CO_00028 | N-1 TRA 400/220 kV AT1 Portile de Fier | [RO-RO] [OPP] TRA 400/220 kV AT3 Portile de Fier | RPDFE41 RPDF212 3 | 996 | 1248 | -252 | 80 | 407 | AC
RO_CO_00034 | N-1 TRA 400/220 kV AT2 Portile de Fier | [RO-RO] [OPP] TRA 400/220 kV AT3 Portile de Fier | RPDFE41 RPDF212 3 | 996 | 1248 | -252 | 80 | 407 | AC
RO-BG_CO_00005 | N-1 TIE 400 kV DOBRUDJA- MEDGIDIA SUD | [RO-BG] [DIR] TIE 400 kV MEDGIDIA SUD - VARNA | RMED141 XVA_MG11 1 | 1551 | 2000 | -449 | 78 | 1090 | AC
BG_RO_CO_00005 | N-1 TIE 400 kV MEDGIDIA SUD - DOBRUDJA | [BG-RO] [DIR] TIE 400 kV MEDGIDIA SUD - VARNA | XVA_MG11 VVARNA11 1 | 1551 | 2000 | -449 | 78 | -1072 | AC
RO-BG_CO_00004 | N-1 TIE 400 kV MEDGIDIA SUD - VARNA | [RO-BG] [DIR] TIE 400 kV DOBRUDJA- MEDGIDIA SUD | RMEDG41 XDO_MG11 1 | 1541 | 2000 | -459 | 77 | 1084 | AC
BG_RO_CO_00004 | N-1 TIE 400 kV MEDGIDIA SUD - VARNA | [BG-RO] [DIR] TIE 400 kV DOBRUDJA- MEDGIDIA SUD | XDO_MG11 VDOBRU11 1 | 1541 | 2000 | -459 | 77 | -1063 | AC
RO_CO_00001 | N-1 OHL 220 kV Portile de Fier-Resita 1&2 | [RO-RS] [DIR] TIE 400 kV Portile de Fier-Djerdap | RPDFE41 XPF_DJ11 1 | 1352 | 1836 | -484 | 74 | 939 | AC
RO_CO_00001 | N-1 OHL 220 kV Portile de Fier-Resita 1&2 | [RO-RO] [OPP] TRA 400/220 kV AT1 Portile de Fier | RPDFE41 RPDF222 1 | 901 | 1248 | -347 | 72 | 368 | AC
RO_CO_00001 | N-1 OHL 220 kV Portile de Fier-Resita 1&2 | [RO-RO] [OPP] TRA 400/220 kV AT2 Portile de Fier | RPDF241 RPDF222 2 | 901 | 1248 | -347 | 72 | 368 | AC
RO-MD_CO_00001 | N-1 TIE 400 kV Isaccea - Vulcanesti | [RO-RS] [DIR] TIE 400 kV Portile de Fier-Djerdap | RPDFE41 XPF_DJ11 1 | 1321 | 1836 | -515 | 72 | 910 | AC no reactive limits
RO-BG_CO_00001 | N-1 TIE 400 kV TINTARENI-KOZLODUI 1 | [RO-RS] [DIR] TIE 400 kV Portile de Fier-Djerdap | RPDFE41 XPF_DJ11 1 | 1320 | 1836 | -516 | 72 | 915 | AC
RO-BG_CO_00002 | N-1 TIE 400 kV TINTARENI-KOZLODUI 2 | [RO-RS] [DIR] TIE 400 kV Portile de Fier-Djerdap | RPDFE41 XPF_DJ11 1 | 1320 | 1836 | -516 | 72 | 915 | AC
RO-RS_CO_00003 | N-1 TIE 400 kV Resita-Pancevo c2 | [RO-RS] [DIR] TIE 400 kV Portile de Fier-Djerdap | RPDFE41 XPF_DJ11 1 | 1319 | 1836 | -517 | 72 | 916 | AC
RO-RS_CO_00004 | N-1 TIE 400 kV Resita-Pancevo c1 | [RO-RS] [DIR] TIE 400 kV Portile de Fier-Djerdap | RPDFE41 XPF_DJ11 1 | 1319 | 1836 | -517 | 72 | 916 | AC
RO_CO_00001 | N-1 OHL 220 kV Portile de Fier-Resita 1&2 | [RO-RO] [OPP] TRA 400/220 kV AT3 Portile de Fier | RPDFE41 RPDF212 3 | 895 | 1248 | -353 | 72 | 366 | AC
RO_CO_00052 | N-1 OHL 400 kV Sofia Zapad -Nis | [RO-RS] [DIR] TIE 400 kV Portile de Fier-Djerdap | RPDFE41 XPF_DJ11 1 | 1288 | 1836 | -548 | 70 | 892 | AC

## 1430
Detailed results
Generated at: | 06/03/2026 22:25:56
Business day: | 2026-03-08
Horizon: | 2DA
Timestamp | 14:30
Border & direction: | South-Romania Exporting
Remedial actions | False
Margin satisfied | True
Final step | Margin Calculation
TTC [MW]: | 3242.86
Loading threshold | 0.7
Limiting CNEC | N-1 OHL 400 kV Constanta Nord- Cernavoda/[RO-RO] [OPP] OHL 400 kV Medgidia Sud- Cernavoda
Applied RAs
Non Costly RAO
CO ID | RA ID | Name of the RA | Usage | Type | Location | Status | Details
Costly RAO
RA RD ID | TSO | Generator Name | Minimum Power [MW] | Maximum Power [MW] | RDP- | RDP+ | P [MW] before RAO | P [MW] after RAO | P0 [MW] | Plimit+ [MW] | Plimit- [MW] | Started up | Shutdown
Non Costly Reduction
CO ID | RA ID | Name of the RA | Usage | Type | Location | Status | Details
Limiting CNECs
CO ID | Name of the CO | Name of the CNE | CNE UCTE branch | Calculated I (A) | I max (PATL) | Margin (A) | Loading (%) | Flow [MW] | LF type
RO_CO_00017 | N-1 OHL 400 kV Constanta Nord- Cernavoda | [RO-RO] [OPP] OHL 400 kV Medgidia Sud- Cernavoda | RMED141 RCERN41 1 | 1995 | 2000 | -5 | 100 | 1418 | AC
RO_CO_00013 | N-1 OHL 400 kV Lacu Sarat - Gura Ialomitei | [RO-RO] [OPP] OHL 400 kV Medgidia Sud- Cernavoda | RMED141 RCERN41 1 | 1994 | 2000 | -6 | 100 | 1418 | AC
RO_CO_00012 | N-1 OHL 400 kV Isaccea - Tulcea Vest | [RO-RO] [OPP] OHL 400 kV Medgidia Sud- Cernavoda | RMED141 RCERN41 1 | 1990 | 2000 | -10 | 100 | 1413 | AC
RO_CO_00015 | N-1 OHL 400 kV Tulcea Vest - Tariverde | [RO-RO] [OPP] OHL 400 kV Medgidia Sud- Cernavoda | RMED141 RCERN41 1 | 1986 | 2000 | -14 | 99 | 1411 | AC
RO_CO_00023 | N-1 OHL 400 kV Gutinas – Smardan | [RO-RO] [OPP] OHL 400 kV Medgidia Sud- Cernavoda | RMED141 RCERN41 1 | 1865 | 2000 | -135 | 93 | 1326 | AC
Base case | Base case | [RO-RO] [OPP] OHL 400 kV Medgidia Sud- Cernavoda | RMED141 RCERN41 1 | 1845 | 2000 | -155 | 92 | 1312 | AC
RO_CO_00041 | N-1 OHL 400 kV Medgidia Sud - Rahman | [RO-RO] [OPP] OHL 400 kV Medgidia Sud- Cernavoda | RMED141 RCERN41 1 | 1794 | 2000 | -206 | 90 | 1269 | AC
RO_CO_00036 | N-1 OHL 400 kV Medgidia Sud - Stupina | [RO-RO] [OPP] OHL 400 kV Medgidia Sud- Cernavoda | RMED141 RCERN41 1 | 1781 | 2000 | -219 | 89 | 1268 | AC
RO_CO_00010 | N-1 OHL 400 kV Isaccea - Stupina | [RO-RO] [OPP] OHL 400 kV Medgidia Sud- Cernavoda | RMED141 RCERN41 1 | 1779 | 2000 | -221 | 89 | 1260 | AC
RO_CO_00011 | N-1 OHL 400 kV Isaccea - Rahman | [RO-RO] [OPP] OHL 400 kV Medgidia Sud- Cernavoda | RMED141 RCERN41 1 | 1775 | 2000 | -225 | 89 | 1262 | AC
RO_CO_00019 | N-1 OHL 400 kV Gura Ialomitei - Bucuresti Sud | [RO-RO] [OPP] OHL 400 kV Medgidia Sud- Cernavoda | RMED141 RCERN41 1 | 1764 | 2000 | -236 | 88 | 1254 | AC
RO_CO_00018 | N-1 OHL 400 kV Cernavoda - Pelicanu | [RO-RO] [OPP] OHL 400 kV Medgidia Sud- Cernavoda | RMED141 RCERN41 1 | 1762 | 2000 | -238 | 88 | 1251 | AC
RO_CO_00037 | N-1 OHL 400 kV Pelicanu - Bucuresti Sud | [RO-RO] [OPP] OHL 400 kV Medgidia Sud- Cernavoda | RMED141 RCERN41 1 | 1761 | 2000 | -239 | 88 | 1252 | AC
RO-MD_CO_00001 | N-1 TIE 400 kV Isaccea - Vulcanesti | [RO-RO] [OPP] OHL 400 kV Medgidia Sud- Cernavoda | RMED141 RCERN41 1 | 1755 | 2000 | -245 | 88 | 1242 | AC no reactive limits
RO-BG_CO_00005 | N-1 TIE 400 kV DOBRUDJA- MEDGIDIA SUD | [RO-RO] [OPP] OHL 400 kV Medgidia Sud- Cernavoda | RMED141 RCERN41 1 | 1689 | 2000 | -311 | 84 | 1194 | AC
RO-BG_CO_00004 | N-1 TIE 400 kV MEDGIDIA SUD - VARNA | [RO-RO] [OPP] OHL 400 kV Medgidia Sud- Cernavoda | RMED141 RCERN41 1 | 1683 | 2000 | -317 | 84 | 1190 | AC
RO_CO_00001 | N-1 OHL 220 kV Portile de Fier-Resita 1&2 | [RO-RS] [DIR] TIE 400 kV Portile de Fier-Djerdap | RPDFE41 XPF_DJ11 1 | 1482 | 1836 | -354 | 81 | 1032 | AC
RO-RS_CO_00003 | N-1 TIE 400 kV Resita-Pancevo c2 | [RO-RS] [DIR] TIE 400 kV Portile de Fier-Djerdap | RPDFE41 XPF_DJ11 1 | 1440 | 1836 | -396 | 78 | 1003 | AC
RO-RS_CO_00004 | N-1 TIE 400 kV Resita-Pancevo c1 | [RO-RS] [DIR] TIE 400 kV Portile de Fier-Djerdap | RPDFE41 XPF_DJ11 1 | 1440 | 1836 | -396 | 78 | 1003 | AC
RO-MD_CO_00001 | N-1 TIE 400 kV Isaccea - Vulcanesti | [RO-RS] [DIR] TIE 400 kV Portile de Fier-Djerdap | RPDFE41 XPF_DJ11 1 | 1438 | 1836 | -398 | 78 | 1003 | AC no reactive limits
RO_CO_00052 | N-1 OHL 400 kV Sofia Zapad -Nis | [RO-RS] [DIR] TIE 400 kV Portile de Fier-Djerdap | RPDFE41 XPF_DJ11 1 | 1427 | 1836 | -409 | 78 | 991 | AC
RO-BG_CO_00001 | N-1 TIE 400 kV TINTARENI-KOZLODUI 1 | [RO-RS] [DIR] TIE 400 kV Portile de Fier-Djerdap | RPDFE41 XPF_DJ11 1 | 1410 | 1836 | -426 | 77 | 980 | AC
RO-BG_CO_00002 | N-1 TIE 400 kV TINTARENI-KOZLODUI 2 | [RO-RS] [DIR] TIE 400 kV Portile de Fier-Djerdap | RPDFE41 XPF_DJ11 1 | 1410 | 1836 | -426 | 77 | 980 | AC
RO-RS_CO_00003 | N-1 TIE 400 kV Resita-Pancevo c2 | [RO-RO] [OPP] TRA 400/220 kV AT3 Arad | RARA4D1 RARAD22 3 | 762 | 999 | -237 | 76 | 285 | AC
RO_CO_00029 | N-1 OHL 220 kV Resita-Timisoara 1&2 | [RO-RS] [DIR] TIE 400 kV Portile de Fier-Djerdap | RPDFE41 XPF_DJ11 1 | 1398 | 1836 | -438 | 76 | 971 | AC
RO-UA_CO_00001 | N-1 TIE 400 kV Rosiori-Mukacevo | [RO-RS] [DIR] TIE 400 kV Portile de Fier-Djerdap | RPDFE41 XPF_DJ11 1 | 1397 | 1836 | -439 | 76 | 971 | AC
RO_CO_00027 | N-1 TRA 400/220 kV AT3 Arad | [RO-RS] [DIR] TIE 400 kV Portile de Fier-Djerdap | RPDFE41 XPF_DJ11 1 | 1385 | 1836 | -451 | 75 | 962 | AC
RO_CO_00034 | N-1 TRA 400/220 kV AT2 Portile de Fier | [RO-RO] [OPP] TRA 400/220 kV AT1 Portile de Fier | RPDFE41 RPDF222 1 | 939 | 1248 | -309 | 75 | 384 | AC
RO_CO_00028 | N-1 TRA 400/220 kV AT1 Portile de Fier | [RO-RO] [OPP] TRA 400/220 kV AT2 Portile de Fier | RPDF241 RPDF222 2 | 939 | 1248 | -309 | 75 | 384 | AC
RO_CO_00002 | N-1 OHL 400 kV Mintia-Arad | [RO-RS] [DIR] TIE 400 kV Portile de Fier-Djerdap | RPDFE41 XPF_DJ11 1 | 1379 | 1836 | -457 | 75 | 958 | AC
RO_CO_00035 | N-1 TRA 400/220 kV AT3 Portile de Fier | [RO-RO] [OPP] TRA 400/220 kV AT2 Portile de Fier | RPDF241 RPDF222 2 | 937 | 1248 | -312 | 75 | 383 | AC
RO_CO_00035 | N-1 TRA 400/220 kV AT3 Portile de Fier | [RO-RO] [OPP] TRA 400/220 kV AT1 Portile de Fier | RPDFE41 RPDF222 1 | 937 | 1248 | -312 | 75 | 383 | AC
RO_CO_00034 | N-1 TRA 400/220 kV AT2 Portile de Fier | [RO-RO] [OPP] TRA 400/220 kV AT3 Portile de Fier | RPDFE41 RPDF212 3 | 933 | 1248 | -315 | 75 | 381 | AC
RO_CO_00028 | N-1 TRA 400/220 kV AT1 Portile de Fier | [RO-RO] [OPP] TRA 400/220 kV AT3 Portile de Fier | RPDFE41 RPDF212 3 | 933 | 1248 | -315 | 75 | 381 | AC
RO-HU_CO_00001 | N-1 TIE 400 kV Arad-Sandorfalva | [RO-RS] [DIR] TIE 400 kV Portile de Fier-Djerdap | RPDFE41 XPF_DJ11 1 | 1372 | 1836 | -464 | 75 | 953 | AC
RO-HU_CO_00002 | N-1 TIE 400 kV Nadab-Bekescsaba | [RO-RS] [DIR] TIE 400 kV Portile de Fier-Djerdap | RPDFE41 XPF_DJ11 1 | 1367 | 1836 | -469 | 74 | 949 | AC
Base case | Base case | [RO-RS] [DIR] TIE 400 kV Portile de Fier-Djerdap | RPDFE41 XPF_DJ11 1 | 1351 | 1836 | -485 | 74 | 938 | AC
RO_CO_00001 | N-1 OHL 220 kV Portile de Fier-Resita 1&2 | [RO-RO] [OPP] TRA 400/220 kV AT1 Portile de Fier | RPDFE41 RPDF222 1 | 909 | 1248 | -340 | 73 | 371 | AC
RO_CO_00001 | N-1 OHL 220 kV Portile de Fier-Resita 1&2 | [RO-RO] [OPP] TRA 400/220 kV AT2 Portile de Fier | RPDF241 RPDF222 2 | 909 | 1248 | -340 | 73 | 371 | AC
RO_CO_00001 | N-1 OHL 220 kV Portile de Fier-Resita 1&2 | [RO-RO] [OPP] TRA 400/220 kV AT3 Portile de Fier | RPDFE41 RPDF212 3 | 903 | 1248 | -346 | 72 | 369 | AC
BG_RO_CO_00005 | N-1 TIE 400 kV MEDGIDIA SUD - DOBRUDJA | [BG-RO] [DIR] TIE 400 kV MEDGIDIA SUD - VARNA | XVA_MG11 VVARNA11 1 | 1420 | 2000 | -580 | 71 | -984 | AC
RO-BG_CO_00005 | N-1 TIE 400 kV DOBRUDJA- MEDGIDIA SUD | [RO-BG] [DIR] TIE 400 kV MEDGIDIA SUD - VARNA | RMED141 XVA_MG11 1 | 1420 | 2000 | -580 | 71 | 999 | AC
RO-BG_CO_00004 | N-1 TIE 400 kV MEDGIDIA SUD - VARNA | [RO-BG] [DIR] TIE 400 kV DOBRUDJA- MEDGIDIA SUD | RMEDG41 XDO_MG11 1 | 1411 | 2000 | -589 | 71 | 994 | AC
BG_RO_CO_00004 | N-1 TIE 400 kV MEDGIDIA SUD - VARNA | [BG-RO] [DIR] TIE 400 kV DOBRUDJA- MEDGIDIA SUD | XDO_MG11 VDOBRU11 1 | 1411 | 2000 | -589 | 71 | -976 | AC

## 1530
Detailed results
Generated at: | 06/03/2026 22:25:56
Business day: | 2026-03-08
Horizon: | 2DA
Timestamp | 15:30
Border & direction: | South-Romania Exporting
Remedial actions | False
Margin satisfied | True
Final step | Margin Calculation
TTC [MW]: | 3168.63
Loading threshold | 0.7
Limiting CNEC | N-1 OHL 400 kV Lacu Sarat - Gura Ialomitei/[RO-RO] [OPP] OHL 400 kV Medgidia Sud- Cernavoda
Applied RAs
Non Costly RAO
CO ID | RA ID | Name of the RA | Usage | Type | Location | Status | Details
Costly RAO
RA RD ID | TSO | Generator Name | Minimum Power [MW] | Maximum Power [MW] | RDP- | RDP+ | P [MW] before RAO | P [MW] after RAO | P0 [MW] | Plimit+ [MW] | Plimit- [MW] | Started up | Shutdown
Non Costly Reduction
CO ID | RA ID | Name of the RA | Usage | Type | Location | Status | Details
Limiting CNECs
CO ID | Name of the CO | Name of the CNE | CNE UCTE branch | Calculated I (A) | I max (PATL) | Margin (A) | Loading (%) | Flow [MW] | LF type
RO_CO_00012 | N-1 OHL 400 kV Isaccea - Tulcea Vest | [RO-RO] [OPP] OHL 400 kV Medgidia Sud- Cernavoda | RMED141 RCERN41 1 | 2000 | 2000 | 0 | 100 | 1418 | AC
RO_CO_00013 | N-1 OHL 400 kV Lacu Sarat - Gura Ialomitei | [RO-RO] [OPP] OHL 400 kV Medgidia Sud- Cernavoda | RMED141 RCERN41 1 | 1996 | 2000 | -4 | 100 | 1418 | AC
RO_CO_00015 | N-1 OHL 400 kV Tulcea Vest - Tariverde | [RO-RO] [OPP] OHL 400 kV Medgidia Sud- Cernavoda | RMED141 RCERN41 1 | 1988 | 2000 | -12 | 99 | 1411 | AC
RO_CO_00017 | N-1 OHL 400 kV Constanta Nord- Cernavoda | [RO-RO] [OPP] OHL 400 kV Medgidia Sud- Cernavoda | RMED141 RCERN41 1 | 1987 | 2000 | -13 | 99 | 1412 | AC
RO_CO_00023 | N-1 OHL 400 kV Gutinas – Smardan | [RO-RO] [OPP] OHL 400 kV Medgidia Sud- Cernavoda | RMED141 RCERN41 1 | 1850 | 2000 | -150 | 93 | 1315 | AC
Base case | Base case | [RO-RO] [OPP] OHL 400 kV Medgidia Sud- Cernavoda | RMED141 RCERN41 1 | 1831 | 2000 | -169 | 92 | 1300 | AC
RO_CO_00041 | N-1 OHL 400 kV Medgidia Sud - Rahman | [RO-RO] [OPP] OHL 400 kV Medgidia Sud- Cernavoda | RMED141 RCERN41 1 | 1758 | 2000 | -242 | 88 | 1242 | AC
RO_CO_00019 | N-1 OHL 400 kV Gura Ialomitei - Bucuresti Sud | [RO-RO] [OPP] OHL 400 kV Medgidia Sud- Cernavoda | RMED141 RCERN41 1 | 1750 | 2000 | -250 | 87 | 1242 | AC
RO_CO_00018 | N-1 OHL 400 kV Cernavoda - Pelicanu | [RO-RO] [OPP] OHL 400 kV Medgidia Sud- Cernavoda | RMED141 RCERN41 1 | 1747 | 2000 | -253 | 87 | 1239 | AC
RO_CO_00037 | N-1 OHL 400 kV Pelicanu - Bucuresti Sud | [RO-RO] [OPP] OHL 400 kV Medgidia Sud- Cernavoda | RMED141 RCERN41 1 | 1746 | 2000 | -254 | 87 | 1240 | AC
RO_CO_00036 | N-1 OHL 400 kV Medgidia Sud - Stupina | [RO-RO] [OPP] OHL 400 kV Medgidia Sud- Cernavoda | RMED141 RCERN41 1 | 1742 | 2000 | -258 | 87 | 1240 | AC
RO_CO_00010 | N-1 OHL 400 kV Isaccea - Stupina | [RO-RO] [OPP] OHL 400 kV Medgidia Sud- Cernavoda | RMED141 RCERN41 1 | 1740 | 2000 | -260 | 87 | 1232 | AC
RO_CO_00011 | N-1 OHL 400 kV Isaccea - Rahman | [RO-RO] [OPP] OHL 400 kV Medgidia Sud- Cernavoda | RMED141 RCERN41 1 | 1738 | 2000 | -262 | 87 | 1234 | AC
RO-MD_CO_00001 | N-1 TIE 400 kV Isaccea - Vulcanesti | [RO-RO] [OPP] OHL 400 kV Medgidia Sud- Cernavoda | RMED141 RCERN41 1 | 1724 | 2000 | -276 | 86 | 1219 | AC no reactive limits
RO-RS_CO_00003 | N-1 TIE 400 kV Resita-Pancevo c2 | [RO-RO] [OPP] TRA 400/220 kV AT3 Arad | RARA4D1 RARAD22 3 | 858 | 999 | -141 | 86 | 323 | AC
RO-BG_CO_00005 | N-1 TIE 400 kV DOBRUDJA- MEDGIDIA SUD | [RO-RO] [OPP] OHL 400 kV Medgidia Sud- Cernavoda | RMED141 RCERN41 1 | 1684 | 2000 | -316 | 84 | 1190 | AC
RO-BG_CO_00004 | N-1 TIE 400 kV MEDGIDIA SUD - VARNA | [RO-RO] [OPP] OHL 400 kV Medgidia Sud- Cernavoda | RMED141 RCERN41 1 | 1679 | 2000 | -321 | 84 | 1187 | AC
RO_CO_00001 | N-1 OHL 220 kV Portile de Fier-Resita 1&2 | [RO-RS] [DIR] TIE 400 kV Portile de Fier-Djerdap | RPDFE41 XPF_DJ11 1 | 1525 | 1836 | -311 | 83 | 1066 | AC
RO-MD_CO_00001 | N-1 TIE 400 kV Isaccea - Vulcanesti | [RO-RS] [DIR] TIE 400 kV Portile de Fier-Djerdap | RPDFE41 XPF_DJ11 1 | 1486 | 1836 | -350 | 81 | 1042 | AC no reactive limits
RO_CO_00052 | N-1 OHL 400 kV Sofia Zapad -Nis | [RO-RS] [DIR] TIE 400 kV Portile de Fier-Djerdap | RPDFE41 XPF_DJ11 1 | 1483 | 1836 | -353 | 81 | 1033 | AC
RO-RS_CO_00003 | N-1 TIE 400 kV Resita-Pancevo c2 | [RO-RS] [DIR] TIE 400 kV Portile de Fier-Djerdap | RPDFE41 XPF_DJ11 1 | 1480 | 1836 | -356 | 81 | 1034 | AC
RO-RS_CO_00004 | N-1 TIE 400 kV Resita-Pancevo c1 | [RO-RS] [DIR] TIE 400 kV Portile de Fier-Djerdap | RPDFE41 XPF_DJ11 1 | 1480 | 1836 | -356 | 81 | 1034 | AC
RO_CO_00029 | N-1 OHL 220 kV Resita-Timisoara 1&2 | [RO-RS] [DIR] TIE 400 kV Portile de Fier-Djerdap | RPDFE41 XPF_DJ11 1 | 1439 | 1836 | -397 | 78 | 1004 | AC
RO-UA_CO_00001 | N-1 TIE 400 kV Rosiori-Mukacevo | [RO-RS] [DIR] TIE 400 kV Portile de Fier-Djerdap | RPDFE41 XPF_DJ11 1 | 1436 | 1836 | -400 | 78 | 1001 | AC
RO-BG_CO_00002 | N-1 TIE 400 kV TINTARENI-KOZLODUI 2 | [RO-RS] [DIR] TIE 400 kV Portile de Fier-Djerdap | RPDFE41 XPF_DJ11 1 | 1435 | 1836 | -401 | 78 | 1001 | AC
RO-BG_CO_00001 | N-1 TIE 400 kV TINTARENI-KOZLODUI 1 | [RO-RS] [DIR] TIE 400 kV Portile de Fier-Djerdap | RPDFE41 XPF_DJ11 1 | 1435 | 1836 | -401 | 78 | 1001 | AC
RO_CO_00027 | N-1 TRA 400/220 kV AT3 Arad | [RO-RS] [DIR] TIE 400 kV Portile de Fier-Djerdap | RPDFE41 XPF_DJ11 1 | 1422 | 1836 | -414 | 77 | 992 | AC
RO_CO_00002 | N-1 OHL 400 kV Mintia-Arad | [RO-RS] [DIR] TIE 400 kV Portile de Fier-Djerdap | RPDFE41 XPF_DJ11 1 | 1421 | 1836 | -415 | 77 | 991 | AC
RO-HU_CO_00001 | N-1 TIE 400 kV Arad-Sandorfalva | [RO-RS] [DIR] TIE 400 kV Portile de Fier-Djerdap | RPDFE41 XPF_DJ11 1 | 1408 | 1836 | -428 | 77 | 982 | AC
RO-HU_CO_00002 | N-1 TIE 400 kV Nadab-Bekescsaba | [RO-RS] [DIR] TIE 400 kV Portile de Fier-Djerdap | RPDFE41 XPF_DJ11 1 | 1406 | 1836 | -430 | 77 | 981 | AC
Base case | Base case | [RO-RS] [DIR] TIE 400 kV Portile de Fier-Djerdap | RPDFE41 XPF_DJ11 1 | 1383 | 1836 | -453 | 75 | 964 | AC
RO_CO_00001 | N-1 OHL 220 kV Portile de Fier-Resita 1&2 | [RO-RO] [OPP] TRA 400/220 kV AT1 Portile de Fier | RPDFE41 RPDF222 1 | 909 | 1248 | -339 | 73 | 371 | AC
RO_CO_00001 | N-1 OHL 220 kV Portile de Fier-Resita 1&2 | [RO-RO] [OPP] TRA 400/220 kV AT2 Portile de Fier | RPDF241 RPDF222 2 | 909 | 1248 | -339 | 73 | 371 | AC
RO_CO_00034 | N-1 TRA 400/220 kV AT2 Portile de Fier | [RO-RO] [OPP] TRA 400/220 kV AT1 Portile de Fier | RPDFE41 RPDF222 1 | 908 | 1248 | -341 | 73 | 371 | AC
RO_CO_00028 | N-1 TRA 400/220 kV AT1 Portile de Fier | [RO-RO] [OPP] TRA 400/220 kV AT2 Portile de Fier | RPDF241 RPDF222 2 | 908 | 1248 | -341 | 73 | 371 | AC
RO_CO_00035 | N-1 TRA 400/220 kV AT3 Portile de Fier | [RO-RO] [OPP] TRA 400/220 kV AT2 Portile de Fier | RPDF241 RPDF222 2 | 905 | 1248 | -343 | 73 | 370 | AC
RO_CO_00035 | N-1 TRA 400/220 kV AT3 Portile de Fier | [RO-RO] [OPP] TRA 400/220 kV AT1 Portile de Fier | RPDFE41 RPDF222 1 | 905 | 1248 | -343 | 73 | 370 | AC
RO_CO_00001 | N-1 OHL 220 kV Portile de Fier-Resita 1&2 | [RO-RO] [OPP] TRA 400/220 kV AT3 Portile de Fier | RPDFE41 RPDF212 3 | 903 | 1248 | -345 | 72 | 369 | AC
RO_CO_00034 | N-1 TRA 400/220 kV AT2 Portile de Fier | [RO-RO] [OPP] TRA 400/220 kV AT3 Portile de Fier | RPDFE41 RPDF212 3 | 902 | 1248 | -346 | 72 | 369 | AC
RO_CO_00028 | N-1 TRA 400/220 kV AT1 Portile de Fier | [RO-RO] [OPP] TRA 400/220 kV AT3 Portile de Fier | RPDFE41 RPDF212 3 | 902 | 1248 | -346 | 72 | 369 | AC

## 1630
Detailed results
Generated at: | 06/03/2026 22:25:56
Business day: | 2026-03-08
Horizon: | 2DA
Timestamp | 16:30
Border & direction: | South-Romania Exporting
Remedial actions | True
Margin satisfied | False
Final step | RAO
TTC [MW]: | 3231
Loading threshold | 0.7
Limiting CNEC | N-1 OHL 400 kV Constanta Nord- Cernavoda/[RO-RO] [OPP] OHL 400 kV Medgidia Sud- Cernavoda
Applied RAs
Non Costly RAO
CO ID | RA ID | Name of the RA | Usage | Type | Location | Status | Details
N/A | BG_RA_00001 | PRA 400 kV TINTARENI-KOZLODUI 1 | preventive | topological_ra | BG | applied | open --> close
N/A | BG_RA_00001 | PRA 400 kV TINTARENI-KOZLODUI 1 | preventive | topological_ra | BG | applied | open --> close
N/A | RO_RA_00003 | PRA 110 kV S4 | preventive | topological_ra | RO | applied | open --> close
N/A | RO_RA_00003 | PRA 110 kV S4 | preventive | topological_ra | RO | applied | close --> open
N/A | RO_RA_00003 | PRA 110 kV S4 | preventive | topological_ra | RO | applied | open --> close
N/A | RO_RA_00003 | PRA 110 kV S4 | preventive | topological_ra | RO | applied | open --> close
N/A | RO_RA_00003 | PRA 110 kV S4 | preventive | topological_ra | RO | applied | open --> close
N/A | RO_RA_00003 | PRA 110 kV S4 | preventive | topological_ra | RO | applied | open --> close
N/A | RO_RA_00004 | PRA 110 kV S5 | preventive | topological_ra | RO | applied | open --> close
N/A | RO_RA_00004 | PRA 110 kV S5 | preventive | topological_ra | RO | applied | open --> close
N/A | RO_RA_00004 | PRA 110 kV S5 | preventive | topological_ra | RO | applied | open --> close
N/A | RO_RA_00004 | PRA 110 kV S5 | preventive | topological_ra | RO | applied | open --> close
N/A | RO_RA_00005 | PRA 110 kV Pelicanu | preventive | topological_ra | RO | applied | open --> close
N/A | RO_RA_00005 | PRA 110 kV Pelicanu | preventive | topological_ra | RO | applied | open --> close
N/A | RO_RA_00005 | PRA 110 kV Pelicanu | preventive | topological_ra | RO | applied | close --> open
N/A | RO_RA_00005 | PRA 110 kV Pelicanu | preventive | topological_ra | RO | applied | close --> open
N/A | RO_RA_00007 | PRA 110 kV Resita | preventive | topological_ra | RO | applied | open --> close
N/A | RO_RA_00007 | PRA 110 kV Resita | preventive | topological_ra | RO | applied | close --> open
N/A | RO_RA_00007 | PRA 110 kV Resita | preventive | topological_ra | RO | applied | open --> close
N/A | RO_RA_00007 | PRA 110 kV Resita | preventive | topological_ra | RO | applied | close --> open
N/A | RO_RA_00007 | PRA 110 kV Resita | preventive | topological_ra | RO | applied | close --> open
N/A | RO_RA_00007 | PRA 110 kV Resita | preventive | topological_ra | RO | applied | open --> close
N/A | RO_RA_00010 | PRA 400 kV Tantareni-Kozlodui 1 | preventive | topological_ra | RO | applied | open --> close
N/A | RO_RA_00010 | PRA 400 kV Tantareni-Kozlodui 1 | preventive | topological_ra | RO | applied | open --> close
N/A | RO_RA_00014 | PRA 400 kV Resita-Pancevo c2 | preventive | topological_ra | RO | applied | open --> close
N/A | RO_RA_00014 | PRA 400 kV Resita-Pancevo c2 | preventive | topological_ra | RO | applied | open --> close
N/A | RO_RA_00103 | TOP_CLOSE_400kV_Tantareni _ Kozlodui_c1 | preventive | topological_ra | RO | applied | open --> close
N/A | RO_RA_00103 | TOP_CLOSE_400kV_Tantareni _ Kozlodui_c1 | preventive | topological_ra | RO | applied | open --> close
N/A | RO_RA_00001 | PRA 400/220kV AT3 Arad | preventive | pst_ra | RO | applied | LowerStep(-12.0) CurrentStep(-12) HigherStep(12.0)
N/A | RO_RA_00002 | PRA 400/220kV AT Urechesti | preventive | pst_ra | RO | applied | LowerStep(-12.0) CurrentStep(-12) HigherStep(12.0)
N/A | RO_RA_00101 | PST_ARAD 400/220_3 | preventive | pst_ra | RO | applied | LowerStep(-12.0) CurrentStep(-12) HigherStep(12.0)
N/A | RO_RA_00102 | PST_URECHESTI 400/220_1 | preventive | pst_ra | RO | applied | LowerStep(-12.0) CurrentStep(-12) HigherStep(12.0)
Costly RAO
RA RD ID | TSO | Generator Name | Minimum Power [MW] | Maximum Power [MW] | RDP- | RDP+ | P [MW] before RAO | P [MW] after RAO | P0 [MW] | Plimit+ [MW] | Plimit- [MW] | Started up | Shutdown
RO_RA_00111 | RO | RBRAZ41 _generator | 0 | 295 |  |  | 295 | 1 |  | 295 | 1 | FALSE | FALSE
RO_RA_00112 | RO | RBRZ241 _generator | 0 | 313 |  |  | 313 | 1 |  | 313 | 1 | FALSE | FALSE
RO_RA_00113 | RO | RBRAZ22 _generator | 0 | 280 |  |  | 280 | 1 |  | 280 | 1 | FALSE | FALSE
RO_RA_00116 | RO | RVMAR_5 _generator | 0 | 50 |  |  | 23 | 50 |  | 50 | 0 | FALSE | FALSE
RO_RA_00117 | RO | RGODI_5 _generator | 0 | 114 |  |  | 51 | 114 |  | 114 | 0 | FALSE | FALSE
RO_RA_00120 | RO | RTOPV_5 _generator | 0 | 10 |  |  | 1 | 0 |  | 10 | 0 | FALSE | TRUE
RO_RA_00121 | RO | RFMEP_5 _generator | 0 | 14 |  |  | 1 | 0 |  | 14 | 0 | FALSE | TRUE
RO_RA_00122 | RO | RVLCE15 _generator | 0 | 55 |  |  | 3 | 0 |  | 55 | 0 | FALSE | TRUE
RO_RA_00123 | RO | RVALD_5 _generator | 0 | 15 |  |  | 1 | 0 |  | 15 | 0 | FALSE | TRUE
RO_RA_00124 | RO | RELAR_5 _generator | 0 | 10 |  |  | 0 | 10 |  | 10 | 0 | TRUE | FALSE
RO_RA_00125 | RO | RAREF_5 _generator | 0 | 10 |  |  | 0 | 10 |  | 10 | 0 | TRUE | FALSE
RO_RA_00126 | RO | RARGS_5 _generator | 0 | 31 |  |  | 1 | 0 |  | 31 | 0 | FALSE | TRUE
RO_RA_00127 | RO | RALBE_5 _generator | 0 | 30 |  |  | 1 | 30 |  | 30 | 0 | FALSE | FALSE
RO_RA_00128 | RO | RCERB_5 _generator | 0 | 15 |  |  | 1 | 15 |  | 15 | 0 | FALSE | FALSE
RO_RA_00129 | RO | RVLCE25 _generator | 0 | 12 |  |  | 1 | 0 |  | 12 | 0 | FALSE | TRUE
RO_RA_00130 | RO | RCLNG_5 _generator | 0 | 90 |  |  | 5 | 0 |  | 90 | 0 | FALSE | TRUE
RO_RA_00134 | RO | RSTUP_5 _generator | 0 | 45 |  |  | 15 | 45 |  | 45 | 0 | FALSE | FALSE
RO_RA_00135 | RO | RDAIES5 _generator | 0 | 37 |  |  | 24 | 21 |  | 37 | 0 | FALSE | FALSE
RO_RA_00136 | RO | RVILN_5 _generator | 0 | 46 |  |  | 15 | 46 |  | 46 | 0 | FALSE | FALSE
RO_RA_00137 | RO | RRIUR15 _generator | 0 | 48 |  |  | 31 | 48 |  | 48 | 0 | FALSE | FALSE
RO_RA_00138 | RO | RMARC_5 _generator | 0 | 39 |  |  | 12 | 39 |  | 39 | 0 | FALSE | FALSE
RO_RA_00139 | RO | RIONE_5 _generator | 0 | 38 |  |  | 25 | 38 |  | 38 | 0 | FALSE | FALSE
RO_RA_00140 | RO | RJIBL_5 _generator | 0 | 38 |  |  | 12 | 0 |  | 38 | 0 | FALSE | TRUE
RO_RA_00141 | RO | RZAVI_5 _generator | 0 | 38 |  |  | 25 | 38 |  | 38 | 0 | FALSE | FALSE
RO_RA_00142 | RO | RCHTU_5 _generator | 0 | 74 |  |  | 23 | 0 |  | 74 | 0 | FALSE | TRUE
RO_RA_00143 | RO | RTRAI_5 _generator | 0 | 45 |  |  | 26 | 45 |  | 45 | 0 | FALSE | FALSE
RO_RA_00144 | RO | RHGLOT5 _generator | 0 | 25 |  |  | 9 | 0 |  | 25 | 0 | FALSE | TRUE
RO_RA_00145 | RO | RCHESJ5 _generator | 0 | 50 |  |  | 25 | 0 |  | 50 | 0 | FALSE | TRUE
RO_RA_00146 | RO | RCHEAC5 _generator | 0 | 38 |  |  | 19 | 0 |  | 38 | 0 | FALSE | TRUE
RO_RA_00147 | RO | RCHEST5 _generator | 0 | 26 |  |  | 13 | 0 |  | 26 | 0 | FALSE | TRUE
RO_RA_00148 | RO | RCHEIO5 _generator | 0 | 53 |  |  | 26 | 53 |  | 53 | 0 | FALSE | FALSE
RO_RA_00149 | RO | RCHDO_5 _generator | 0 | 53 |  |  | 26 | 53 |  | 53 | 0 | FALSE | FALSE
RO_RA_00150 | RO | RFRUN_5 _generator | 0 | 53 |  |  | 26 | 53 |  | 53 | 0 | FALSE | FALSE
RO_RA_00151 | RO | RCIZBI5 _generator | 0 | 53 |  |  | 26 | 53 |  | 53 | 0 | FALSE | FALSE
RO_RA_00152 | RO | RRUSA_5 _generator | 0 | 53 |  |  | 26 | 53 |  | 53 | 0 | FALSE | FALSE
RO_RA_00153 | RO | RHCORN5 _generator | 0 | 59 |  |  | 10 | 0 |  | 59 | 0 | FALSE | TRUE
RO_RA_00154 | RO | RFAGA_5 _generator | 0 | 20 |  |  | 5 | 0 |  | 20 | 0 | FALSE | TRUE
RO_RA_00155 | RO | RUCEA25 _generator | 0 | 32 |  |  | 6 | 0 |  | 32 | 0 | FALSE | TRUE
RO_RA_00156 | RO | RUCEA15 _generator | 0 | 49 |  |  | 6 | 0 |  | 49 | 0 | FALSE | TRUE
RO_RA_00157 | RO | RCIRT_5 _generator | 0 | 54 |  |  | 15 | 0 |  | 54 | 0 | FALSE | TRUE
RO_RA_00159 | RO | RSTEJ25 _generator | 0 | 32 |  |  | 20 | 32 |  | 32 | 0 | FALSE | FALSE
RO_RA_00160 | RO | RVADU_5 _generator | 0 | 67 |  |  | 24 | 21 |  | 67 | 0 | FALSE | FALSE
RO_RA_00161 | RO | RIZVO_5 _generator | 0 | 9 |  |  | 7 | 0 |  | 9 | 0 | FALSE | TRUE
RO_RA_00162 | RO | RDUMB_5 _generator | 0 | 23 |  |  | 18 | 0 |  | 23 | 0 | FALSE | TRUE
RO_RA_00163 | RO | RCOST_5 _generator | 0 | 24 |  |  | 19 | 0 |  | 24 | 0 | FALSE | TRUE
RO_RA_00164 | RO | RBUHU_5 _generator | 0 | 13 |  |  | 8 | 0 |  | 13 | 0 | FALSE | TRUE
RO_RA_00165 | RO | RRACO_5 _generator | 0 | 23 |  |  | 10 | 0 |  | 23 | 0 | FALSE | TRUE
RO_RA_00166 | RO | RGARL_5 _generator | 0 | 23 |  |  | 5 | 0 |  | 23 | 0 | FALSE | TRUE
RO_RA_00167 | RO | RLILI_5 _generator | 0 | 23 |  |  | 5 | 0 |  | 23 | 0 | FALSE | TRUE
RO_RA_00168 | RO | RBACS_5 _generator | 0 | 98 |  |  | 46 | 98 |  | 98 | 0 | FALSE | FALSE
RO_RA_00169 | RO | RFARA_5 _generator | 0 | 30 |  |  | 10 | 0 |  | 30 | 0 | FALSE | TRUE
RO_RA_00170 | RO | RSISC_5 _generator | 0 | 44 |  |  | 15 | 0 |  | 44 | 0 | FALSE | TRUE
RO_RA_00171 | RO | RMARA_5 _generator | 0 | 46 |  |  | 14 | 0 |  | 46 | 0 | FALSE | TRUE
RO_RA_00172 | RO | RTECU_5 _generator | 0 | 34 |  |  | 12 | 0 |  | 34 | 0 | FALSE | TRUE
RO_RA_00173 | RO | RMARI22 _generator | 0 | 217 |  |  | 0 | 217 |  | 217 | 0 | TRUE | FALSE
RO_RA_00176 | RO | RSEBE_5 _generator | 0 | 55 |  |  | 25 | 55 |  | 55 | 0 | FALSE | FALSE
RO_RA_00177 | RO | RIAZUA5 _generator | 0 | 71 |  |  | 0 | 71 |  | 71 | 0 | TRUE | FALSE
RO_RA_00180 | RO | RRETE22 _generator | 0 | 222 |  |  | 0 | 222 |  | 222 | 0 | TRUE | FALSE
RO_RA_00181 | RO | RRETE_5 _generator | 0 | 20 |  |  | 0 | 20 |  | 20 | 0 | TRUE | FALSE
RO_RA_00182 | RO | RCIRNA5 _generator | 0 | 29 |  |  | 0 | 29 |  | 29 | 0 | TRUE | FALSE
RO_RA_00183 | RO | RCIRNB5 _generator | 0 | 27 |  |  | 0 | 27 |  | 27 | 0 | TRUE | FALSE
RO_RA_00184 | RO | RHATE_5 _generator | 0 | 52 |  |  | 0 | 52 |  | 52 | 0 | TRUE | FALSE
Non Costly Reduction
CO ID | RA ID | Name of the RA | Usage | Type | Location | Status | Details
Limiting CNECs
CO ID | Name of the CO | Name of the CNE | CNE UCTE branch | Calculated I (A) | I max (PATL) | Margin (A) | Loading (%) | Flow [MW] | LF type
RO_CO_00012 | N-1 OHL 400 kV Isaccea - Tulcea Vest | [RO-RO] [OPP] OHL 400 kV Medgidia Sud- Cernavoda | RMED141 RCERN41 1 | 1997 | 2000 | -3 | 100 | 1409 | AC
RO_CO_00017 | N-1 OHL 400 kV Constanta Nord- Cernavoda | [RO-RO] [OPP] OHL 400 kV Medgidia Sud- Cernavoda | RMED141 RCERN41 1 | 1992 | 2000 | -8 | 100 | 1411 | AC
RO_CO_00015 | N-1 OHL 400 kV Tulcea Vest - Tariverde | [RO-RO] [OPP] OHL 400 kV Medgidia Sud- Cernavoda | RMED141 RCERN41 1 | 1987 | 2000 | -13 | 99 | 1404 | AC
RO_CO_00013 | N-1 OHL 400 kV Lacu Sarat - Gura Ialomitei | [RO-RO] [OPP] OHL 400 kV Medgidia Sud- Cernavoda | RMED141 RCERN41 1 | 1982 | 2000 | -18 | 99 | 1403 | AC
RO_CO_00023 | N-1 OHL 400 kV Gutinas – Smardan | [RO-RO] [OPP] OHL 400 kV Medgidia Sud- Cernavoda | RMED141 RCERN41 1 | 1868 | 2000 | -132 | 93 | 1323 | AC
Base case | Base case | [RO-RO] [OPP] OHL 400 kV Medgidia Sud- Cernavoda | RMED141 RCERN41 1 | 1841 | 2000 | -159 | 92 | 1303 | AC
RO_CO_00041 | N-1 OHL 400 kV Medgidia Sud - Rahman | [RO-RO] [OPP] OHL 400 kV Medgidia Sud- Cernavoda | RMED141 RCERN41 1 | 1788 | 2000 | -212 | 89 | 1256 | AC
RO_CO_00036 | N-1 OHL 400 kV Medgidia Sud - Stupina | [RO-RO] [OPP] OHL 400 kV Medgidia Sud- Cernavoda | RMED141 RCERN41 1 | 1771 | 2000 | -229 | 89 | 1256 | AC
RO_CO_00010 | N-1 OHL 400 kV Isaccea - Stupina | [RO-RO] [OPP] OHL 400 kV Medgidia Sud- Cernavoda | RMED141 RCERN41 1 | 1769 | 2000 | -231 | 88 | 1246 | AC
RO_CO_00011 | N-1 OHL 400 kV Isaccea - Rahman | [RO-RO] [OPP] OHL 400 kV Medgidia Sud- Cernavoda | RMED141 RCERN41 1 | 1764 | 2000 | -236 | 88 | 1248 | AC
RO_CO_00019 | N-1 OHL 400 kV Gura Ialomitei - Bucuresti Sud | [RO-RO] [OPP] OHL 400 kV Medgidia Sud- Cernavoda | RMED141 RCERN41 1 | 1763 | 2000 | -237 | 88 | 1247 | AC
RO_CO_00018 | N-1 OHL 400 kV Cernavoda - Pelicanu | [RO-RO] [OPP] OHL 400 kV Medgidia Sud- Cernavoda | RMED141 RCERN41 1 | 1760 | 2000 | -240 | 88 | 1244 | AC
RO_CO_00037 | N-1 OHL 400 kV Pelicanu - Bucuresti Sud | [RO-RO] [OPP] OHL 400 kV Medgidia Sud- Cernavoda | RMED141 RCERN41 1 | 1759 | 2000 | -241 | 88 | 1244 | AC
RO-MD_CO_00001 | N-1 TIE 400 kV Isaccea - Vulcanesti | [RO-RO] [OPP] OHL 400 kV Medgidia Sud- Cernavoda | RMED141 RCERN41 1 | 1736 | 2000 | -264 | 87 | 1223 | AC no reactive limits
RO-BG_CO_00005 | N-1 TIE 400 kV DOBRUDJA- MEDGIDIA SUD | [RO-RO] [OPP] OHL 400 kV Medgidia Sud- Cernavoda | RMED141 RCERN41 1 | 1689 | 2000 | -311 | 84 | 1187 | AC
RO-BG_CO_00004 | N-1 TIE 400 kV MEDGIDIA SUD - VARNA | [RO-RO] [OPP] OHL 400 kV Medgidia Sud- Cernavoda | RMED141 RCERN41 1 | 1684 | 2000 | -316 | 84 | 1185 | AC
RO_CO_00028 | N-1 TRA 400/220 kV AT1 Portile de Fier | [RO-RO] [OPP] TRA 400/220 kV AT2 Portile de Fier | RPDF241 RPDF222 2 | 1000 | 1248 | -249 | 80 | 409 | AC
RO_CO_00034 | N-1 TRA 400/220 kV AT2 Portile de Fier | [RO-RO] [OPP] TRA 400/220 kV AT1 Portile de Fier | RPDFE41 RPDF222 1 | 1000 | 1248 | -249 | 80 | 409 | AC
RO_CO_00035 | N-1 TRA 400/220 kV AT3 Portile de Fier | [RO-RO] [OPP] TRA 400/220 kV AT1 Portile de Fier | RPDFE41 RPDF222 1 | 997 | 1248 | -251 | 80 | 408 | AC
RO_CO_00035 | N-1 TRA 400/220 kV AT3 Portile de Fier | [RO-RO] [OPP] TRA 400/220 kV AT2 Portile de Fier | RPDF241 RPDF222 2 | 997 | 1248 | -251 | 80 | 408 | AC
RO_CO_00028 | N-1 TRA 400/220 kV AT1 Portile de Fier | [RO-RO] [OPP] TRA 400/220 kV AT3 Portile de Fier | RPDFE41 RPDF212 3 | 994 | 1248 | -255 | 80 | 406 | AC
RO_CO_00034 | N-1 TRA 400/220 kV AT2 Portile de Fier | [RO-RO] [OPP] TRA 400/220 kV AT3 Portile de Fier | RPDFE41 RPDF212 3 | 994 | 1248 | -255 | 80 | 406 | AC
RO-RS_CO_00003 | N-1 TIE 400 kV Resita-Pancevo c2 | [RO-RO] [OPP] TRA 400/220 kV AT3 Arad | RARA4D1 RARAD22 3 | 786 | 999 | -214 | 79 | 293 | AC
RO-RS_CO_00003 | N-1 TIE 400 kV Resita-Pancevo c2 | [RO-RO] [OPP] TRA 400/220 kV AT Urechesti | RURE241 RURE212 1 | 767 | 999 | -232 | 77 | 297 | AC
RO_CO_00001 | N-1 OHL 220 kV Portile de Fier-Resita 1&2 | [RO-RO] [OPP] TRA 400/220 kV AT1 Portile de Fier | RPDFE41 RPDF222 1 | 901 | 1248 | -348 | 72 | 368 | AC
RO_CO_00001 | N-1 OHL 220 kV Portile de Fier-Resita 1&2 | [RO-RO] [OPP] TRA 400/220 kV AT2 Portile de Fier | RPDF241 RPDF222 2 | 901 | 1248 | -348 | 72 | 368 | AC
RO-MD_CO_00001 | N-1 TIE 400 kV Isaccea - Vulcanesti | [RO-RS] [DIR] TIE 400 kV Portile de Fier-Djerdap | RPDFE41 XPF_DJ11 1 | 1316 | 1836 | -520 | 72 | 919 | AC no reactive limits
RO_CO_00001 | N-1 OHL 220 kV Portile de Fier-Resita 1&2 | [RO-RO] [OPP] TRA 400/220 kV AT3 Portile de Fier | RPDFE41 RPDF212 3 | 895 | 1248 | -353 | 72 | 366 | AC
RO_CO_00001 | N-1 OHL 220 kV Portile de Fier-Resita 1&2 | [RO-RS] [DIR] TIE 400 kV Portile de Fier-Djerdap | RPDFE41 XPF_DJ11 1 | 1312 | 1836 | -524 | 71 | 916 | AC
RO-BG_CO_00001 | N-1 TIE 400 kV TINTARENI-KOZLODUI 1 | [RO-RS] [DIR] TIE 400 kV Portile de Fier-Djerdap | RPDFE41 XPF_DJ11 1 | 1286 | 1836 | -550 | 70 | 896 | AC
RO-BG_CO_00002 | N-1 TIE 400 kV TINTARENI-KOZLODUI 2 | [RO-RS] [DIR] TIE 400 kV Portile de Fier-Djerdap | RPDFE41 XPF_DJ11 1 | 1286 | 1836 | -550 | 70 | 896 | AC

## 1730
Detailed results
Generated at: | 06/03/2026 22:25:56
Business day: | 2026-03-08
Horizon: | 2DA
Timestamp | 17:30
Border & direction: | South-Romania Exporting
Remedial actions | True
Margin satisfied | False
Final step | RAO
TTC [MW]: | 3073
Loading threshold | 0.7
Limiting CNEC | N-1 OHL 400 kV Constanta Nord- Cernavoda/[RO-RO] [OPP] OHL 400 kV Medgidia Sud- Cernavoda
Applied RAs
Non Costly RAO
CO ID | RA ID | Name of the RA | Usage | Type | Location | Status | Details
N/A | BG_RA_00001 | PRA 400 kV TINTARENI-KOZLODUI 1 | preventive | topological_ra | BG | applied | open --> close
N/A | BG_RA_00001 | PRA 400 kV TINTARENI-KOZLODUI 1 | preventive | topological_ra | BG | applied | open --> close
N/A | RO_RA_00003 | PRA 110 kV S4 | preventive | topological_ra | RO | applied | open --> close
N/A | RO_RA_00003 | PRA 110 kV S4 | preventive | topological_ra | RO | applied | close --> open
N/A | RO_RA_00003 | PRA 110 kV S4 | preventive | topological_ra | RO | applied | open --> close
N/A | RO_RA_00003 | PRA 110 kV S4 | preventive | topological_ra | RO | applied | open --> close
N/A | RO_RA_00003 | PRA 110 kV S4 | preventive | topological_ra | RO | applied | open --> close
N/A | RO_RA_00003 | PRA 110 kV S4 | preventive | topological_ra | RO | applied | open --> close
N/A | RO_RA_00004 | PRA 110 kV S5 | preventive | topological_ra | RO | applied | open --> close
N/A | RO_RA_00004 | PRA 110 kV S5 | preventive | topological_ra | RO | applied | open --> close
N/A | RO_RA_00004 | PRA 110 kV S5 | preventive | topological_ra | RO | applied | open --> close
N/A | RO_RA_00004 | PRA 110 kV S5 | preventive | topological_ra | RO | applied | open --> close
N/A | RO_RA_00005 | PRA 110 kV Pelicanu | preventive | topological_ra | RO | applied | open --> close
N/A | RO_RA_00005 | PRA 110 kV Pelicanu | preventive | topological_ra | RO | applied | open --> close
N/A | RO_RA_00005 | PRA 110 kV Pelicanu | preventive | topological_ra | RO | applied | close --> open
N/A | RO_RA_00005 | PRA 110 kV Pelicanu | preventive | topological_ra | RO | applied | close --> open
N/A | RO_RA_00006 | PRA 110 kV Dobrogea | preventive | topological_ra | RO | applied | open --> close
N/A | RO_RA_00006 | PRA 110 kV Dobrogea | preventive | topological_ra | RO | applied | open --> close
N/A | RO_RA_00006 | PRA 110 kV Dobrogea | preventive | topological_ra | RO | applied | open --> close
N/A | RO_RA_00010 | PRA 400 kV Tantareni-Kozlodui 1 | preventive | topological_ra | RO | applied | open --> close
N/A | RO_RA_00010 | PRA 400 kV Tantareni-Kozlodui 1 | preventive | topological_ra | RO | applied | open --> close
N/A | RO_RA_00014 | PRA 400 kV Resita-Pancevo c2 | preventive | topological_ra | RO | applied | open --> close
N/A | RO_RA_00014 | PRA 400 kV Resita-Pancevo c2 | preventive | topological_ra | RO | applied | open --> close
N/A | RO_RA_00103 | TOP_CLOSE_400kV_Tantareni _ Kozlodui_c1 | preventive | topological_ra | RO | applied | open --> close
N/A | RO_RA_00103 | TOP_CLOSE_400kV_Tantareni _ Kozlodui_c1 | preventive | topological_ra | RO | applied | open --> close
N/A | RO_RA_00104 | TOP_CLOSE_400kV_Resita_Pancevo_c2 | preventive | topological_ra | RO | applied | open --> close
N/A | RO_RA_00104 | TOP_CLOSE_400kV_Resita_Pancevo_c2 | preventive | topological_ra | RO | applied | open --> close
N/A | RO_RA_00001 | PRA 400/220kV AT3 Arad | preventive | pst_ra | RO | applied | LowerStep(-12.0) CurrentStep(-12) HigherStep(12.0)
N/A | RO_RA_00002 | PRA 400/220kV AT Urechesti | preventive | pst_ra | RO | applied | LowerStep(-12.0) CurrentStep(-12) HigherStep(12.0)
N/A | RO_RA_00101 | PST_ARAD 400/220_3 | preventive | pst_ra | RO | applied | LowerStep(-12.0) CurrentStep(-12) HigherStep(12.0)
N/A | RO_RA_00102 | PST_URECHESTI 400/220_1 | preventive | pst_ra | RO | applied | LowerStep(-12.0) CurrentStep(-12) HigherStep(12.0)
Costly RAO
RA RD ID | TSO | Generator Name | Minimum Power [MW] | Maximum Power [MW] | RDP- | RDP+ | P [MW] before RAO | P [MW] after RAO | P0 [MW] | Plimit+ [MW] | Plimit- [MW] | Started up | Shutdown
RO_RA_00111 | RO | RBRAZ41 _generator | 0 | 295 |  |  | 295 | 195 |  | 295 | 1 | FALSE | FALSE
RO_RA_00112 | RO | RBRZ241 _generator | 0 | 313 |  |  | 313 | 1 |  | 313 | 1 | FALSE | FALSE
RO_RA_00116 | RO | RVMAR_5 _generator | 0 | 50 |  |  | 23 | 50 |  | 50 | 0 | FALSE | FALSE
RO_RA_00117 | RO | RGODI_5 _generator | 0 | 114 |  |  | 55 | 114 |  | 114 | 0 | FALSE | FALSE
RO_RA_00120 | RO | RTOPV_5 _generator | 0 | 10 |  |  | 1 | 10 |  | 10 | 0 | FALSE | FALSE
RO_RA_00121 | RO | RFMEP_5 _generator | 0 | 14 |  |  | 1 | 14 |  | 14 | 0 | FALSE | FALSE
RO_RA_00122 | RO | RVLCE15 _generator | 0 | 55 |  |  | 4 | 55 |  | 55 | 0 | FALSE | FALSE
RO_RA_00123 | RO | RVALD_5 _generator | 0 | 15 |  |  | 1 | 15 |  | 15 | 0 | FALSE | FALSE
RO_RA_00124 | RO | RELAR_5 _generator | 0 | 10 |  |  | 1 | 10 |  | 10 | 0 | FALSE | FALSE
RO_RA_00125 | RO | RAREF_5 _generator | 0 | 10 |  |  | 1 | 10 |  | 10 | 0 | FALSE | FALSE
RO_RA_00126 | RO | RARGS_5 _generator | 0 | 31 |  |  | 2 | 31 |  | 31 | 0 | FALSE | FALSE
RO_RA_00127 | RO | RALBE_5 _generator | 0 | 30 |  |  | 2 | 30 |  | 30 | 0 | FALSE | FALSE
RO_RA_00128 | RO | RCERB_5 _generator | 0 | 15 |  |  | 1 | 15 |  | 15 | 0 | FALSE | FALSE
RO_RA_00129 | RO | RVLCE25 _generator | 0 | 12 |  |  | 1 | 12 |  | 12 | 0 | FALSE | FALSE
RO_RA_00130 | RO | RCLNG_5 _generator | 0 | 90 |  |  | 5 | 90 |  | 90 | 0 | FALSE | FALSE
RO_RA_00134 | RO | RSTUP_5 _generator | 0 | 45 |  |  | 15 | 45 |  | 45 | 0 | FALSE | FALSE
RO_RA_00135 | RO | RDAIES5 _generator | 0 | 37 |  |  | 24 | 37 |  | 37 | 0 | FALSE | FALSE
RO_RA_00136 | RO | RVILN_5 _generator | 0 | 46 |  |  | 15 | 46 |  | 46 | 0 | FALSE | FALSE
RO_RA_00137 | RO | RRIUR15 _generator | 0 | 48 |  |  | 32 | 48 |  | 48 | 0 | FALSE | FALSE
RO_RA_00138 | RO | RMARC_5 _generator | 0 | 39 |  |  | 12 | 39 |  | 39 | 0 | FALSE | FALSE
RO_RA_00139 | RO | RIONE_5 _generator | 0 | 38 |  |  | 25 | 38 |  | 38 | 0 | FALSE | FALSE
RO_RA_00140 | RO | RJIBL_5 _generator | 0 | 38 |  |  | 13 | 38 |  | 38 | 0 | FALSE | FALSE
RO_RA_00141 | RO | RZAVI_5 _generator | 0 | 38 |  |  | 25 | 38 |  | 38 | 0 | FALSE | FALSE
RO_RA_00142 | RO | RCHTU_5 _generator | 0 | 74 |  |  | 23 | 74 |  | 74 | 0 | FALSE | FALSE
RO_RA_00143 | RO | RTRAI_5 _generator | 0 | 45 |  |  | 26 | 45 |  | 45 | 0 | FALSE | FALSE
RO_RA_00144 | RO | RHGLOT5 _generator | 0 | 25 |  |  | 9 | 25 |  | 25 | 0 | FALSE | FALSE
RO_RA_00145 | RO | RCHESJ5 _generator | 0 | 50 |  |  | 25 | 50 |  | 50 | 0 | FALSE | FALSE
RO_RA_00146 | RO | RCHEAC5 _generator | 0 | 38 |  |  | 19 | 38 |  | 38 | 0 | FALSE | FALSE
RO_RA_00147 | RO | RCHEST5 _generator | 0 | 26 |  |  | 13 | 26 |  | 26 | 0 | FALSE | FALSE
RO_RA_00148 | RO | RCHEIO5 _generator | 0 | 53 |  |  | 27 | 53 |  | 53 | 0 | FALSE | FALSE
RO_RA_00149 | RO | RCHDO_5 _generator | 0 | 53 |  |  | 27 | 53 |  | 53 | 0 | FALSE | FALSE
RO_RA_00150 | RO | RFRUN_5 _generator | 0 | 53 |  |  | 27 | 53 |  | 53 | 0 | FALSE | FALSE
RO_RA_00151 | RO | RCIZBI5 _generator | 0 | 53 |  |  | 27 | 53 |  | 53 | 0 | FALSE | FALSE
RO_RA_00152 | RO | RRUSA_5 _generator | 0 | 53 |  |  | 27 | 53 |  | 53 | 0 | FALSE | FALSE
RO_RA_00153 | RO | RHCORN5 _generator | 0 | 59 |  |  | 10 | 59 |  | 59 | 0 | FALSE | FALSE
RO_RA_00154 | RO | RFAGA_5 _generator | 0 | 20 |  |  | 5 | 20 |  | 20 | 0 | FALSE | FALSE
RO_RA_00155 | RO | RUCEA25 _generator | 0 | 32 |  |  | 5 | 32 |  | 32 | 0 | FALSE | FALSE
RO_RA_00156 | RO | RUCEA15 _generator | 0 | 49 |  |  | 5 | 0 |  | 49 | 0 | FALSE | TRUE
RO_RA_00157 | RO | RCIRT_5 _generator | 0 | 54 |  |  | 16 | 0 |  | 54 | 0 | FALSE | TRUE
RO_RA_00158 | RO | RSTEJ_5 _generator | 0 | 137 |  |  | 137 | 0 |  | 137 | 0 | FALSE | TRUE
RO_RA_00159 | RO | RSTEJ25 _generator | 0 | 32 |  |  | 20 | 0 |  | 32 | 0 | FALSE | TRUE
RO_RA_00160 | RO | RVADU_5 _generator | 0 | 67 |  |  | 24 | 0 |  | 67 | 0 | FALSE | TRUE
RO_RA_00161 | RO | RIZVO_5 _generator | 0 | 9 |  |  | 7 | 0 |  | 9 | 0 | FALSE | TRUE
RO_RA_00162 | RO | RDUMB_5 _generator | 0 | 23 |  |  | 18 | 0 |  | 23 | 0 | FALSE | TRUE
RO_RA_00163 | RO | RCOST_5 _generator | 0 | 24 |  |  | 19 | 0 |  | 24 | 0 | FALSE | TRUE
RO_RA_00164 | RO | RBUHU_5 _generator | 0 | 13 |  |  | 9 | 0 |  | 13 | 0 | FALSE | TRUE
RO_RA_00165 | RO | RRACO_5 _generator | 0 | 23 |  |  | 11 | 0 |  | 23 | 0 | FALSE | TRUE
RO_RA_00166 | RO | RGARL_5 _generator | 0 | 23 |  |  | 5 | 0 |  | 23 | 0 | FALSE | TRUE
RO_RA_00167 | RO | RLILI_5 _generator | 0 | 23 |  |  | 5 | 0 |  | 23 | 0 | FALSE | TRUE
RO_RA_00168 | RO | RBACS_5 _generator | 0 | 98 |  |  | 47 | 98 |  | 98 | 0 | FALSE | FALSE
RO_RA_00169 | RO | RFARA_5 _generator | 0 | 30 |  |  | 10 | 0 |  | 30 | 0 | FALSE | TRUE
RO_RA_00170 | RO | RSISC_5 _generator | 0 | 44 |  |  | 15 | 0 |  | 44 | 0 | FALSE | TRUE
RO_RA_00171 | RO | RMARA_5 _generator | 0 | 46 |  |  | 14 | 0 |  | 46 | 0 | FALSE | TRUE
RO_RA_00172 | RO | RTECU_5 _generator | 0 | 34 |  |  | 12 | 0 |  | 34 | 0 | FALSE | TRUE
RO_RA_00173 | RO | RMARI22 _generator | 0 | 217 |  |  | 0 | 62 |  | 217 | 0 | TRUE | FALSE
RO_RA_00174 | RO | RSUGA22 _generator | 0 | 150 |  |  | 150 | 0 |  | 150 | 0 | FALSE | TRUE
RO_RA_00175 | RO | RGILC22 _generator | 0 | 150 |  |  | 150 | 0 |  | 150 | 0 | FALSE | TRUE
RO_RA_00176 | RO | RSEBE_5 _generator | 0 | 55 |  |  | 24 | 0 |  | 55 | 0 | FALSE | TRUE
RO_RA_00177 | RO | RIAZUA5 _generator | 0 | 71 |  |  | 0 | 71 |  | 71 | 0 | TRUE | FALSE
RO_RA_00181 | RO | RRETE_5 _generator | 0 | 20 |  |  | 2 | 0 |  | 20 | 0 | FALSE | TRUE
RO_RA_00182 | RO | RCIRNA5 _generator | 0 | 29 |  |  | 3 | 0 |  | 29 | 0 | FALSE | TRUE
RO_RA_00183 | RO | RCIRNB5 _generator | 0 | 27 |  |  | 2 | 0 |  | 27 | 0 | FALSE | TRUE
RO_RA_00184 | RO | RHATE_5 _generator | 0 | 52 |  |  | 4 | 0 |  | 52 | 0 | FALSE | TRUE
Non Costly Reduction
CO ID | RA ID | Name of the RA | Usage | Type | Location | Status | Details
Limiting CNECs
CO ID | Name of the CO | Name of the CNE | CNE UCTE branch | Calculated I (A) | I max (PATL) | Margin (A) | Loading (%) | Flow [MW] | LF type
RO_CO_00012 | N-1 OHL 400 kV Isaccea - Tulcea Vest | [RO-RO] [OPP] OHL 400 kV Medgidia Sud- Cernavoda | RMED141 RCERN41 1 | 1999 | 2000 | -1 | 100 | 1407 | AC
RO_CO_00013 | N-1 OHL 400 kV Lacu Sarat - Gura Ialomitei | [RO-RO] [OPP] OHL 400 kV Medgidia Sud- Cernavoda | RMED141 RCERN41 1 | 1996 | 2000 | -4 | 100 | 1410 | AC
RO_CO_00017 | N-1 OHL 400 kV Constanta Nord- Cernavoda | [RO-RO] [OPP] OHL 400 kV Medgidia Sud- Cernavoda | RMED141 RCERN41 1 | 1994 | 2000 | -6 | 100 | 1409 | AC
RO_CO_00015 | N-1 OHL 400 kV Tulcea Vest - Tariverde | [RO-RO] [OPP] OHL 400 kV Medgidia Sud- Cernavoda | RMED141 RCERN41 1 | 1972 | 2000 | -28 | 99 | 1391 | AC
RO_CO_00023 | N-1 OHL 400 kV Gutinas – Smardan | [RO-RO] [OPP] OHL 400 kV Medgidia Sud- Cernavoda | RMED141 RCERN41 1 | 1833 | 2000 | -167 | 92 | 1294 | AC
Base case | Base case | [RO-RO] [OPP] OHL 400 kV Medgidia Sud- Cernavoda | RMED141 RCERN41 1 | 1812 | 2000 | -188 | 91 | 1280 | AC
RO_CO_00019 | N-1 OHL 400 kV Gura Ialomitei - Bucuresti Sud | [RO-RO] [OPP] OHL 400 kV Medgidia Sud- Cernavoda | RMED141 RCERN41 1 | 1720 | 2000 | -280 | 86 | 1214 | AC
RO-RS_CO_00003 | N-1 TIE 400 kV Resita-Pancevo c2 | [RO-RO] [OPP] TRA 400/220 kV AT3 Arad | RARA4D1 RARAD22 3 | 859 | 999 | -140 | 86 | 316 | AC
RO_CO_00041 | N-1 OHL 400 kV Medgidia Sud - Rahman | [RO-RO] [OPP] OHL 400 kV Medgidia Sud- Cernavoda | RMED141 RCERN41 1 | 1718 | 2000 | -282 | 86 | 1205 | AC
RO_CO_00018 | N-1 OHL 400 kV Cernavoda - Pelicanu | [RO-RO] [OPP] OHL 400 kV Medgidia Sud- Cernavoda | RMED141 RCERN41 1 | 1716 | 2000 | -284 | 86 | 1211 | AC
RO_CO_00037 | N-1 OHL 400 kV Pelicanu - Bucuresti Sud | [RO-RO] [OPP] OHL 400 kV Medgidia Sud- Cernavoda | RMED141 RCERN41 1 | 1716 | 2000 | -284 | 86 | 1211 | AC
RO_CO_00036 | N-1 OHL 400 kV Medgidia Sud - Stupina | [RO-RO] [OPP] OHL 400 kV Medgidia Sud- Cernavoda | RMED141 RCERN41 1 | 1698 | 2000 | -302 | 85 | 1203 | AC
RO_CO_00010 | N-1 OHL 400 kV Isaccea - Stupina | [RO-RO] [OPP] OHL 400 kV Medgidia Sud- Cernavoda | RMED141 RCERN41 1 | 1696 | 2000 | -304 | 85 | 1192 | AC
RO_CO_00011 | N-1 OHL 400 kV Isaccea - Rahman | [RO-RO] [OPP] OHL 400 kV Medgidia Sud- Cernavoda | RMED141 RCERN41 1 | 1692 | 2000 | -308 | 85 | 1195 | AC
RO-MD_CO_00001 | N-1 TIE 400 kV Isaccea - Vulcanesti | [RO-RO] [OPP] OHL 400 kV Medgidia Sud- Cernavoda | RMED141 RCERN41 1 | 1687 | 2000 | -313 | 84 | 1188 | AC no reactive limits
RO-BG_CO_00005 | N-1 TIE 400 kV DOBRUDJA- MEDGIDIA SUD | [RO-RO] [OPP] OHL 400 kV Medgidia Sud- Cernavoda | RMED141 RCERN41 1 | 1681 | 2000 | -319 | 84 | 1180 | AC
RO-BG_CO_00004 | N-1 TIE 400 kV MEDGIDIA SUD - VARNA | [RO-RO] [OPP] OHL 400 kV Medgidia Sud- Cernavoda | RMED141 RCERN41 1 | 1677 | 2000 | -323 | 84 | 1178 | AC
RO_CO_00001 | N-1 OHL 220 kV Portile de Fier-Resita 1&2 | [RO-RS] [DIR] TIE 400 kV Portile de Fier-Djerdap | RPDFE41 XPF_DJ11 1 | 1454 | 1836 | -382 | 79 | 1003 | AC
RO-MD_CO_00001 | N-1 TIE 400 kV Isaccea - Vulcanesti | [RO-RS] [DIR] TIE 400 kV Portile de Fier-Djerdap | RPDFE41 XPF_DJ11 1 | 1445 | 1836 | -391 | 79 | 999 | AC no reactive limits
RO-RS_CO_00003 | N-1 TIE 400 kV Resita-Pancevo c2 | [RO-UA] [DIR] TIE 400 kV Isaccea-Vulcanesti | RISAC41 XVK_IS11 1 | 1568 | 2000 | -432 | 78 | 1097 | AC
RO-RS_CO_00003 | N-1 TIE 400 kV Resita-Pancevo c2 | [RO-RS] [DIR] TIE 400 kV Portile de Fier-Djerdap | RPDFE41 XPF_DJ11 1 | 1404 | 1836 | -432 | 76 | 968 | AC
RO-RS_CO_00004 | N-1 TIE 400 kV Resita-Pancevo c1 | [RO-RS] [DIR] TIE 400 kV Portile de Fier-Djerdap | RPDFE41 XPF_DJ11 1 | 1404 | 1836 | -432 | 76 | 968 | AC
RO_CO_00029 | N-1 OHL 220 kV Resita-Timisoara 1&2 | [RO-RS] [DIR] TIE 400 kV Portile de Fier-Djerdap | RPDFE41 XPF_DJ11 1 | 1390 | 1836 | -446 | 76 | 956 | AC
RO-UA_CO_00001 | N-1 TIE 400 kV Rosiori-Mukacevo | [RO-RS] [DIR] TIE 400 kV Portile de Fier-Djerdap | RPDFE41 XPF_DJ11 1 | 1384 | 1836 | -452 | 75 | 953 | AC
RO-BG_CO_00002 | N-1 TIE 400 kV TINTARENI-KOZLODUI 2 | [RO-RS] [DIR] TIE 400 kV Portile de Fier-Djerdap | RPDFE41 XPF_DJ11 1 | 1384 | 1836 | -452 | 75 | 953 | AC
RO-BG_CO_00001 | N-1 TIE 400 kV TINTARENI-KOZLODUI 1 | [RO-RS] [DIR] TIE 400 kV Portile de Fier-Djerdap | RPDFE41 XPF_DJ11 1 | 1384 | 1836 | -452 | 75 | 953 | AC
RO_CO_00052 | N-1 OHL 400 kV Sofia Zapad -Nis | [RO-RS] [DIR] TIE 400 kV Portile de Fier-Djerdap | RPDFE41 XPF_DJ11 1 | 1377 | 1836 | -459 | 75 | 947 | AC
RO_CO_00002 | N-1 OHL 400 kV Mintia-Arad | [RO-RS] [DIR] TIE 400 kV Portile de Fier-Djerdap | RPDFE41 XPF_DJ11 1 | 1361 | 1836 | -475 | 74 | 936 | AC
RO_CO_00027 | N-1 TRA 400/220 kV AT3 Arad | [RO-RS] [DIR] TIE 400 kV Portile de Fier-Djerdap | RPDFE41 XPF_DJ11 1 | 1358 | 1836 | -478 | 74 | 934 | AC
RO_CO_00028 | N-1 TRA 400/220 kV AT1 Portile de Fier | [RO-RO] [OPP] TRA 400/220 kV AT2 Portile de Fier | RPDF241 RPDF222 2 | 919 | 1248 | -329 | 74 | 375 | AC
RO_CO_00034 | N-1 TRA 400/220 kV AT2 Portile de Fier | [RO-RO] [OPP] TRA 400/220 kV AT1 Portile de Fier | RPDFE41 RPDF222 1 | 919 | 1248 | -329 | 74 | 375 | AC
RO_CO_00035 | N-1 TRA 400/220 kV AT3 Portile de Fier | [RO-RO] [OPP] TRA 400/220 kV AT2 Portile de Fier | RPDF241 RPDF222 2 | 917 | 1248 | -332 | 73 | 374 | AC
RO_CO_00035 | N-1 TRA 400/220 kV AT3 Portile de Fier | [RO-RO] [OPP] TRA 400/220 kV AT1 Portile de Fier | RPDFE41 RPDF222 1 | 917 | 1248 | -332 | 73 | 374 | AC
RO-HU_CO_00002 | N-1 TIE 400 kV Nadab-Bekescsaba | [RO-RS] [DIR] TIE 400 kV Portile de Fier-Djerdap | RPDFE41 XPF_DJ11 1 | 1348 | 1836 | -488 | 73 | 927 | AC
RO_CO_00028 | N-1 TRA 400/220 kV AT1 Portile de Fier | [RO-RO] [OPP] TRA 400/220 kV AT3 Portile de Fier | RPDFE41 RPDF212 3 | 913 | 1248 | -335 | 73 | 373 | AC
RO_CO_00034 | N-1 TRA 400/220 kV AT2 Portile de Fier | [RO-RO] [OPP] TRA 400/220 kV AT3 Portile de Fier | RPDFE41 RPDF212 3 | 913 | 1248 | -335 | 73 | 373 | AC
RO-HU_CO_00001 | N-1 TIE 400 kV Arad-Sandorfalva | [RO-RS] [DIR] TIE 400 kV Portile de Fier-Djerdap | RPDFE41 XPF_DJ11 1 | 1341 | 1836 | -495 | 73 | 922 | AC
RO_CO_00001 | N-1 OHL 220 kV Portile de Fier-Resita 1&2 | [RO-RO] [OPP] TRA 400/220 kV AT2 Portile de Fier | RPDF241 RPDF222 2 | 904 | 1248 | -345 | 72 | 369 | AC
RO_CO_00001 | N-1 OHL 220 kV Portile de Fier-Resita 1&2 | [RO-RO] [OPP] TRA 400/220 kV AT1 Portile de Fier | RPDFE41 RPDF222 1 | 904 | 1248 | -345 | 72 | 369 | AC
RO_CO_00001 | N-1 OHL 220 kV Portile de Fier-Resita 1&2 | [RO-RO] [OPP] TRA 400/220 kV AT3 Portile de Fier | RPDFE41 RPDF212 3 | 898 | 1248 | -350 | 72 | 366 | AC
Base case | Base case | [RO-RS] [DIR] TIE 400 kV Portile de Fier-Djerdap | RPDFE41 XPF_DJ11 1 | 1319 | 1836 | -517 | 72 | 906 | AC

## 1830
Detailed results
Generated at: | 06/03/2026 22:25:56
Business day: | 2026-03-08
Horizon: | 2DA
Timestamp | 18:30
Border & direction: | South-Romania Exporting
Remedial actions | False
Margin satisfied | True
Final step | Margin Calculation
TTC [MW]: | 2774.75
Loading threshold | 0.7
Limiting CNEC | N-1 OHL 400 kV Constanta Nord- Cernavoda/[RO-RO] [OPP] OHL 400 kV Medgidia Sud- Cernavoda
Applied RAs
Non Costly RAO
CO ID | RA ID | Name of the RA | Usage | Type | Location | Status | Details
Costly RAO
RA RD ID | TSO | Generator Name | Minimum Power [MW] | Maximum Power [MW] | RDP- | RDP+ | P [MW] before RAO | P [MW] after RAO | P0 [MW] | Plimit+ [MW] | Plimit- [MW] | Started up | Shutdown
Non Costly Reduction
CO ID | RA ID | Name of the RA | Usage | Type | Location | Status | Details
Limiting CNECs
CO ID | Name of the CO | Name of the CNE | CNE UCTE branch | Calculated I (A) | I max (PATL) | Margin (A) | Loading (%) | Flow [MW] | LF type
RO_CO_00012 | N-1 OHL 400 kV Isaccea - Tulcea Vest | [RO-RO] [OPP] OHL 400 kV Medgidia Sud- Cernavoda | RMED141 RCERN41 1 | 1994 | 2000 | -6 | 100 | 1403 | AC
RO_CO_00017 | N-1 OHL 400 kV Constanta Nord- Cernavoda | [RO-RO] [OPP] OHL 400 kV Medgidia Sud- Cernavoda | RMED141 RCERN41 1 | 1990 | 2000 | -10 | 100 | 1407 | AC
RO_CO_00013 | N-1 OHL 400 kV Lacu Sarat - Gura Ialomitei | [RO-RO] [OPP] OHL 400 kV Medgidia Sud- Cernavoda | RMED141 RCERN41 1 | 1990 | 2000 | -10 | 100 | 1406 | AC
RO_CO_00015 | N-1 OHL 400 kV Tulcea Vest - Tariverde | [RO-RO] [OPP] OHL 400 kV Medgidia Sud- Cernavoda | RMED141 RCERN41 1 | 1982 | 2000 | -18 | 99 | 1397 | AC
RO-RS_CO_00004 | N-1 TIE 400 kV Resita-Pancevo c1 | [RO-RS] [DIR] TIE 400 kV Portile de Fier-Djerdap | RPDFE41 XPF_DJ11 1 | 1740 | 1836 | -96 | 95 | 1205 | AC
RO_CO_00023 | N-1 OHL 400 kV Gutinas – Smardan | [RO-RO] [OPP] OHL 400 kV Medgidia Sud- Cernavoda | RMED141 RCERN41 1 | 1837 | 2000 | -163 | 92 | 1298 | AC
Base case | Base case | [RO-RO] [OPP] OHL 400 kV Medgidia Sud- Cernavoda | RMED141 RCERN41 1 | 1809 | 2000 | -191 | 90 | 1277 | AC
RO-BG_CO_00002 | N-1 TIE 400 kV TINTARENI-KOZLODUI 2 | [RO-RS] [DIR] TIE 400 kV Portile de Fier-Djerdap | RPDFE41 XPF_DJ11 1 | 1627 | 1836 | -209 | 89 | 1120 | AC
RO_CO_00019 | N-1 OHL 400 kV Gura Ialomitei - Bucuresti Sud | [RO-RO] [OPP] OHL 400 kV Medgidia Sud- Cernavoda | RMED141 RCERN41 1 | 1720 | 2000 | -280 | 86 | 1213 | AC
RO_CO_00018 | N-1 OHL 400 kV Cernavoda - Pelicanu | [RO-RO] [OPP] OHL 400 kV Medgidia Sud- Cernavoda | RMED141 RCERN41 1 | 1716 | 2000 | -284 | 86 | 1210 | AC
RO_CO_00037 | N-1 OHL 400 kV Pelicanu - Bucuresti Sud | [RO-RO] [OPP] OHL 400 kV Medgidia Sud- Cernavoda | RMED141 RCERN41 1 | 1716 | 2000 | -284 | 86 | 1210 | AC
RO_CO_00041 | N-1 OHL 400 kV Medgidia Sud - Rahman | [RO-RO] [OPP] OHL 400 kV Medgidia Sud- Cernavoda | RMED141 RCERN41 1 | 1715 | 2000 | -285 | 86 | 1201 | AC
RO_CO_00036 | N-1 OHL 400 kV Medgidia Sud - Stupina | [RO-RO] [OPP] OHL 400 kV Medgidia Sud- Cernavoda | RMED141 RCERN41 1 | 1694 | 2000 | -306 | 85 | 1199 | AC
RO_CO_00010 | N-1 OHL 400 kV Isaccea - Stupina | [RO-RO] [OPP] OHL 400 kV Medgidia Sud- Cernavoda | RMED141 RCERN41 1 | 1693 | 2000 | -307 | 85 | 1188 | AC
RO_CO_00011 | N-1 OHL 400 kV Isaccea - Rahman | [RO-RO] [OPP] OHL 400 kV Medgidia Sud- Cernavoda | RMED141 RCERN41 1 | 1688 | 2000 | -312 | 84 | 1192 | AC
RO-BG_CO_00005 | N-1 TIE 400 kV DOBRUDJA- MEDGIDIA SUD | [RO-RO] [OPP] OHL 400 kV Medgidia Sud- Cernavoda | RMED141 RCERN41 1 | 1683 | 2000 | -317 | 84 | 1181 | AC
RO-MD_CO_00001 | N-1 TIE 400 kV Isaccea - Vulcanesti | [RO-RS] [DIR] TIE 400 kV Portile de Fier-Djerdap | RPDFE41 XPF_DJ11 1 | 1543 | 1836 | -293 | 84 | 1063 | AC no reactive limits
RO-BG_CO_00004 | N-1 TIE 400 kV MEDGIDIA SUD - VARNA | [RO-RO] [OPP] OHL 400 kV Medgidia Sud- Cernavoda | RMED141 RCERN41 1 | 1680 | 2000 | -320 | 84 | 1180 | AC
RO-MD_CO_00001 | N-1 TIE 400 kV Isaccea - Vulcanesti | [RO-RO] [OPP] OHL 400 kV Medgidia Sud- Cernavoda | RMED141 RCERN41 1 | 1679 | 2000 | -321 | 84 | 1180 | AC no reactive limits
RO_CO_00001 | N-1 OHL 220 kV Portile de Fier-Resita 1&2 | [RO-RS] [DIR] TIE 400 kV Portile de Fier-Djerdap | RPDFE41 XPF_DJ11 1 | 1518 | 1836 | -318 | 83 | 1040 | AC
RO-UA_CO_00001 | N-1 TIE 400 kV Rosiori-Mukacevo | [RO-RS] [DIR] TIE 400 kV Portile de Fier-Djerdap | RPDFE41 XPF_DJ11 1 | 1491 | 1836 | -345 | 81 | 1020 | AC
RO_CO_00029 | N-1 OHL 220 kV Resita-Timisoara 1&2 | [RO-RS] [DIR] TIE 400 kV Portile de Fier-Djerdap | RPDFE41 XPF_DJ11 1 | 1476 | 1836 | -360 | 80 | 1009 | AC
RO_CO_00002 | N-1 OHL 400 kV Mintia-Arad | [RO-RS] [DIR] TIE 400 kV Portile de Fier-Djerdap | RPDFE41 XPF_DJ11 1 | 1469 | 1836 | -367 | 80 | 1005 | AC
RO_CO_00052 | N-1 OHL 400 kV Sofia Zapad -Nis | [RO-RS] [DIR] TIE 400 kV Portile de Fier-Djerdap | RPDFE41 XPF_DJ11 1 | 1461 | 1836 | -375 | 80 | 997 | AC
RO-HU_CO_00002 | N-1 TIE 400 kV Nadab-Bekescsaba | [RO-RS] [DIR] TIE 400 kV Portile de Fier-Djerdap | RPDFE41 XPF_DJ11 1 | 1445 | 1836 | -391 | 79 | 987 | AC
RO-HU_CO_00001 | N-1 TIE 400 kV Arad-Sandorfalva | [RO-RS] [DIR] TIE 400 kV Portile de Fier-Djerdap | RPDFE41 XPF_DJ11 1 | 1435 | 1836 | -401 | 78 | 980 | AC
RO_CO_00027 | N-1 TRA 400/220 kV AT3 Arad | [RO-RS] [DIR] TIE 400 kV Portile de Fier-Djerdap | RPDFE41 XPF_DJ11 1 | 1429 | 1836 | -407 | 78 | 976 | AC
Base case | Base case | [RO-RS] [DIR] TIE 400 kV Portile de Fier-Djerdap | RPDFE41 XPF_DJ11 1 | 1407 | 1836 | -429 | 77 | 960 | AC
RO_CO_00034 | N-1 TRA 400/220 kV AT2 Portile de Fier | [RO-RO] [OPP] TRA 400/220 kV AT1 Portile de Fier | RPDFE41 RPDF222 1 | 955 | 1248 | -293 | 77 | 389 | AC
RO_CO_00028 | N-1 TRA 400/220 kV AT1 Portile de Fier | [RO-RO] [OPP] TRA 400/220 kV AT2 Portile de Fier | RPDF241 RPDF222 2 | 955 | 1248 | -293 | 77 | 389 | AC
RO_CO_00035 | N-1 TRA 400/220 kV AT3 Portile de Fier | [RO-RO] [OPP] TRA 400/220 kV AT2 Portile de Fier | RPDF241 RPDF222 2 | 953 | 1248 | -296 | 76 | 388 | AC
RO_CO_00035 | N-1 TRA 400/220 kV AT3 Portile de Fier | [RO-RO] [OPP] TRA 400/220 kV AT1 Portile de Fier | RPDFE41 RPDF222 1 | 953 | 1248 | -296 | 76 | 388 | AC
RO_CO_00034 | N-1 TRA 400/220 kV AT2 Portile de Fier | [RO-RO] [OPP] TRA 400/220 kV AT3 Portile de Fier | RPDFE41 RPDF212 3 | 949 | 1248 | -299 | 76 | 387 | AC
RO_CO_00028 | N-1 TRA 400/220 kV AT1 Portile de Fier | [RO-RO] [OPP] TRA 400/220 kV AT3 Portile de Fier | RPDFE41 RPDF212 3 | 949 | 1248 | -299 | 76 | 387 | AC
RO_CO_00001 | N-1 OHL 220 kV Portile de Fier-Resita 1&2 | [RO-RO] [OPP] TRA 400/220 kV AT2 Portile de Fier | RPDF241 RPDF222 2 | 904 | 1248 | -345 | 72 | 368 | AC
RO_CO_00001 | N-1 OHL 220 kV Portile de Fier-Resita 1&2 | [RO-RO] [OPP] TRA 400/220 kV AT1 Portile de Fier | RPDFE41 RPDF222 1 | 904 | 1248 | -345 | 72 | 368 | AC
RO_CO_00001 | N-1 OHL 220 kV Portile de Fier-Resita 1&2 | [RO-RO] [OPP] TRA 400/220 kV AT3 Portile de Fier | RPDFE41 RPDF212 3 | 898 | 1248 | -350 | 72 | 366 | AC

## 1930
Detailed results
Generated at: | 06/03/2026 22:25:57
Business day: | 2026-03-08
Horizon: | 2DA
Timestamp | 19:30
Border & direction: | South-Romania Exporting
Remedial actions | True
Margin satisfied | False
Final step | RAO
TTC [MW]: | 2747
Loading threshold | 0.7
Limiting CNEC | N-1 OHL 400 kV Constanta Nord- Cernavoda/[RO-RO] [OPP] OHL 400 kV Medgidia Sud- Cernavoda
Applied RAs
Non Costly RAO
CO ID | RA ID | Name of the RA | Usage | Type | Location | Status | Details
N/A | BG_RA_00001 | PRA 400 kV TINTARENI-KOZLODUI 1 | preventive | topological_ra | BG | applied | open --> close
N/A | BG_RA_00001 | PRA 400 kV TINTARENI-KOZLODUI 1 | preventive | topological_ra | BG | applied | open --> close
N/A | RO_RA_00003 | PRA 110 kV S4 | preventive | topological_ra | RO | applied | open --> close
N/A | RO_RA_00003 | PRA 110 kV S4 | preventive | topological_ra | RO | applied | close --> open
N/A | RO_RA_00003 | PRA 110 kV S4 | preventive | topological_ra | RO | applied | open --> close
N/A | RO_RA_00003 | PRA 110 kV S4 | preventive | topological_ra | RO | applied | open --> close
N/A | RO_RA_00003 | PRA 110 kV S4 | preventive | topological_ra | RO | applied | open --> close
N/A | RO_RA_00003 | PRA 110 kV S4 | preventive | topological_ra | RO | applied | open --> close
N/A | RO_RA_00004 | PRA 110 kV S5 | preventive | topological_ra | RO | applied | open --> close
N/A | RO_RA_00004 | PRA 110 kV S5 | preventive | topological_ra | RO | applied | open --> close
N/A | RO_RA_00004 | PRA 110 kV S5 | preventive | topological_ra | RO | applied | open --> close
N/A | RO_RA_00004 | PRA 110 kV S5 | preventive | topological_ra | RO | applied | open --> close
N/A | RO_RA_00005 | PRA 110 kV Pelicanu | preventive | topological_ra | RO | applied | open --> close
N/A | RO_RA_00005 | PRA 110 kV Pelicanu | preventive | topological_ra | RO | applied | open --> close
N/A | RO_RA_00005 | PRA 110 kV Pelicanu | preventive | topological_ra | RO | applied | close --> open
N/A | RO_RA_00005 | PRA 110 kV Pelicanu | preventive | topological_ra | RO | applied | close --> open
N/A | RO_RA_00010 | PRA 400 kV Tantareni-Kozlodui 1 | preventive | topological_ra | RO | applied | open --> close
N/A | RO_RA_00010 | PRA 400 kV Tantareni-Kozlodui 1 | preventive | topological_ra | RO | applied | open --> close
N/A | RO_RA_00014 | PRA 400 kV Resita-Pancevo c2 | preventive | topological_ra | RO | applied | open --> close
N/A | RO_RA_00014 | PRA 400 kV Resita-Pancevo c2 | preventive | topological_ra | RO | applied | open --> close
N/A | RO_RA_00103 | TOP_CLOSE_400kV_Tantareni _ Kozlodui_c1 | preventive | topological_ra | RO | applied | open --> close
N/A | RO_RA_00103 | TOP_CLOSE_400kV_Tantareni _ Kozlodui_c1 | preventive | topological_ra | RO | applied | open --> close
N/A | RO_RA_00104 | TOP_CLOSE_400kV_Resita_Pancevo_c2 | preventive | topological_ra | RO | applied | open --> close
N/A | RO_RA_00104 | TOP_CLOSE_400kV_Resita_Pancevo_c2 | preventive | topological_ra | RO | applied | open --> close
N/A | RO_RA_00001 | PRA 400/220kV AT3 Arad | preventive | pst_ra | RO | applied | LowerStep(-12.0) CurrentStep(-12) HigherStep(12.0)
N/A | RO_RA_00002 | PRA 400/220kV AT Urechesti | preventive | pst_ra | RO | applied | LowerStep(-12.0) CurrentStep(-12) HigherStep(12.0)
N/A | RO_RA_00101 | PST_ARAD 400/220_3 | preventive | pst_ra | RO | applied | LowerStep(-12.0) CurrentStep(-12) HigherStep(12.0)
N/A | RO_RA_00102 | PST_URECHESTI 400/220_1 | preventive | pst_ra | RO | applied | LowerStep(-12.0) CurrentStep(-12) HigherStep(12.0)
Costly RAO
RA RD ID | TSO | Generator Name | Minimum Power [MW] | Maximum Power [MW] | RDP- | RDP+ | P [MW] before RAO | P [MW] after RAO | P0 [MW] | Plimit+ [MW] | Plimit- [MW] | Started up | Shutdown
Non Costly Reduction
CO ID | RA ID | Name of the RA | Usage | Type | Location | Status | Details
Limiting CNECs
CO ID | Name of the CO | Name of the CNE | CNE UCTE branch | Calculated I (A) | I max (PATL) | Margin (A) | Loading (%) | Flow [MW] | LF type
RO_CO_00017 | N-1 OHL 400 kV Constanta Nord- Cernavoda | [RO-RO] [OPP] OHL 400 kV Medgidia Sud- Cernavoda | RMED141 RCERN41 1 | 1964 | 2000 | -36 | 98 | 1390 | AC no reactive limits
RO_CO_00012 | N-1 OHL 400 kV Isaccea - Tulcea Vest | [RO-RO] [OPP] OHL 400 kV Medgidia Sud- Cernavoda | RMED141 RCERN41 1 | 1956 | 2000 | -44 | 98 | 1379 | AC no reactive limits
RO_CO_00013 | N-1 OHL 400 kV Lacu Sarat - Gura Ialomitei | [RO-RO] [OPP] OHL 400 kV Medgidia Sud- Cernavoda | RMED141 RCERN41 1 | 1954 | 2000 | -46 | 98 | 1381 | AC no reactive limits
RO_CO_00015 | N-1 OHL 400 kV Tulcea Vest - Tariverde | [RO-RO] [OPP] OHL 400 kV Medgidia Sud- Cernavoda | RMED141 RCERN41 1 | 1947 | 2000 | -53 | 97 | 1375 | AC no reactive limits
RO_CO_00023 | N-1 OHL 400 kV Gutinas – Smardan | [RO-RO] [OPP] OHL 400 kV Medgidia Sud- Cernavoda | RMED141 RCERN41 1 | 1803 | 2000 | -197 | 90 | 1275 | AC no reactive limits
Base case | Base case | [RO-RO] [OPP] OHL 400 kV Medgidia Sud- Cernavoda | RMED141 RCERN41 1 | 1779 | 2000 | -221 | 89 | 1257 | AC no reactive limits
RO_CO_00019 | N-1 OHL 400 kV Gura Ialomitei - Bucuresti Sud | [RO-RO] [OPP] OHL 400 kV Medgidia Sud- Cernavoda | RMED141 RCERN41 1 | 1694 | 2000 | -306 | 85 | 1196 | AC no reactive limits
RO_CO_00018 | N-1 OHL 400 kV Cernavoda - Pelicanu | [RO-RO] [OPP] OHL 400 kV Medgidia Sud- Cernavoda | RMED141 RCERN41 1 | 1690 | 2000 | -310 | 85 | 1194 | AC no reactive limits
RO_CO_00037 | N-1 OHL 400 kV Pelicanu - Bucuresti Sud | [RO-RO] [OPP] OHL 400 kV Medgidia Sud- Cernavoda | RMED141 RCERN41 1 | 1690 | 2000 | -310 | 84 | 1193 | AC no reactive limits
RO_CO_00041 | N-1 OHL 400 kV Medgidia Sud - Rahman | [RO-RO] [OPP] OHL 400 kV Medgidia Sud- Cernavoda | RMED141 RCERN41 1 | 1684 | 2000 | -316 | 84 | 1181 | AC no reactive limits
RO-RS_CO_00003 | N-1 TIE 400 kV Resita-Pancevo c2 | [RO-RO] [OPP] TRA 400/220 kV AT3 Arad | RARA4D1 RARAD22 3 | 839 | 999 | -160 | 84 | 308 | AC no reactive limits
RO_CO_00010 | N-1 OHL 400 kV Isaccea - Stupina | [RO-RO] [OPP] OHL 400 kV Medgidia Sud- Cernavoda | RMED141 RCERN41 1 | 1664 | 2000 | -336 | 83 | 1169 | AC no reactive limits
RO_CO_00036 | N-1 OHL 400 kV Medgidia Sud - Stupina | [RO-RO] [OPP] OHL 400 kV Medgidia Sud- Cernavoda | RMED141 RCERN41 1 | 1663 | 2000 | -337 | 83 | 1178 | AC no reactive limits
RO_CO_00011 | N-1 OHL 400 kV Isaccea - Rahman | [RO-RO] [OPP] OHL 400 kV Medgidia Sud- Cernavoda | RMED141 RCERN41 1 | 1659 | 2000 | -341 | 83 | 1173 | AC no reactive limits
RO-BG_CO_00005 | N-1 TIE 400 kV DOBRUDJA- MEDGIDIA SUD | [RO-RO] [OPP] OHL 400 kV Medgidia Sud- Cernavoda | RMED141 RCERN41 1 | 1650 | 2000 | -350 | 83 | 1160 | AC no reactive limits
RO-MD_CO_00001 | N-1 TIE 400 kV Isaccea - Vulcanesti | [RO-RO] [OPP] OHL 400 kV Medgidia Sud- Cernavoda | RMED141 RCERN41 1 | 1650 | 2000 | -350 | 83 | 1162 | AC no reactive limits
RO-BG_CO_00004 | N-1 TIE 400 kV MEDGIDIA SUD - VARNA | [RO-RO] [OPP] OHL 400 kV Medgidia Sud- Cernavoda | RMED141 RCERN41 1 | 1647 | 2000 | -353 | 82 | 1158 | AC no reactive limits
RO-RS_CO_00003 | N-1 TIE 400 kV Resita-Pancevo c2 | [RO-UA] [DIR] TIE 400 kV Isaccea-Vulcanesti | RISAC41 XVK_IS11 1 | 1584 | 2000 | -416 | 79 | 1113 | AC no reactive limits
RO_CO_00001 | N-1 OHL 220 kV Portile de Fier-Resita 1&2 | [RO-RS] [DIR] TIE 400 kV Portile de Fier-Djerdap | RPDFE41 XPF_DJ11 1 | 1382 | 1836 | -454 | 75 | 927 | AC no reactive limits
RO-MD_CO_00001 | N-1 TIE 400 kV Isaccea - Vulcanesti | [RO-RS] [DIR] TIE 400 kV Portile de Fier-Djerdap | RPDFE41 XPF_DJ11 1 | 1363 | 1836 | -473 | 74 | 921 | AC no reactive limits
RO_CO_00034 | N-1 TRA 400/220 kV AT2 Portile de Fier | [RO-RO] [OPP] TRA 400/220 kV AT1 Portile de Fier | RPDFE41 RPDF222 1 | 911 | 1248 | -338 | 73 | 371 | AC no reactive limits
RO_CO_00028 | N-1 TRA 400/220 kV AT1 Portile de Fier | [RO-RO] [OPP] TRA 400/220 kV AT2 Portile de Fier | RPDF241 RPDF222 2 | 911 | 1248 | -338 | 73 | 371 | AC no reactive limits
RO_CO_00035 | N-1 TRA 400/220 kV AT3 Portile de Fier | [RO-RO] [OPP] TRA 400/220 kV AT2 Portile de Fier | RPDF241 RPDF222 2 | 908 | 1248 | -340 | 73 | 370 | AC no reactive limits
RO_CO_00035 | N-1 TRA 400/220 kV AT3 Portile de Fier | [RO-RO] [OPP] TRA 400/220 kV AT1 Portile de Fier | RPDFE41 RPDF222 1 | 908 | 1248 | -340 | 73 | 370 | AC no reactive limits
RO_CO_00029 | N-1 OHL 220 kV Resita-Timisoara 1&2 | [RO-RS] [DIR] TIE 400 kV Portile de Fier-Djerdap | RPDFE41 XPF_DJ11 1 | 1333 | 1836 | -503 | 73 | 875 | AC no reactive limits
RO_CO_00001 | N-1 OHL 220 kV Portile de Fier-Resita 1&2 | [RO-RO] [OPP] TRA 400/220 kV AT2 Portile de Fier | RPDF241 RPDF222 2 | 905 | 1248 | -343 | 73 | 369 | AC no reactive limits
RO_CO_00001 | N-1 OHL 220 kV Portile de Fier-Resita 1&2 | [RO-RO] [OPP] TRA 400/220 kV AT1 Portile de Fier | RPDFE41 RPDF222 1 | 905 | 1248 | -343 | 73 | 369 | AC no reactive limits
RO_CO_00034 | N-1 TRA 400/220 kV AT2 Portile de Fier | [RO-RO] [OPP] TRA 400/220 kV AT3 Portile de Fier | RPDFE41 RPDF212 3 | 905 | 1248 | -344 | 72 | 368 | AC no reactive limits
RO_CO_00028 | N-1 TRA 400/220 kV AT1 Portile de Fier | [RO-RO] [OPP] TRA 400/220 kV AT3 Portile de Fier | RPDFE41 RPDF212 3 | 905 | 1248 | -344 | 72 | 368 | AC no reactive limits
RO_CO_00001 | N-1 OHL 220 kV Portile de Fier-Resita 1&2 | [RO-RO] [OPP] TRA 400/220 kV AT3 Portile de Fier | RPDFE41 RPDF212 3 | 900 | 1248 | -349 | 72 | 366 | AC no reactive limits
RO-RS_CO_00003 | N-1 TIE 400 kV Resita-Pancevo c2 | [RO-RS] [DIR] TIE 400 kV Portile de Fier-Djerdap | RPDFE41 XPF_DJ11 1 | 1315 | 1836 | -521 | 72 | 880 | AC no reactive limits
RO-RS_CO_00004 | N-1 TIE 400 kV Resita-Pancevo c1 | [RO-RS] [DIR] TIE 400 kV Portile de Fier-Djerdap | RPDFE41 XPF_DJ11 1 | 1315 | 1836 | -521 | 72 | 880 | AC no reactive limits
RO-UA_CO_00001 | N-1 TIE 400 kV Rosiori-Mukacevo | [RO-RS] [DIR] TIE 400 kV Portile de Fier-Djerdap | RPDFE41 XPF_DJ11 1 | 1311 | 1836 | -525 | 71 | 869 | AC no reactive limits
RO-BG_CO_00002 | N-1 TIE 400 kV TINTARENI-KOZLODUI 2 | [RO-RS] [DIR] TIE 400 kV Portile de Fier-Djerdap | RPDFE41 XPF_DJ11 1 | 1306 | 1836 | -530 | 71 | 864 | AC no reactive limits
RO-BG_CO_00001 | N-1 TIE 400 kV TINTARENI-KOZLODUI 1 | [RO-RS] [DIR] TIE 400 kV Portile de Fier-Djerdap | RPDFE41 XPF_DJ11 1 | 1306 | 1836 | -530 | 71 | 864 | AC no reactive limits
RO_CO_00052 | N-1 OHL 400 kV Sofia Zapad -Nis | [RO-RS] [DIR] TIE 400 kV Portile de Fier-Djerdap | RPDFE41 XPF_DJ11 1 | 1306 | 1836 | -530 | 71 | 864 | AC no reactive limits
RO_CO_00027 | N-1 TRA 400/220 kV AT3 Arad | [RO-RS] [DIR] TIE 400 kV Portile de Fier-Djerdap | RPDFE41 XPF_DJ11 1 | 1303 | 1836 | -533 | 71 | 854 | AC no reactive limits
RO_CO_00002 | N-1 OHL 400 kV Mintia-Arad | [RO-RS] [DIR] TIE 400 kV Portile de Fier-Djerdap | RPDFE41 XPF_DJ11 1 | 1291 | 1836 | -545 | 70 | 855 | AC no reactive limits
RO-HU_CO_00002 | N-1 TIE 400 kV Nadab-Bekescsaba | [RO-RS] [DIR] TIE 400 kV Portile de Fier-Djerdap | RPDFE41 XPF_DJ11 1 | 1286 | 1836 | -550 | 70 | 847 | AC no reactive limits

## 2030
Detailed results
Generated at: | 06/03/2026 22:25:57
Business day: | 2026-03-08
Horizon: | 2DA
Timestamp | 20:30
Border & direction: | South-Romania Exporting
Remedial actions | True
Margin satisfied | False
Final step | RAO
TTC [MW]: | 3140
Loading threshold | 0.7
Limiting CNEC | N-1 OHL 400 kV Constanta Nord- Cernavoda/[RO-RO] [OPP] OHL 400 kV Medgidia Sud- Cernavoda
Applied RAs
Non Costly RAO
CO ID | RA ID | Name of the RA | Usage | Type | Location | Status | Details
N/A | BG_RA_00001 | PRA 400 kV TINTARENI-KOZLODUI 1 | preventive | topological_ra | BG | applied | open --> close
N/A | BG_RA_00001 | PRA 400 kV TINTARENI-KOZLODUI 1 | preventive | topological_ra | BG | applied | open --> close
N/A | RO_RA_00003 | PRA 110 kV S4 | preventive | topological_ra | RO | applied | open --> close
N/A | RO_RA_00003 | PRA 110 kV S4 | preventive | topological_ra | RO | applied | close --> open
N/A | RO_RA_00003 | PRA 110 kV S4 | preventive | topological_ra | RO | applied | open --> close
N/A | RO_RA_00003 | PRA 110 kV S4 | preventive | topological_ra | RO | applied | open --> close
N/A | RO_RA_00003 | PRA 110 kV S4 | preventive | topological_ra | RO | applied | open --> close
N/A | RO_RA_00003 | PRA 110 kV S4 | preventive | topological_ra | RO | applied | open --> close
N/A | RO_RA_00004 | PRA 110 kV S5 | preventive | topological_ra | RO | applied | open --> close
N/A | RO_RA_00004 | PRA 110 kV S5 | preventive | topological_ra | RO | applied | open --> close
N/A | RO_RA_00004 | PRA 110 kV S5 | preventive | topological_ra | RO | applied | open --> close
N/A | RO_RA_00004 | PRA 110 kV S5 | preventive | topological_ra | RO | applied | open --> close
N/A | RO_RA_00005 | PRA 110 kV Pelicanu | preventive | topological_ra | RO | applied | open --> close
N/A | RO_RA_00005 | PRA 110 kV Pelicanu | preventive | topological_ra | RO | applied | open --> close
N/A | RO_RA_00005 | PRA 110 kV Pelicanu | preventive | topological_ra | RO | applied | close --> open
N/A | RO_RA_00005 | PRA 110 kV Pelicanu | preventive | topological_ra | RO | applied | close --> open
N/A | RO_RA_00007 | PRA 110 kV Resita | preventive | topological_ra | RO | applied | open --> close
N/A | RO_RA_00007 | PRA 110 kV Resita | preventive | topological_ra | RO | applied | close --> open
N/A | RO_RA_00007 | PRA 110 kV Resita | preventive | topological_ra | RO | applied | open --> close
N/A | RO_RA_00007 | PRA 110 kV Resita | preventive | topological_ra | RO | applied | close --> open
N/A | RO_RA_00007 | PRA 110 kV Resita | preventive | topological_ra | RO | applied | close --> open
N/A | RO_RA_00007 | PRA 110 kV Resita | preventive | topological_ra | RO | applied | open --> close
N/A | RO_RA_00010 | PRA 400 kV Tantareni-Kozlodui 1 | preventive | topological_ra | RO | applied | open --> close
N/A | RO_RA_00010 | PRA 400 kV Tantareni-Kozlodui 1 | preventive | topological_ra | RO | applied | open --> close
N/A | RO_RA_00014 | PRA 400 kV Resita-Pancevo c2 | preventive | topological_ra | RO | applied | open --> close
N/A | RO_RA_00014 | PRA 400 kV Resita-Pancevo c2 | preventive | topological_ra | RO | applied | open --> close
N/A | RO_RA_00103 | TOP_CLOSE_400kV_Tantareni _ Kozlodui_c1 | preventive | topological_ra | RO | applied | open --> close
N/A | RO_RA_00103 | TOP_CLOSE_400kV_Tantareni _ Kozlodui_c1 | preventive | topological_ra | RO | applied | open --> close
N/A | RO_RA_00104 | TOP_CLOSE_400kV_Resita_Pancevo_c2 | preventive | topological_ra | RO | applied | open --> close
N/A | RO_RA_00104 | TOP_CLOSE_400kV_Resita_Pancevo_c2 | preventive | topological_ra | RO | applied | open --> close
N/A | RO_RA_00001 | PRA 400/220kV AT3 Arad | preventive | pst_ra | RO | applied | LowerStep(-12.0) CurrentStep(-12) HigherStep(12.0)
N/A | RO_RA_00002 | PRA 400/220kV AT Urechesti | preventive | pst_ra | RO | applied | LowerStep(-12.0) CurrentStep(-12) HigherStep(12.0)
N/A | RO_RA_00101 | PST_ARAD 400/220_3 | preventive | pst_ra | RO | applied | LowerStep(-12.0) CurrentStep(-12) HigherStep(12.0)
N/A | RO_RA_00102 | PST_URECHESTI 400/220_1 | preventive | pst_ra | RO | applied | LowerStep(-12.0) CurrentStep(-12) HigherStep(12.0)
Costly RAO
RA RD ID | TSO | Generator Name | Minimum Power [MW] | Maximum Power [MW] | RDP- | RDP+ | P [MW] before RAO | P [MW] after RAO | P0 [MW] | Plimit+ [MW] | Plimit- [MW] | Started up | Shutdown
RO_RA_00111 | RO | RBRAZ41 _generator | 0 | 295 |  |  | 295 | 1 |  | 295 | 1 | FALSE | FALSE
RO_RA_00112 | RO | RBRZ241 _generator | 0 | 313 |  |  | 313 | 1 |  | 313 | 1 | FALSE | FALSE
RO_RA_00113 | RO | RBRAZ22 _generator | 0 | 280 |  |  | 280 | 1 |  | 280 | 1 | FALSE | FALSE
RO_RA_00116 | RO | RVMAR_5 _generator | 0 | 50 |  |  | 45 | 50 |  | 50 | 0 | FALSE | FALSE
RO_RA_00117 | RO | RGODI_5 _generator | 0 | 114 |  |  | 55 | 114 |  | 114 | 0 | FALSE | FALSE
RO_RA_00120 | RO | RTOPV_5 _generator | 0 | 10 |  |  | 1 | 0 |  | 10 | 0 | FALSE | TRUE
RO_RA_00121 | RO | RFMEP_5 _generator | 0 | 14 |  |  | 1 | 0 |  | 14 | 0 | FALSE | TRUE
RO_RA_00122 | RO | RVLCE15 _generator | 0 | 55 |  |  | 5 | 0 |  | 55 | 0 | FALSE | TRUE
RO_RA_00123 | RO | RVALD_5 _generator | 0 | 15 |  |  | 1 | 0 |  | 15 | 0 | FALSE | TRUE
RO_RA_00124 | RO | RELAR_5 _generator | 0 | 10 |  |  | 1 | 10 |  | 10 | 0 | FALSE | FALSE
RO_RA_00125 | RO | RAREF_5 _generator | 0 | 10 |  |  | 1 | 10 |  | 10 | 0 | FALSE | FALSE
RO_RA_00126 | RO | RARGS_5 _generator | 0 | 31 |  |  | 3 | 0 |  | 31 | 0 | FALSE | TRUE
RO_RA_00127 | RO | RALBE_5 _generator | 0 | 30 |  |  | 3 | 30 |  | 30 | 0 | FALSE | FALSE
RO_RA_00128 | RO | RCERB_5 _generator | 0 | 15 |  |  | 1 | 15 |  | 15 | 0 | FALSE | FALSE
RO_RA_00129 | RO | RVLCE25 _generator | 0 | 12 |  |  | 1 | 0 |  | 12 | 0 | FALSE | TRUE
RO_RA_00130 | RO | RCLNG_5 _generator | 0 | 90 |  |  | 5 | 0 |  | 90 | 0 | FALSE | TRUE
RO_RA_00134 | RO | RSTUP_5 _generator | 0 | 45 |  |  | 15 | 45 |  | 45 | 0 | FALSE | FALSE
RO_RA_00135 | RO | RDAIES5 _generator | 0 | 37 |  |  | 24 | 37 |  | 37 | 0 | FALSE | FALSE
RO_RA_00136 | RO | RVILN_5 _generator | 0 | 46 |  |  | 15 | 46 |  | 46 | 0 | FALSE | FALSE
RO_RA_00137 | RO | RRIUR15 _generator | 0 | 48 |  |  | 31 | 48 |  | 48 | 0 | FALSE | FALSE
RO_RA_00138 | RO | RMARC_5 _generator | 0 | 39 |  |  | 12 | 39 |  | 39 | 0 | FALSE | FALSE
RO_RA_00139 | RO | RIONE_5 _generator | 0 | 38 |  |  | 25 | 38 |  | 38 | 0 | FALSE | FALSE
RO_RA_00140 | RO | RJIBL_5 _generator | 0 | 38 |  |  | 12 | 38 |  | 38 | 0 | FALSE | FALSE
RO_RA_00141 | RO | RZAVI_5 _generator | 0 | 38 |  |  | 25 | 38 |  | 38 | 0 | FALSE | FALSE
RO_RA_00142 | RO | RCHTU_5 _generator | 0 | 74 |  |  | 23 | 74 |  | 74 | 0 | FALSE | FALSE
RO_RA_00143 | RO | RTRAI_5 _generator | 0 | 45 |  |  | 26 | 45 |  | 45 | 0 | FALSE | FALSE
RO_RA_00144 | RO | RHGLOT5 _generator | 0 | 25 |  |  | 9 | 0 |  | 25 | 0 | FALSE | TRUE
RO_RA_00145 | RO | RCHESJ5 _generator | 0 | 50 |  |  | 27 | 0 |  | 50 | 0 | FALSE | TRUE
RO_RA_00146 | RO | RCHEAC5 _generator | 0 | 38 |  |  | 21 | 0 |  | 38 | 0 | FALSE | TRUE
RO_RA_00147 | RO | RCHEST5 _generator | 0 | 26 |  |  | 14 | 0 |  | 26 | 0 | FALSE | TRUE
RO_RA_00148 | RO | RCHEIO5 _generator | 0 | 53 |  |  | 29 | 0 |  | 53 | 0 | FALSE | TRUE
RO_RA_00149 | RO | RCHDO_5 _generator | 0 | 53 |  |  | 29 | 51 |  | 53 | 0 | FALSE | FALSE
RO_RA_00150 | RO | RFRUN_5 _generator | 0 | 53 |  |  | 29 | 53 |  | 53 | 0 | FALSE | FALSE
RO_RA_00151 | RO | RCIZBI5 _generator | 0 | 53 |  |  | 29 | 53 |  | 53 | 0 | FALSE | FALSE
RO_RA_00152 | RO | RRUSA_5 _generator | 0 | 53 |  |  | 29 | 53 |  | 53 | 0 | FALSE | FALSE
RO_RA_00153 | RO | RHCORN5 _generator | 0 | 59 |  |  | 10 | 0 |  | 59 | 0 | FALSE | TRUE
RO_RA_00154 | RO | RFAGA_5 _generator | 0 | 20 |  |  | 5 | 0 |  | 20 | 0 | FALSE | TRUE
RO_RA_00155 | RO | RUCEA25 _generator | 0 | 32 |  |  | 5 | 0 |  | 32 | 0 | FALSE | TRUE
RO_RA_00156 | RO | RUCEA15 _generator | 0 | 49 |  |  | 5 | 0 |  | 49 | 0 | FALSE | TRUE
RO_RA_00157 | RO | RCIRT_5 _generator | 0 | 54 |  |  | 15 | 0 |  | 54 | 0 | FALSE | TRUE
RO_RA_00158 | RO | RSTEJ_5 _generator | 0 | 137 |  |  | 137 | 17 |  | 137 | 0 | FALSE | FALSE
RO_RA_00159 | RO | RSTEJ25 _generator | 0 | 32 |  |  | 20 | 0 |  | 32 | 0 | FALSE | TRUE
RO_RA_00160 | RO | RVADU_5 _generator | 0 | 67 |  |  | 24 | 0 |  | 67 | 0 | FALSE | TRUE
RO_RA_00161 | RO | RIZVO_5 _generator | 0 | 9 |  |  | 7 | 0 |  | 9 | 0 | FALSE | TRUE
RO_RA_00162 | RO | RDUMB_5 _generator | 0 | 23 |  |  | 18 | 0 |  | 23 | 0 | FALSE | TRUE
RO_RA_00163 | RO | RCOST_5 _generator | 0 | 24 |  |  | 19 | 0 |  | 24 | 0 | FALSE | TRUE
RO_RA_00164 | RO | RBUHU_5 _generator | 0 | 13 |  |  | 8 | 0 |  | 13 | 0 | FALSE | TRUE
RO_RA_00165 | RO | RRACO_5 _generator | 0 | 23 |  |  | 10 | 0 |  | 23 | 0 | FALSE | TRUE
RO_RA_00166 | RO | RGARL_5 _generator | 0 | 23 |  |  | 5 | 0 |  | 23 | 0 | FALSE | TRUE
RO_RA_00167 | RO | RLILI_5 _generator | 0 | 23 |  |  | 5 | 0 |  | 23 | 0 | FALSE | TRUE
RO_RA_00168 | RO | RBACS_5 _generator | 0 | 98 |  |  | 47 | 98 |  | 98 | 0 | FALSE | FALSE
RO_RA_00169 | RO | RFARA_5 _generator | 0 | 30 |  |  | 10 | 0 |  | 30 | 0 | FALSE | TRUE
RO_RA_00170 | RO | RSISC_5 _generator | 0 | 44 |  |  | 15 | 0 |  | 44 | 0 | FALSE | TRUE
RO_RA_00171 | RO | RMARA_5 _generator | 0 | 46 |  |  | 14 | 0 |  | 46 | 0 | FALSE | TRUE
RO_RA_00172 | RO | RTECU_5 _generator | 0 | 34 |  |  | 12 | 0 |  | 34 | 0 | FALSE | TRUE
RO_RA_00173 | RO | RMARI22 _generator | 0 | 217 |  |  | 0 | 217 |  | 217 | 0 | TRUE | FALSE
RO_RA_00174 | RO | RSUGA22 _generator | 0 | 150 |  |  | 0 | 150 |  | 150 | 0 | TRUE | FALSE
RO_RA_00176 | RO | RSEBE_5 _generator | 0 | 55 |  |  | 2 | 55 |  | 55 | 0 | FALSE | FALSE
RO_RA_00177 | RO | RIAZUA5 _generator | 0 | 71 |  |  | 0 | 71 |  | 71 | 0 | TRUE | FALSE
RO_RA_00180 | RO | RRETE22 _generator | 0 | 222 |  |  | 0 | 222 |  | 222 | 0 | TRUE | FALSE
RO_RA_00182 | RO | RCIRNA5 _generator | 0 | 29 |  |  | 0 | 29 |  | 29 | 0 | TRUE | FALSE
RO_RA_00183 | RO | RCIRNB5 _generator | 0 | 27 |  |  | 0 | 27 |  | 27 | 0 | TRUE | FALSE
RO_RA_00184 | RO | RHATE_5 _generator | 0 | 52 |  |  | 0 | 52 |  | 52 | 0 | TRUE | FALSE
Non Costly Reduction
CO ID | RA ID | Name of the RA | Usage | Type | Location | Status | Details
Limiting CNECs
CO ID | Name of the CO | Name of the CNE | CNE UCTE branch | Calculated I (A) | I max (PATL) | Margin (A) | Loading (%) | Flow [MW] | LF type
RO_CO_00017 | N-1 OHL 400 kV Constanta Nord- Cernavoda | [RO-RO] [OPP] OHL 400 kV Medgidia Sud- Cernavoda | RMED141 RCERN41 1 | 1994 | 2000 | -6 | 100 | 1413 | AC
RO_CO_00012 | N-1 OHL 400 kV Isaccea - Tulcea Vest | [RO-RO] [OPP] OHL 400 kV Medgidia Sud- Cernavoda | RMED141 RCERN41 1 | 1984 | 2000 | -16 | 99 | 1401 | AC
RO_CO_00013 | N-1 OHL 400 kV Lacu Sarat - Gura Ialomitei | [RO-RO] [OPP] OHL 400 kV Medgidia Sud- Cernavoda | RMED141 RCERN41 1 | 1984 | 2000 | -16 | 99 | 1404 | AC
RO_CO_00015 | N-1 OHL 400 kV Tulcea Vest - Tariverde | [RO-RO] [OPP] OHL 400 kV Medgidia Sud- Cernavoda | RMED141 RCERN41 1 | 1978 | 2000 | -22 | 99 | 1398 | AC
RO_CO_00023 | N-1 OHL 400 kV Gutinas – Smardan | [RO-RO] [OPP] OHL 400 kV Medgidia Sud- Cernavoda | RMED141 RCERN41 1 | 1852 | 2000 | -148 | 93 | 1311 | AC
Base case | Base case | [RO-RO] [OPP] OHL 400 kV Medgidia Sud- Cernavoda | RMED141 RCERN41 1 | 1828 | 2000 | -172 | 91 | 1293 | AC
RO_CO_00041 | N-1 OHL 400 kV Medgidia Sud - Rahman | [RO-RO] [OPP] OHL 400 kV Medgidia Sud- Cernavoda | RMED141 RCERN41 1 | 1760 | 2000 | -240 | 88 | 1236 | AC
RO_CO_00019 | N-1 OHL 400 kV Gura Ialomitei - Bucuresti Sud | [RO-RO] [OPP] OHL 400 kV Medgidia Sud- Cernavoda | RMED141 RCERN41 1 | 1746 | 2000 | -254 | 87 | 1235 | AC
RO_CO_00018 | N-1 OHL 400 kV Cernavoda - Pelicanu | [RO-RO] [OPP] OHL 400 kV Medgidia Sud- Cernavoda | RMED141 RCERN41 1 | 1743 | 2000 | -257 | 87 | 1232 | AC
RO_CO_00010 | N-1 OHL 400 kV Isaccea - Stupina | [RO-RO] [OPP] OHL 400 kV Medgidia Sud- Cernavoda | RMED141 RCERN41 1 | 1743 | 2000 | -257 | 87 | 1227 | AC
RO_CO_00037 | N-1 OHL 400 kV Pelicanu - Bucuresti Sud | [RO-RO] [OPP] OHL 400 kV Medgidia Sud- Cernavoda | RMED141 RCERN41 1 | 1743 | 2000 | -257 | 87 | 1233 | AC
RO_CO_00036 | N-1 OHL 400 kV Medgidia Sud - Stupina | [RO-RO] [OPP] OHL 400 kV Medgidia Sud- Cernavoda | RMED141 RCERN41 1 | 1741 | 2000 | -259 | 87 | 1235 | AC
RO_CO_00011 | N-1 OHL 400 kV Isaccea - Rahman | [RO-RO] [OPP] OHL 400 kV Medgidia Sud- Cernavoda | RMED141 RCERN41 1 | 1739 | 2000 | -261 | 87 | 1230 | AC
RO-MD_CO_00001 | N-1 TIE 400 kV Isaccea - Vulcanesti | [RO-RO] [OPP] OHL 400 kV Medgidia Sud- Cernavoda | RMED141 RCERN41 1 | 1718 | 2000 | -282 | 86 | 1211 | AC no reactive limits
RO-BG_CO_00005 | N-1 TIE 400 kV DOBRUDJA- MEDGIDIA SUD | [RO-RO] [OPP] OHL 400 kV Medgidia Sud- Cernavoda | RMED141 RCERN41 1 | 1684 | 2000 | -316 | 84 | 1184 | AC
RO-BG_CO_00004 | N-1 TIE 400 kV MEDGIDIA SUD - VARNA | [RO-RO] [OPP] OHL 400 kV Medgidia Sud- Cernavoda | RMED141 RCERN41 1 | 1680 | 2000 | -320 | 84 | 1182 | AC
RO_CO_00034 | N-1 TRA 400/220 kV AT2 Portile de Fier | [RO-RO] [OPP] TRA 400/220 kV AT1 Portile de Fier | RPDFE41 RPDF222 1 | 1000 | 1248 | -248 | 80 | 408 | AC
RO_CO_00028 | N-1 TRA 400/220 kV AT1 Portile de Fier | [RO-RO] [OPP] TRA 400/220 kV AT2 Portile de Fier | RPDF241 RPDF222 2 | 1000 | 1248 | -248 | 80 | 408 | AC
RO_CO_00035 | N-1 TRA 400/220 kV AT3 Portile de Fier | [RO-RO] [OPP] TRA 400/220 kV AT1 Portile de Fier | RPDFE41 RPDF222 1 | 998 | 1248 | -251 | 80 | 407 | AC
RO_CO_00035 | N-1 TRA 400/220 kV AT3 Portile de Fier | [RO-RO] [OPP] TRA 400/220 kV AT2 Portile de Fier | RPDF241 RPDF222 2 | 998 | 1248 | -251 | 80 | 407 | AC
RO_CO_00034 | N-1 TRA 400/220 kV AT2 Portile de Fier | [RO-RO] [OPP] TRA 400/220 kV AT3 Portile de Fier | RPDFE41 RPDF212 3 | 994 | 1248 | -255 | 80 | 406 | AC
RO_CO_00028 | N-1 TRA 400/220 kV AT1 Portile de Fier | [RO-RO] [OPP] TRA 400/220 kV AT3 Portile de Fier | RPDFE41 RPDF212 3 | 994 | 1248 | -255 | 80 | 406 | AC
RO-RS_CO_00003 | N-1 TIE 400 kV Resita-Pancevo c2 | [RO-RO] [OPP] TRA 400/220 kV AT3 Arad | RARA4D1 RARAD22 3 | 789 | 999 | -210 | 79 | 289 | AC
RO-RS_CO_00003 | N-1 TIE 400 kV Resita-Pancevo c2 | [RO-RO] [OPP] TRA 400/220 kV AT Urechesti | RURE241 RURE212 1 | 734 | 999 | -265 | 73 | 284 | AC
RO-MD_CO_00001 | N-1 TIE 400 kV Isaccea - Vulcanesti | [RO-RS] [DIR] TIE 400 kV Portile de Fier-Djerdap | RPDFE41 XPF_DJ11 1 | 1342 | 1836 | -494 | 73 | 911 | AC no reactive limits
RO_CO_00001 | N-1 OHL 220 kV Portile de Fier-Resita 1&2 | [RO-RS] [DIR] TIE 400 kV Portile de Fier-Djerdap | RPDFE41 XPF_DJ11 1 | 1334 | 1836 | -502 | 73 | 906 | AC
RO_CO_00001 | N-1 OHL 220 kV Portile de Fier-Resita 1&2 | [RO-RO] [OPP] TRA 400/220 kV AT1 Portile de Fier | RPDFE41 RPDF222 1 | 902 | 1248 | -346 | 72 | 368 | AC
RO_CO_00001 | N-1 OHL 220 kV Portile de Fier-Resita 1&2 | [RO-RO] [OPP] TRA 400/220 kV AT2 Portile de Fier | RPDF241 RPDF222 2 | 902 | 1248 | -346 | 72 | 368 | AC
RO_CO_00001 | N-1 OHL 220 kV Portile de Fier-Resita 1&2 | [RO-RO] [OPP] TRA 400/220 kV AT3 Portile de Fier | RPDFE41 RPDF212 3 | 897 | 1248 | -352 | 72 | 366 | AC
RO-BG_CO_00001 | N-1 TIE 400 kV TINTARENI-KOZLODUI 1 | [RO-RS] [DIR] TIE 400 kV Portile de Fier-Djerdap | RPDFE41 XPF_DJ11 1 | 1308 | 1836 | -528 | 71 | 885 | AC
RO-BG_CO_00002 | N-1 TIE 400 kV TINTARENI-KOZLODUI 2 | [RO-RS] [DIR] TIE 400 kV Portile de Fier-Djerdap | RPDFE41 XPF_DJ11 1 | 1308 | 1836 | -528 | 71 | 885 | AC
RO-RS_CO_00003 | N-1 TIE 400 kV Resita-Pancevo c2 | [RO-RS] [DIR] TIE 400 kV Portile de Fier-Djerdap | RPDFE41 XPF_DJ11 1 | 1302 | 1836 | -534 | 71 | 883 | AC
RO-RS_CO_00004 | N-1 TIE 400 kV Resita-Pancevo c1 | [RO-RS] [DIR] TIE 400 kV Portile de Fier-Djerdap | RPDFE41 XPF_DJ11 1 | 1302 | 1836 | -534 | 71 | 883 | AC

## 2130
Detailed results
Generated at: | 06/03/2026 22:25:57
Business day: | 2026-03-08
Horizon: | 2DA
Timestamp | 21:30
Border & direction: | South-Romania Exporting
Remedial actions | True
Margin satisfied | False
Final step | RAO
TTC [MW]: | 3165
Loading threshold | 0.7
Limiting CNEC | N-1 OHL 400 kV Constanta Nord- Cernavoda/[RO-RO] [OPP] OHL 400 kV Medgidia Sud- Cernavoda
Applied RAs
Non Costly RAO
CO ID | RA ID | Name of the RA | Usage | Type | Location | Status | Details
N/A | BG_RA_00001 | PRA 400 kV TINTARENI-KOZLODUI 1 | preventive | topological_ra | BG | applied | open --> close
N/A | BG_RA_00001 | PRA 400 kV TINTARENI-KOZLODUI 1 | preventive | topological_ra | BG | applied | open --> close
N/A | RO_RA_00003 | PRA 110 kV S4 | preventive | topological_ra | RO | applied | open --> close
N/A | RO_RA_00003 | PRA 110 kV S4 | preventive | topological_ra | RO | applied | close --> open
N/A | RO_RA_00003 | PRA 110 kV S4 | preventive | topological_ra | RO | applied | open --> close
N/A | RO_RA_00003 | PRA 110 kV S4 | preventive | topological_ra | RO | applied | open --> close
N/A | RO_RA_00003 | PRA 110 kV S4 | preventive | topological_ra | RO | applied | open --> close
N/A | RO_RA_00003 | PRA 110 kV S4 | preventive | topological_ra | RO | applied | open --> close
N/A | RO_RA_00004 | PRA 110 kV S5 | preventive | topological_ra | RO | applied | open --> close
N/A | RO_RA_00004 | PRA 110 kV S5 | preventive | topological_ra | RO | applied | open --> close
N/A | RO_RA_00004 | PRA 110 kV S5 | preventive | topological_ra | RO | applied | open --> close
N/A | RO_RA_00004 | PRA 110 kV S5 | preventive | topological_ra | RO | applied | open --> close
N/A | RO_RA_00005 | PRA 110 kV Pelicanu | preventive | topological_ra | RO | applied | open --> close
N/A | RO_RA_00005 | PRA 110 kV Pelicanu | preventive | topological_ra | RO | applied | open --> close
N/A | RO_RA_00005 | PRA 110 kV Pelicanu | preventive | topological_ra | RO | applied | close --> open
N/A | RO_RA_00005 | PRA 110 kV Pelicanu | preventive | topological_ra | RO | applied | close --> open
N/A | RO_RA_00007 | PRA 110 kV Resita | preventive | topological_ra | RO | applied | open --> close
N/A | RO_RA_00007 | PRA 110 kV Resita | preventive | topological_ra | RO | applied | close --> open
N/A | RO_RA_00007 | PRA 110 kV Resita | preventive | topological_ra | RO | applied | open --> close
N/A | RO_RA_00007 | PRA 110 kV Resita | preventive | topological_ra | RO | applied | close --> open
N/A | RO_RA_00007 | PRA 110 kV Resita | preventive | topological_ra | RO | applied | close --> open
N/A | RO_RA_00007 | PRA 110 kV Resita | preventive | topological_ra | RO | applied | open --> close
N/A | RO_RA_00010 | PRA 400 kV Tantareni-Kozlodui 1 | preventive | topological_ra | RO | applied | open --> close
N/A | RO_RA_00010 | PRA 400 kV Tantareni-Kozlodui 1 | preventive | topological_ra | RO | applied | open --> close
N/A | RO_RA_00014 | PRA 400 kV Resita-Pancevo c2 | preventive | topological_ra | RO | applied | open --> close
N/A | RO_RA_00014 | PRA 400 kV Resita-Pancevo c2 | preventive | topological_ra | RO | applied | open --> close
N/A | RO_RA_00103 | TOP_CLOSE_400kV_Tantareni _ Kozlodui_c1 | preventive | topological_ra | RO | applied | open --> close
N/A | RO_RA_00103 | TOP_CLOSE_400kV_Tantareni _ Kozlodui_c1 | preventive | topological_ra | RO | applied | open --> close
N/A | RO_RA_00104 | TOP_CLOSE_400kV_Resita_Pancevo_c2 | preventive | topological_ra | RO | applied | open --> close
N/A | RO_RA_00104 | TOP_CLOSE_400kV_Resita_Pancevo_c2 | preventive | topological_ra | RO | applied | open --> close
N/A | RO_RA_00001 | PRA 400/220kV AT3 Arad | preventive | pst_ra | RO | applied | LowerStep(-12.0) CurrentStep(-12) HigherStep(12.0)
N/A | RO_RA_00002 | PRA 400/220kV AT Urechesti | preventive | pst_ra | RO | applied | LowerStep(-12.0) CurrentStep(-12) HigherStep(12.0)
N/A | RO_RA_00101 | PST_ARAD 400/220_3 | preventive | pst_ra | RO | applied | LowerStep(-12.0) CurrentStep(-12) HigherStep(12.0)
N/A | RO_RA_00102 | PST_URECHESTI 400/220_1 | preventive | pst_ra | RO | applied | LowerStep(-12.0) CurrentStep(-12) HigherStep(12.0)
Costly RAO
RA RD ID | TSO | Generator Name | Minimum Power [MW] | Maximum Power [MW] | RDP- | RDP+ | P [MW] before RAO | P [MW] after RAO | P0 [MW] | Plimit+ [MW] | Plimit- [MW] | Started up | Shutdown
RO_RA_00111 | RO | RBRAZ41 _generator | 0 | 295 |  |  | 295 | 1 |  | 295 | 1 | FALSE | FALSE
RO_RA_00112 | RO | RBRZ241 _generator | 0 | 313 |  |  | 313 | 1 |  | 313 | 1 | FALSE | FALSE
RO_RA_00113 | RO | RBRAZ22 _generator | 0 | 280 |  |  | 280 | 79 |  | 280 | 1 | FALSE | FALSE
RO_RA_00116 | RO | RVMAR_5 _generator | 0 | 50 |  |  | 23 | 50 |  | 50 | 0 | FALSE | FALSE
RO_RA_00117 | RO | RGODI_5 _generator | 0 | 114 |  |  | 55 | 114 |  | 114 | 0 | FALSE | FALSE
RO_RA_00120 | RO | RTOPV_5 _generator | 0 | 10 |  |  | 1 | 10 |  | 10 | 0 | FALSE | FALSE
RO_RA_00121 | RO | RFMEP_5 _generator | 0 | 14 |  |  | 1 | 14 |  | 14 | 0 | FALSE | FALSE
RO_RA_00122 | RO | RVLCE15 _generator | 0 | 55 |  |  | 5 | 55 |  | 55 | 0 | FALSE | FALSE
RO_RA_00123 | RO | RVALD_5 _generator | 0 | 15 |  |  | 1 | 15 |  | 15 | 0 | FALSE | FALSE
RO_RA_00124 | RO | RELAR_5 _generator | 0 | 10 |  |  | 1 | 10 |  | 10 | 0 | FALSE | FALSE
RO_RA_00125 | RO | RAREF_5 _generator | 0 | 10 |  |  | 1 | 10 |  | 10 | 0 | FALSE | FALSE
RO_RA_00126 | RO | RARGS_5 _generator | 0 | 31 |  |  | 3 | 31 |  | 31 | 0 | FALSE | FALSE
RO_RA_00127 | RO | RALBE_5 _generator | 0 | 30 |  |  | 3 | 30 |  | 30 | 0 | FALSE | FALSE
RO_RA_00128 | RO | RCERB_5 _generator | 0 | 15 |  |  | 1 | 15 |  | 15 | 0 | FALSE | FALSE
RO_RA_00129 | RO | RVLCE25 _generator | 0 | 12 |  |  | 1 | 12 |  | 12 | 0 | FALSE | FALSE
RO_RA_00130 | RO | RCLNG_5 _generator | 0 | 90 |  |  | 5 | 90 |  | 90 | 0 | FALSE | FALSE
RO_RA_00134 | RO | RSTUP_5 _generator | 0 | 45 |  |  | 15 | 45 |  | 45 | 0 | FALSE | FALSE
RO_RA_00135 | RO | RDAIES5 _generator | 0 | 37 |  |  | 24 | 37 |  | 37 | 0 | FALSE | FALSE
RO_RA_00136 | RO | RVILN_5 _generator | 0 | 46 |  |  | 15 | 46 |  | 46 | 0 | FALSE | FALSE
RO_RA_00137 | RO | RRIUR15 _generator | 0 | 48 |  |  | 32 | 48 |  | 48 | 0 | FALSE | FALSE
RO_RA_00138 | RO | RMARC_5 _generator | 0 | 39 |  |  | 12 | 39 |  | 39 | 0 | FALSE | FALSE
RO_RA_00139 | RO | RIONE_5 _generator | 0 | 38 |  |  | 25 | 38 |  | 38 | 0 | FALSE | FALSE
RO_RA_00140 | RO | RJIBL_5 _generator | 0 | 38 |  |  | 13 | 38 |  | 38 | 0 | FALSE | FALSE
RO_RA_00141 | RO | RZAVI_5 _generator | 0 | 38 |  |  | 25 | 38 |  | 38 | 0 | FALSE | FALSE
RO_RA_00142 | RO | RCHTU_5 _generator | 0 | 74 |  |  | 23 | 74 |  | 74 | 0 | FALSE | FALSE
RO_RA_00143 | RO | RTRAI_5 _generator | 0 | 45 |  |  | 26 | 45 |  | 45 | 0 | FALSE | FALSE
RO_RA_00144 | RO | RHGLOT5 _generator | 0 | 25 |  |  | 9 | 25 |  | 25 | 0 | FALSE | FALSE
RO_RA_00145 | RO | RCHESJ5 _generator | 0 | 50 |  |  | 28 | 50 |  | 50 | 0 | FALSE | FALSE
RO_RA_00146 | RO | RCHEAC5 _generator | 0 | 38 |  |  | 21 | 38 |  | 38 | 0 | FALSE | FALSE
RO_RA_00147 | RO | RCHEST5 _generator | 0 | 26 |  |  | 14 | 26 |  | 26 | 0 | FALSE | FALSE
RO_RA_00148 | RO | RCHEIO5 _generator | 0 | 53 |  |  | 29 | 53 |  | 53 | 0 | FALSE | FALSE
RO_RA_00149 | RO | RCHDO_5 _generator | 0 | 53 |  |  | 29 | 53 |  | 53 | 0 | FALSE | FALSE
RO_RA_00150 | RO | RFRUN_5 _generator | 0 | 53 |  |  | 29 | 53 |  | 53 | 0 | FALSE | FALSE
RO_RA_00151 | RO | RCIZBI5 _generator | 0 | 53 |  |  | 29 | 53 |  | 53 | 0 | FALSE | FALSE
RO_RA_00152 | RO | RRUSA_5 _generator | 0 | 53 |  |  | 29 | 53 |  | 53 | 0 | FALSE | FALSE
RO_RA_00153 | RO | RHCORN5 _generator | 0 | 59 |  |  | 10 | 0 |  | 59 | 0 | FALSE | TRUE
RO_RA_00154 | RO | RFAGA_5 _generator | 0 | 20 |  |  | 5 | 0 |  | 20 | 0 | FALSE | TRUE
RO_RA_00155 | RO | RUCEA25 _generator | 0 | 32 |  |  | 5 | 0 |  | 32 | 0 | FALSE | TRUE
RO_RA_00156 | RO | RUCEA15 _generator | 0 | 49 |  |  | 5 | 0 |  | 49 | 0 | FALSE | TRUE
RO_RA_00157 | RO | RCIRT_5 _generator | 0 | 54 |  |  | 16 | 0 |  | 54 | 0 | FALSE | TRUE
RO_RA_00158 | RO | RSTEJ_5 _generator | 0 | 137 |  |  | 137 | 0 |  | 137 | 0 | FALSE | TRUE
RO_RA_00159 | RO | RSTEJ25 _generator | 0 | 32 |  |  | 20 | 0 |  | 32 | 0 | FALSE | TRUE
RO_RA_00160 | RO | RVADU_5 _generator | 0 | 67 |  |  | 24 | 0 |  | 67 | 0 | FALSE | TRUE
RO_RA_00161 | RO | RIZVO_5 _generator | 0 | 9 |  |  | 7 | 0 |  | 9 | 0 | FALSE | TRUE
RO_RA_00162 | RO | RDUMB_5 _generator | 0 | 23 |  |  | 18 | 0 |  | 23 | 0 | FALSE | TRUE
RO_RA_00163 | RO | RCOST_5 _generator | 0 | 24 |  |  | 19 | 0 |  | 24 | 0 | FALSE | TRUE
RO_RA_00164 | RO | RBUHU_5 _generator | 0 | 13 |  |  | 9 | 0 |  | 13 | 0 | FALSE | TRUE
RO_RA_00165 | RO | RRACO_5 _generator | 0 | 23 |  |  | 11 | 0 |  | 23 | 0 | FALSE | TRUE
RO_RA_00166 | RO | RGARL_5 _generator | 0 | 23 |  |  | 5 | 0 |  | 23 | 0 | FALSE | TRUE
RO_RA_00167 | RO | RLILI_5 _generator | 0 | 23 |  |  | 5 | 0 |  | 23 | 0 | FALSE | TRUE
RO_RA_00168 | RO | RBACS_5 _generator | 0 | 98 |  |  | 48 | 98 |  | 98 | 0 | FALSE | FALSE
RO_RA_00169 | RO | RFARA_5 _generator | 0 | 30 |  |  | 10 | 0 |  | 30 | 0 | FALSE | TRUE
RO_RA_00170 | RO | RSISC_5 _generator | 0 | 44 |  |  | 15 | 0 |  | 44 | 0 | FALSE | TRUE
RO_RA_00171 | RO | RMARA_5 _generator | 0 | 46 |  |  | 14 | 0 |  | 46 | 0 | FALSE | TRUE
RO_RA_00172 | RO | RTECU_5 _generator | 0 | 34 |  |  | 12 | 0 |  | 34 | 0 | FALSE | TRUE
RO_RA_00173 | RO | RMARI22 _generator | 0 | 217 |  |  | 0 | 217 |  | 217 | 0 | TRUE | FALSE
RO_RA_00174 | RO | RSUGA22 _generator | 0 | 150 |  |  | 0 | 150 |  | 150 | 0 | TRUE | FALSE
RO_RA_00175 | RO | RGILC22 _generator | 0 | 150 |  |  | 150 | 38 |  | 150 | 0 | FALSE | FALSE
RO_RA_00176 | RO | RSEBE_5 _generator | 0 | 55 |  |  | 2 | 0 |  | 55 | 0 | FALSE | TRUE
RO_RA_00177 | RO | RIAZUA5 _generator | 0 | 71 |  |  | 0 | 71 |  | 71 | 0 | TRUE | FALSE
Non Costly Reduction
CO ID | RA ID | Name of the RA | Usage | Type | Location | Status | Details
Limiting CNECs
CO ID | Name of the CO | Name of the CNE | CNE UCTE branch | Calculated I (A) | I max (PATL) | Margin (A) | Loading (%) | Flow [MW] | LF type
RO_CO_00017 | N-1 OHL 400 kV Constanta Nord- Cernavoda | [RO-RO] [OPP] OHL 400 kV Medgidia Sud- Cernavoda | RMED141 RCERN41 1 | 1997 | 2000 | -3 | 100 | 1416 | AC
RO_CO_00013 | N-1 OHL 400 kV Lacu Sarat - Gura Ialomitei | [RO-RO] [OPP] OHL 400 kV Medgidia Sud- Cernavoda | RMED141 RCERN41 1 | 1987 | 2000 | -13 | 99 | 1408 | AC
RO_CO_00012 | N-1 OHL 400 kV Isaccea - Tulcea Vest | [RO-RO] [OPP] OHL 400 kV Medgidia Sud- Cernavoda | RMED141 RCERN41 1 | 1978 | 2000 | -22 | 99 | 1398 | AC
RO_CO_00015 | N-1 OHL 400 kV Tulcea Vest - Tariverde | [RO-RO] [OPP] OHL 400 kV Medgidia Sud- Cernavoda | RMED141 RCERN41 1 | 1975 | 2000 | -25 | 99 | 1398 | AC
RO_CO_00023 | N-1 OHL 400 kV Gutinas – Smardan | [RO-RO] [OPP] OHL 400 kV Medgidia Sud- Cernavoda | RMED141 RCERN41 1 | 1846 | 2000 | -154 | 92 | 1308 | AC
Base case | Base case | [RO-RO] [OPP] OHL 400 kV Medgidia Sud- Cernavoda | RMED141 RCERN41 1 | 1824 | 2000 | -176 | 91 | 1292 | AC
RO_CO_00041 | N-1 OHL 400 kV Medgidia Sud - Rahman | [RO-RO] [OPP] OHL 400 kV Medgidia Sud- Cernavoda | RMED141 RCERN41 1 | 1750 | 2000 | -250 | 87 | 1231 | AC
RO_CO_00019 | N-1 OHL 400 kV Gura Ialomitei - Bucuresti Sud | [RO-RO] [OPP] OHL 400 kV Medgidia Sud- Cernavoda | RMED141 RCERN41 1 | 1739 | 2000 | -261 | 87 | 1231 | AC
RO_CO_00018 | N-1 OHL 400 kV Cernavoda - Pelicanu | [RO-RO] [OPP] OHL 400 kV Medgidia Sud- Cernavoda | RMED141 RCERN41 1 | 1736 | 2000 | -264 | 87 | 1228 | AC
RO_CO_00037 | N-1 OHL 400 kV Pelicanu - Bucuresti Sud | [RO-RO] [OPP] OHL 400 kV Medgidia Sud- Cernavoda | RMED141 RCERN41 1 | 1735 | 2000 | -265 | 87 | 1229 | AC
RO_CO_00010 | N-1 OHL 400 kV Isaccea - Stupina | [RO-RO] [OPP] OHL 400 kV Medgidia Sud- Cernavoda | RMED141 RCERN41 1 | 1734 | 2000 | -266 | 87 | 1223 | AC
RO_CO_00011 | N-1 OHL 400 kV Isaccea - Rahman | [RO-RO] [OPP] OHL 400 kV Medgidia Sud- Cernavoda | RMED141 RCERN41 1 | 1731 | 2000 | -269 | 87 | 1226 | AC
RO_CO_00036 | N-1 OHL 400 kV Medgidia Sud - Stupina | [RO-RO] [OPP] OHL 400 kV Medgidia Sud- Cernavoda | RMED141 RCERN41 1 | 1731 | 2000 | -269 | 87 | 1229 | AC
RO-MD_CO_00001 | N-1 TIE 400 kV Isaccea - Vulcanesti | [RO-RO] [OPP] OHL 400 kV Medgidia Sud- Cernavoda | RMED141 RCERN41 1 | 1716 | 2000 | -284 | 86 | 1211 | AC no reactive limits
RO-BG_CO_00005 | N-1 TIE 400 kV DOBRUDJA- MEDGIDIA SUD | [RO-RO] [OPP] OHL 400 kV Medgidia Sud- Cernavoda | RMED141 RCERN41 1 | 1683 | 2000 | -317 | 84 | 1185 | AC
RO-BG_CO_00004 | N-1 TIE 400 kV MEDGIDIA SUD - VARNA | [RO-RO] [OPP] OHL 400 kV Medgidia Sud- Cernavoda | RMED141 RCERN41 1 | 1678 | 2000 | -322 | 84 | 1183 | AC
RO-RS_CO_00003 | N-1 TIE 400 kV Resita-Pancevo c2 | [RO-RO] [OPP] TRA 400/220 kV AT3 Arad | RARA4D1 RARAD22 3 | 834 | 999 | -165 | 84 | 308 | AC
RO_CO_00001 | N-1 OHL 220 kV Portile de Fier-Resita 1&2 | [RO-RS] [DIR] TIE 400 kV Portile de Fier-Djerdap | RPDFE41 XPF_DJ11 1 | 1525 | 1836 | -311 | 83 | 945 | AC
RO-MD_CO_00001 | N-1 TIE 400 kV Isaccea - Vulcanesti | [RO-RS] [DIR] TIE 400 kV Portile de Fier-Djerdap | RPDFE41 XPF_DJ11 1 | 1523 | 1836 | -313 | 83 | 935 | AC no reactive limits
RO-BG_CO_00001 | N-1 TIE 400 kV TINTARENI-KOZLODUI 1 | [RO-RS] [DIR] TIE 400 kV Portile de Fier-Djerdap | RPDFE41 XPF_DJ11 1 | 1485 | 1836 | -351 | 81 | 911 | AC
RO-BG_CO_00002 | N-1 TIE 400 kV TINTARENI-KOZLODUI 2 | [RO-RS] [DIR] TIE 400 kV Portile de Fier-Djerdap | RPDFE41 XPF_DJ11 1 | 1485 | 1836 | -351 | 81 | 911 | AC
RO-RS_CO_00003 | N-1 TIE 400 kV Resita-Pancevo c2 | [RO-RS] [DIR] TIE 400 kV Portile de Fier-Djerdap | RPDFE41 XPF_DJ11 1 | 1480 | 1836 | -356 | 81 | 911 | AC
RO-RS_CO_00004 | N-1 TIE 400 kV Resita-Pancevo c1 | [RO-RS] [DIR] TIE 400 kV Portile de Fier-Djerdap | RPDFE41 XPF_DJ11 1 | 1480 | 1836 | -356 | 81 | 911 | AC
RO_CO_00029 | N-1 OHL 220 kV Resita-Timisoara 1&2 | [RO-RS] [DIR] TIE 400 kV Portile de Fier-Djerdap | RPDFE41 XPF_DJ11 1 | 1472 | 1836 | -364 | 80 | 900 | AC
RO-UA_CO_00001 | N-1 TIE 400 kV Rosiori-Mukacevo | [RO-RS] [DIR] TIE 400 kV Portile de Fier-Djerdap | RPDFE41 XPF_DJ11 1 | 1462 | 1836 | -374 | 80 | 895 | AC
RO_CO_00027 | N-1 TRA 400/220 kV AT3 Arad | [RO-RS] [DIR] TIE 400 kV Portile de Fier-Djerdap | RPDFE41 XPF_DJ11 1 | 1450 | 1836 | -386 | 79 | 884 | AC
RO_CO_00002 | N-1 OHL 400 kV Mintia-Arad | [RO-RS] [DIR] TIE 400 kV Portile de Fier-Djerdap | RPDFE41 XPF_DJ11 1 | 1446 | 1836 | -390 | 79 | 883 | AC
RO-HU_CO_00002 | N-1 TIE 400 kV Nadab-Bekescsaba | [RO-RS] [DIR] TIE 400 kV Portile de Fier-Djerdap | RPDFE41 XPF_DJ11 1 | 1440 | 1836 | -396 | 78 | 877 | AC
RO-HU_CO_00001 | N-1 TIE 400 kV Arad-Sandorfalva | [RO-RS] [DIR] TIE 400 kV Portile de Fier-Djerdap | RPDFE41 XPF_DJ11 1 | 1435 | 1836 | -401 | 78 | 873 | AC
RO_CO_00028 | N-1 TRA 400/220 kV AT1 Portile de Fier | [RO-RO] [OPP] TRA 400/220 kV AT2 Portile de Fier | RPDF241 RPDF222 2 | 970 | 1248 | -279 | 78 | 390 | AC
RO_CO_00034 | N-1 TRA 400/220 kV AT2 Portile de Fier | [RO-RO] [OPP] TRA 400/220 kV AT1 Portile de Fier | RPDFE41 RPDF222 1 | 970 | 1248 | -279 | 78 | 390 | AC
RO_CO_00052 | N-1 OHL 400 kV Sofia Zapad -Nis | [RO-RS] [DIR] TIE 400 kV Portile de Fier-Djerdap | RPDFE41 XPF_DJ11 1 | 1426 | 1836 | -410 | 78 | 864 | AC
RO_CO_00035 | N-1 TRA 400/220 kV AT3 Portile de Fier | [RO-RO] [OPP] TRA 400/220 kV AT2 Portile de Fier | RPDF241 RPDF222 2 | 968 | 1248 | -281 | 77 | 389 | AC
RO_CO_00035 | N-1 TRA 400/220 kV AT3 Portile de Fier | [RO-RO] [OPP] TRA 400/220 kV AT1 Portile de Fier | RPDFE41 RPDF222 1 | 968 | 1248 | -281 | 77 | 389 | AC
RO_CO_00028 | N-1 TRA 400/220 kV AT1 Portile de Fier | [RO-RO] [OPP] TRA 400/220 kV AT3 Portile de Fier | RPDFE41 RPDF212 3 | 964 | 1248 | -284 | 77 | 387 | AC
RO_CO_00034 | N-1 TRA 400/220 kV AT2 Portile de Fier | [RO-RO] [OPP] TRA 400/220 kV AT3 Portile de Fier | RPDFE41 RPDF212 3 | 964 | 1248 | -284 | 77 | 387 | AC
Base case | Base case | [RO-RS] [DIR] TIE 400 kV Portile de Fier-Djerdap | RPDFE41 XPF_DJ11 1 | 1415 | 1836 | -421 | 77 | 857 | AC
RO_CO_00001 | N-1 OHL 220 kV Portile de Fier-Resita 1&2 | [RO-RO] [OPP] TRA 400/220 kV AT2 Portile de Fier | RPDF241 RPDF222 2 | 917 | 1248 | -332 | 73 | 369 | AC
RO_CO_00001 | N-1 OHL 220 kV Portile de Fier-Resita 1&2 | [RO-RO] [OPP] TRA 400/220 kV AT1 Portile de Fier | RPDFE41 RPDF222 1 | 917 | 1248 | -332 | 73 | 369 | AC
RO_CO_00001 | N-1 OHL 220 kV Portile de Fier-Resita 1&2 | [RO-RO] [OPP] TRA 400/220 kV AT3 Portile de Fier | RPDFE41 RPDF212 3 | 911 | 1248 | -337 | 73 | 367 | AC

## 2230
Detailed results
Generated at: | 06/03/2026 22:25:57
Business day: | 2026-03-08
Horizon: | 2DA
Timestamp | 22:30
Border & direction: | South-Romania Exporting
Remedial actions | True
Margin satisfied | False
Final step | RAO
TTC [MW]: | 2983
Loading threshold | 0.7
Limiting CNEC | N-1 OHL 400 kV Constanta Nord- Cernavoda/[RO-RO] [OPP] OHL 400 kV Medgidia Sud- Cernavoda
Applied RAs
Non Costly RAO
CO ID | RA ID | Name of the RA | Usage | Type | Location | Status | Details
N/A | BG_RA_00001 | PRA 400 kV TINTARENI-KOZLODUI 1 | preventive | topological_ra | BG | applied | open --> close
N/A | BG_RA_00001 | PRA 400 kV TINTARENI-KOZLODUI 1 | preventive | topological_ra | BG | applied | open --> close
N/A | RO_RA_00003 | PRA 110 kV S4 | preventive | topological_ra | RO | applied | open --> close
N/A | RO_RA_00003 | PRA 110 kV S4 | preventive | topological_ra | RO | applied | close --> open
N/A | RO_RA_00003 | PRA 110 kV S4 | preventive | topological_ra | RO | applied | open --> close
N/A | RO_RA_00003 | PRA 110 kV S4 | preventive | topological_ra | RO | applied | open --> close
N/A | RO_RA_00003 | PRA 110 kV S4 | preventive | topological_ra | RO | applied | open --> close
N/A | RO_RA_00003 | PRA 110 kV S4 | preventive | topological_ra | RO | applied | open --> close
N/A | RO_RA_00004 | PRA 110 kV S5 | preventive | topological_ra | RO | applied | open --> close
N/A | RO_RA_00004 | PRA 110 kV S5 | preventive | topological_ra | RO | applied | open --> close
N/A | RO_RA_00004 | PRA 110 kV S5 | preventive | topological_ra | RO | applied | open --> close
N/A | RO_RA_00004 | PRA 110 kV S5 | preventive | topological_ra | RO | applied | open --> close
N/A | RO_RA_00005 | PRA 110 kV Pelicanu | preventive | topological_ra | RO | applied | open --> close
N/A | RO_RA_00005 | PRA 110 kV Pelicanu | preventive | topological_ra | RO | applied | open --> close
N/A | RO_RA_00005 | PRA 110 kV Pelicanu | preventive | topological_ra | RO | applied | close --> open
N/A | RO_RA_00005 | PRA 110 kV Pelicanu | preventive | topological_ra | RO | applied | close --> open
N/A | RO_RA_00007 | PRA 110 kV Resita | preventive | topological_ra | RO | applied | open --> close
N/A | RO_RA_00007 | PRA 110 kV Resita | preventive | topological_ra | RO | applied | close --> open
N/A | RO_RA_00007 | PRA 110 kV Resita | preventive | topological_ra | RO | applied | open --> close
N/A | RO_RA_00007 | PRA 110 kV Resita | preventive | topological_ra | RO | applied | close --> open
N/A | RO_RA_00007 | PRA 110 kV Resita | preventive | topological_ra | RO | applied | close --> open
N/A | RO_RA_00007 | PRA 110 kV Resita | preventive | topological_ra | RO | applied | open --> close
N/A | RO_RA_00010 | PRA 400 kV Tantareni-Kozlodui 1 | preventive | topological_ra | RO | applied | open --> close
N/A | RO_RA_00010 | PRA 400 kV Tantareni-Kozlodui 1 | preventive | topological_ra | RO | applied | open --> close
N/A | RO_RA_00014 | PRA 400 kV Resita-Pancevo c2 | preventive | topological_ra | RO | applied | open --> close
N/A | RO_RA_00014 | PRA 400 kV Resita-Pancevo c2 | preventive | topological_ra | RO | applied | open --> close
N/A | RO_RA_00103 | TOP_CLOSE_400kV_Tantareni _ Kozlodui_c1 | preventive | topological_ra | RO | applied | open --> close
N/A | RO_RA_00103 | TOP_CLOSE_400kV_Tantareni _ Kozlodui_c1 | preventive | topological_ra | RO | applied | open --> close
N/A | RO_RA_00104 | TOP_CLOSE_400kV_Resita_Pancevo_c2 | preventive | topological_ra | RO | applied | open --> close
N/A | RO_RA_00104 | TOP_CLOSE_400kV_Resita_Pancevo_c2 | preventive | topological_ra | RO | applied | open --> close
N/A | RO_RA_00001 | PRA 400/220kV AT3 Arad | preventive | pst_ra | RO | applied | LowerStep(-12.0) CurrentStep(-12) HigherStep(12.0)
N/A | RO_RA_00002 | PRA 400/220kV AT Urechesti | preventive | pst_ra | RO | applied | LowerStep(-12.0) CurrentStep(-12) HigherStep(12.0)
N/A | RO_RA_00101 | PST_ARAD 400/220_3 | preventive | pst_ra | RO | applied | LowerStep(-12.0) CurrentStep(-12) HigherStep(12.0)
N/A | RO_RA_00102 | PST_URECHESTI 400/220_1 | preventive | pst_ra | RO | applied | LowerStep(-12.0) CurrentStep(-12) HigherStep(12.0)
Costly RAO
RA RD ID | TSO | Generator Name | Minimum Power [MW] | Maximum Power [MW] | RDP- | RDP+ | P [MW] before RAO | P [MW] after RAO | P0 [MW] | Plimit+ [MW] | Plimit- [MW] | Started up | Shutdown
RO_RA_00111 | RO | RBRAZ41 _generator | 0 | 295 |  |  | 295 | 147 |  | 295 | 1 | FALSE | FALSE
RO_RA_00112 | RO | RBRZ241 _generator | 0 | 313 |  |  | 313 | 1 |  | 313 | 1 | FALSE | FALSE
RO_RA_00116 | RO | RVMAR_5 _generator | 0 | 50 |  |  | 23 | 50 |  | 50 | 0 | FALSE | FALSE
RO_RA_00117 | RO | RGODI_5 _generator | 0 | 114 |  |  | 52 | 114 |  | 114 | 0 | FALSE | FALSE
RO_RA_00120 | RO | RTOPV_5 _generator | 0 | 10 |  |  | 1 | 10 |  | 10 | 0 | FALSE | FALSE
RO_RA_00121 | RO | RFMEP_5 _generator | 0 | 14 |  |  | 1 | 14 |  | 14 | 0 | FALSE | FALSE
RO_RA_00122 | RO | RVLCE15 _generator | 0 | 55 |  |  | 5 | 55 |  | 55 | 0 | FALSE | FALSE
RO_RA_00123 | RO | RVALD_5 _generator | 0 | 15 |  |  | 1 | 15 |  | 15 | 0 | FALSE | FALSE
RO_RA_00124 | RO | RELAR_5 _generator | 0 | 10 |  |  | 1 | 10 |  | 10 | 0 | FALSE | FALSE
RO_RA_00125 | RO | RAREF_5 _generator | 0 | 10 |  |  | 1 | 10 |  | 10 | 0 | FALSE | FALSE
RO_RA_00126 | RO | RARGS_5 _generator | 0 | 31 |  |  | 3 | 31 |  | 31 | 0 | FALSE | FALSE
RO_RA_00127 | RO | RALBE_5 _generator | 0 | 30 |  |  | 3 | 30 |  | 30 | 0 | FALSE | FALSE
RO_RA_00128 | RO | RCERB_5 _generator | 0 | 15 |  |  | 1 | 15 |  | 15 | 0 | FALSE | FALSE
RO_RA_00129 | RO | RVLCE25 _generator | 0 | 12 |  |  | 1 | 12 |  | 12 | 0 | FALSE | FALSE
RO_RA_00130 | RO | RCLNG_5 _generator | 0 | 90 |  |  | 5 | 90 |  | 90 | 0 | FALSE | FALSE
RO_RA_00134 | RO | RSTUP_5 _generator | 0 | 45 |  |  | 15 | 45 |  | 45 | 0 | FALSE | FALSE
RO_RA_00135 | RO | RDAIES5 _generator | 0 | 37 |  |  | 25 | 37 |  | 37 | 0 | FALSE | FALSE
RO_RA_00136 | RO | RVILN_5 _generator | 0 | 46 |  |  | 15 | 46 |  | 46 | 0 | FALSE | FALSE
RO_RA_00137 | RO | RRIUR15 _generator | 0 | 48 |  |  | 32 | 48 |  | 48 | 0 | FALSE | FALSE
RO_RA_00138 | RO | RMARC_5 _generator | 0 | 39 |  |  | 12 | 39 |  | 39 | 0 | FALSE | FALSE
RO_RA_00139 | RO | RIONE_5 _generator | 0 | 38 |  |  | 25 | 38 |  | 38 | 0 | FALSE | FALSE
RO_RA_00140 | RO | RJIBL_5 _generator | 0 | 38 |  |  | 13 | 38 |  | 38 | 0 | FALSE | FALSE
RO_RA_00141 | RO | RZAVI_5 _generator | 0 | 38 |  |  | 25 | 38 |  | 38 | 0 | FALSE | FALSE
RO_RA_00142 | RO | RCHTU_5 _generator | 0 | 74 |  |  | 23 | 74 |  | 74 | 0 | FALSE | FALSE
RO_RA_00143 | RO | RTRAI_5 _generator | 0 | 45 |  |  | 27 | 45 |  | 45 | 0 | FALSE | FALSE
RO_RA_00144 | RO | RHGLOT5 _generator | 0 | 25 |  |  | 9 | 25 |  | 25 | 0 | FALSE | FALSE
RO_RA_00145 | RO | RCHESJ5 _generator | 0 | 50 |  |  | 26 | 50 |  | 50 | 0 | FALSE | FALSE
RO_RA_00146 | RO | RCHEAC5 _generator | 0 | 38 |  |  | 19 | 38 |  | 38 | 0 | FALSE | FALSE
RO_RA_00147 | RO | RCHEST5 _generator | 0 | 26 |  |  | 13 | 26 |  | 26 | 0 | FALSE | FALSE
RO_RA_00148 | RO | RCHEIO5 _generator | 0 | 53 |  |  | 27 | 53 |  | 53 | 0 | FALSE | FALSE
RO_RA_00149 | RO | RCHDO_5 _generator | 0 | 53 |  |  | 27 | 53 |  | 53 | 0 | FALSE | FALSE
RO_RA_00150 | RO | RFRUN_5 _generator | 0 | 53 |  |  | 27 | 53 |  | 53 | 0 | FALSE | FALSE
RO_RA_00151 | RO | RCIZBI5 _generator | 0 | 53 |  |  | 27 | 53 |  | 53 | 0 | FALSE | FALSE
RO_RA_00152 | RO | RRUSA_5 _generator | 0 | 53 |  |  | 27 | 53 |  | 53 | 0 | FALSE | FALSE
RO_RA_00153 | RO | RHCORN5 _generator | 0 | 59 |  |  | 10 | 0 |  | 59 | 0 | FALSE | TRUE
RO_RA_00154 | RO | RFAGA_5 _generator | 0 | 20 |  |  | 5 | 0 |  | 20 | 0 | FALSE | TRUE
RO_RA_00155 | RO | RUCEA25 _generator | 0 | 32 |  |  | 5 | 0 |  | 32 | 0 | FALSE | TRUE
RO_RA_00156 | RO | RUCEA15 _generator | 0 | 49 |  |  | 5 | 0 |  | 49 | 0 | FALSE | TRUE
RO_RA_00157 | RO | RCIRT_5 _generator | 0 | 54 |  |  | 16 | 0 |  | 54 | 0 | FALSE | TRUE
RO_RA_00158 | RO | RSTEJ_5 _generator | 0 | 137 |  |  | 137 | 0 |  | 137 | 0 | FALSE | TRUE
RO_RA_00159 | RO | RSTEJ25 _generator | 0 | 32 |  |  | 20 | 0 |  | 32 | 0 | FALSE | TRUE
RO_RA_00160 | RO | RVADU_5 _generator | 0 | 67 |  |  | 24 | 0 |  | 67 | 0 | FALSE | TRUE
RO_RA_00161 | RO | RIZVO_5 _generator | 0 | 9 |  |  | 7 | 0 |  | 9 | 0 | FALSE | TRUE
RO_RA_00162 | RO | RDUMB_5 _generator | 0 | 23 |  |  | 18 | 0 |  | 23 | 0 | FALSE | TRUE
RO_RA_00163 | RO | RCOST_5 _generator | 0 | 24 |  |  | 19 | 0 |  | 24 | 0 | FALSE | TRUE
RO_RA_00164 | RO | RBUHU_5 _generator | 0 | 13 |  |  | 9 | 0 |  | 13 | 0 | FALSE | TRUE
RO_RA_00165 | RO | RRACO_5 _generator | 0 | 23 |  |  | 11 | 0 |  | 23 | 0 | FALSE | TRUE
RO_RA_00166 | RO | RGARL_5 _generator | 0 | 23 |  |  | 5 | 0 |  | 23 | 0 | FALSE | TRUE
RO_RA_00167 | RO | RLILI_5 _generator | 0 | 23 |  |  | 5 | 0 |  | 23 | 0 | FALSE | TRUE
RO_RA_00168 | RO | RBACS_5 _generator | 0 | 98 |  |  | 49 | 98 |  | 98 | 0 | FALSE | FALSE
RO_RA_00169 | RO | RFARA_5 _generator | 0 | 30 |  |  | 11 | 0 |  | 30 | 0 | FALSE | TRUE
RO_RA_00170 | RO | RSISC_5 _generator | 0 | 44 |  |  | 15 | 0 |  | 44 | 0 | FALSE | TRUE
RO_RA_00171 | RO | RMARA_5 _generator | 0 | 46 |  |  | 14 | 0 |  | 46 | 0 | FALSE | TRUE
RO_RA_00172 | RO | RTECU_5 _generator | 0 | 34 |  |  | 12 | 0 |  | 34 | 0 | FALSE | TRUE
RO_RA_00173 | RO | RMARI22 _generator | 0 | 217 |  |  | 0 | 44 |  | 217 | 0 | TRUE | FALSE
RO_RA_00175 | RO | RGILC22 _generator | 0 | 150 |  |  | 150 | 0 |  | 150 | 0 | FALSE | TRUE
RO_RA_00176 | RO | RSEBE_5 _generator | 0 | 55 |  |  | 2 | 0 |  | 55 | 0 | FALSE | TRUE
RO_RA_00177 | RO | RIAZUA5 _generator | 0 | 71 |  |  | 0 | 71 |  | 71 | 0 | TRUE | FALSE
Non Costly Reduction
CO ID | RA ID | Name of the RA | Usage | Type | Location | Status | Details
Limiting CNECs
CO ID | Name of the CO | Name of the CNE | CNE UCTE branch | Calculated I (A) | I max (PATL) | Margin (A) | Loading (%) | Flow [MW] | LF type
RO_CO_00017 | N-1 OHL 400 kV Constanta Nord- Cernavoda | [RO-RO] [OPP] OHL 400 kV Medgidia Sud- Cernavoda | RMED141 RCERN41 1 | 1994 | 2000 | -6 | 100 | 1412 | AC
RO_CO_00013 | N-1 OHL 400 kV Lacu Sarat - Gura Ialomitei | [RO-RO] [OPP] OHL 400 kV Medgidia Sud- Cernavoda | RMED141 RCERN41 1 | 1981 | 2000 | -19 | 99 | 1402 | AC
RO_CO_00015 | N-1 OHL 400 kV Tulcea Vest - Tariverde | [RO-RO] [OPP] OHL 400 kV Medgidia Sud- Cernavoda | RMED141 RCERN41 1 | 1958 | 2000 | -42 | 98 | 1384 | AC
RO_CO_00012 | N-1 OHL 400 kV Isaccea - Tulcea Vest | [RO-RO] [OPP] OHL 400 kV Medgidia Sud- Cernavoda | RMED141 RCERN41 1 | 1955 | 2000 | -45 | 98 | 1380 | AC
RO_CO_00023 | N-1 OHL 400 kV Gutinas – Smardan | [RO-RO] [OPP] OHL 400 kV Medgidia Sud- Cernavoda | RMED141 RCERN41 1 | 1825 | 2000 | -175 | 91 | 1291 | AC
Base case | Base case | [RO-RO] [OPP] OHL 400 kV Medgidia Sud- Cernavoda | RMED141 RCERN41 1 | 1806 | 2000 | -194 | 90 | 1277 | AC
RO_CO_00041 | N-1 OHL 400 kV Medgidia Sud - Rahman | [RO-RO] [OPP] OHL 400 kV Medgidia Sud- Cernavoda | RMED141 RCERN41 1 | 1726 | 2000 | -274 | 86 | 1211 | AC
RO_CO_00019 | N-1 OHL 400 kV Gura Ialomitei - Bucuresti Sud | [RO-RO] [OPP] OHL 400 kV Medgidia Sud- Cernavoda | RMED141 RCERN41 1 | 1715 | 2000 | -285 | 86 | 1213 | AC
RO_CO_00018 | N-1 OHL 400 kV Cernavoda - Pelicanu | [RO-RO] [OPP] OHL 400 kV Medgidia Sud- Cernavoda | RMED141 RCERN41 1 | 1712 | 2000 | -288 | 86 | 1209 | AC
RO_CO_00037 | N-1 OHL 400 kV Pelicanu - Bucuresti Sud | [RO-RO] [OPP] OHL 400 kV Medgidia Sud- Cernavoda | RMED141 RCERN41 1 | 1711 | 2000 | -289 | 86 | 1210 | AC
RO_CO_00010 | N-1 OHL 400 kV Isaccea - Stupina | [RO-RO] [OPP] OHL 400 kV Medgidia Sud- Cernavoda | RMED141 RCERN41 1 | 1711 | 2000 | -289 | 86 | 1203 | AC
RO_CO_00011 | N-1 OHL 400 kV Isaccea - Rahman | [RO-RO] [OPP] OHL 400 kV Medgidia Sud- Cernavoda | RMED141 RCERN41 1 | 1707 | 2000 | -293 | 85 | 1207 | AC
RO_CO_00036 | N-1 OHL 400 kV Medgidia Sud - Stupina | [RO-RO] [OPP] OHL 400 kV Medgidia Sud- Cernavoda | RMED141 RCERN41 1 | 1705 | 2000 | -295 | 85 | 1208 | AC
RO-MD_CO_00001 | N-1 TIE 400 kV Isaccea - Vulcanesti | [RO-RO] [OPP] OHL 400 kV Medgidia Sud- Cernavoda | RMED141 RCERN41 1 | 1700 | 2000 | -300 | 85 | 1198 | AC
RO-BG_CO_00005 | N-1 TIE 400 kV DOBRUDJA- MEDGIDIA SUD | [RO-RO] [OPP] OHL 400 kV Medgidia Sud- Cernavoda | RMED141 RCERN41 1 | 1671 | 2000 | -329 | 84 | 1175 | AC
RO-BG_CO_00004 | N-1 TIE 400 kV MEDGIDIA SUD - VARNA | [RO-RO] [OPP] OHL 400 kV Medgidia Sud- Cernavoda | RMED141 RCERN41 1 | 1667 | 2000 | -333 | 83 | 1173 | AC
RO-RS_CO_00003 | N-1 TIE 400 kV Resita-Pancevo c2 | [RO-RO] [OPP] TRA 400/220 kV AT3 Arad | RARA4D1 RARAD22 3 | 821 | 999 | -178 | 82 | 305 | AC
RO_CO_00001 | N-1 OHL 220 kV Portile de Fier-Resita 1&2 | [RO-RS] [DIR] TIE 400 kV Portile de Fier-Djerdap | RPDFE41 XPF_DJ11 1 | 1445 | 1836 | -391 | 79 | 884 | AC
RO-MD_CO_00001 | N-1 TIE 400 kV Isaccea - Vulcanesti | [RO-RS] [DIR] TIE 400 kV Portile de Fier-Djerdap | RPDFE41 XPF_DJ11 1 | 1421 | 1836 | -415 | 77 | 868 | AC
RO_CO_00029 | N-1 OHL 220 kV Resita-Timisoara 1&2 | [RO-RS] [DIR] TIE 400 kV Portile de Fier-Djerdap | RPDFE41 XPF_DJ11 1 | 1394 | 1836 | -442 | 76 | 840 | AC
RO-BG_CO_00002 | N-1 TIE 400 kV TINTARENI-KOZLODUI 2 | [RO-RS] [DIR] TIE 400 kV Portile de Fier-Djerdap | RPDFE41 XPF_DJ11 1 | 1393 | 1836 | -443 | 76 | 841 | AC
RO-BG_CO_00001 | N-1 TIE 400 kV TINTARENI-KOZLODUI 1 | [RO-RS] [DIR] TIE 400 kV Portile de Fier-Djerdap | RPDFE41 XPF_DJ11 1 | 1393 | 1836 | -443 | 76 | 841 | AC
RO-RS_CO_00003 | N-1 TIE 400 kV Resita-Pancevo c2 | [RO-RS] [DIR] TIE 400 kV Portile de Fier-Djerdap | RPDFE41 XPF_DJ11 1 | 1387 | 1836 | -449 | 76 | 841 | AC
RO-RS_CO_00004 | N-1 TIE 400 kV Resita-Pancevo c1 | [RO-RS] [DIR] TIE 400 kV Portile de Fier-Djerdap | RPDFE41 XPF_DJ11 1 | 1387 | 1836 | -449 | 76 | 841 | AC
RO_CO_00028 | N-1 TRA 400/220 kV AT1 Portile de Fier | [RO-RO] [OPP] TRA 400/220 kV AT2 Portile de Fier | RPDF241 RPDF222 2 | 939 | 1248 | -309 | 75 | 377 | AC
RO_CO_00034 | N-1 TRA 400/220 kV AT2 Portile de Fier | [RO-RO] [OPP] TRA 400/220 kV AT1 Portile de Fier | RPDFE41 RPDF222 1 | 939 | 1248 | -309 | 75 | 377 | AC
RO_CO_00035 | N-1 TRA 400/220 kV AT3 Portile de Fier | [RO-RO] [OPP] TRA 400/220 kV AT1 Portile de Fier | RPDFE41 RPDF222 1 | 937 | 1248 | -312 | 75 | 376 | AC
RO_CO_00035 | N-1 TRA 400/220 kV AT3 Portile de Fier | [RO-RO] [OPP] TRA 400/220 kV AT2 Portile de Fier | RPDF241 RPDF222 2 | 937 | 1248 | -312 | 75 | 376 | AC
RO_CO_00028 | N-1 TRA 400/220 kV AT1 Portile de Fier | [RO-RO] [OPP] TRA 400/220 kV AT3 Portile de Fier | RPDFE41 RPDF212 3 | 933 | 1248 | -315 | 75 | 375 | AC
RO_CO_00034 | N-1 TRA 400/220 kV AT2 Portile de Fier | [RO-RO] [OPP] TRA 400/220 kV AT3 Portile de Fier | RPDFE41 RPDF212 3 | 933 | 1248 | -315 | 75 | 375 | AC
RO-UA_CO_00001 | N-1 TIE 400 kV Rosiori-Mukacevo | [RO-RS] [DIR] TIE 400 kV Portile de Fier-Djerdap | RPDFE41 XPF_DJ11 1 | 1366 | 1836 | -470 | 74 | 821 | AC
RO_CO_00027 | N-1 TRA 400/220 kV AT3 Arad | [RO-RS] [DIR] TIE 400 kV Portile de Fier-Djerdap | RPDFE41 XPF_DJ11 1 | 1362 | 1836 | -474 | 74 | 816 | AC
RO_CO_00002 | N-1 OHL 400 kV Mintia-Arad | [RO-RS] [DIR] TIE 400 kV Portile de Fier-Djerdap | RPDFE41 XPF_DJ11 1 | 1356 | 1836 | -480 | 74 | 813 | AC
RO_CO_00052 | N-1 OHL 400 kV Sofia Zapad -Nis | [RO-RS] [DIR] TIE 400 kV Portile de Fier-Djerdap | RPDFE41 XPF_DJ11 1 | 1351 | 1836 | -485 | 74 | 808 | AC
RO-HU_CO_00002 | N-1 TIE 400 kV Nadab-Bekescsaba | [RO-RS] [DIR] TIE 400 kV Portile de Fier-Djerdap | RPDFE41 XPF_DJ11 1 | 1349 | 1836 | -487 | 74 | 807 | AC
RO_CO_00001 | N-1 OHL 220 kV Portile de Fier-Resita 1&2 | [RO-RO] [OPP] TRA 400/220 kV AT1 Portile de Fier | RPDFE41 RPDF222 1 | 914 | 1248 | -334 | 73 | 368 | AC
RO_CO_00001 | N-1 OHL 220 kV Portile de Fier-Resita 1&2 | [RO-RO] [OPP] TRA 400/220 kV AT2 Portile de Fier | RPDF241 RPDF222 2 | 914 | 1248 | -334 | 73 | 368 | AC
RO-HU_CO_00001 | N-1 TIE 400 kV Arad-Sandorfalva | [RO-RS] [DIR] TIE 400 kV Portile de Fier-Djerdap | RPDFE41 XPF_DJ11 1 | 1344 | 1836 | -492 | 73 | 804 | AC
RO_CO_00001 | N-1 OHL 220 kV Portile de Fier-Resita 1&2 | [RO-RO] [OPP] TRA 400/220 kV AT3 Portile de Fier | RPDFE41 RPDF212 3 | 909 | 1248 | -340 | 73 | 366 | AC
Base case | Base case | [RO-RS] [DIR] TIE 400 kV Portile de Fier-Djerdap | RPDFE41 XPF_DJ11 1 | 1327 | 1836 | -509 | 72 | 790 | AC

## 2330
Detailed results
Generated at: | 06/03/2026 22:25:58
Business day: | 2026-03-08
Horizon: | 2DA
Timestamp | 23:30
Border & direction: | South-Romania Exporting
Remedial actions | False
Margin satisfied | True
Final step | Margin Calculation
TTC [MW]: | 2816.59
Loading threshold | 0.7
Limiting CNEC | N-1 OHL 400 kV Constanta Nord- Cernavoda/[RO-RO] [OPP] OHL 400 kV Medgidia Sud- Cernavoda
Applied RAs
Non Costly RAO
CO ID | RA ID | Name of the RA | Usage | Type | Location | Status | Details
Costly RAO
RA RD ID | TSO | Generator Name | Minimum Power [MW] | Maximum Power [MW] | RDP- | RDP+ | P [MW] before RAO | P [MW] after RAO | P0 [MW] | Plimit+ [MW] | Plimit- [MW] | Started up | Shutdown
Non Costly Reduction
CO ID | RA ID | Name of the RA | Usage | Type | Location | Status | Details
Limiting CNECs
CO ID | Name of the CO | Name of the CNE | CNE UCTE branch | Calculated I (A) | I max (PATL) | Margin (A) | Loading (%) | Flow [MW] | LF type
RO_CO_00017 | N-1 OHL 400 kV Constanta Nord- Cernavoda | [RO-RO] [OPP] OHL 400 kV Medgidia Sud- Cernavoda | RMED141 RCERN41 1 | 1989 | 2000 | -11 | 99 | 1411 | AC
RO_CO_00013 | N-1 OHL 400 kV Lacu Sarat - Gura Ialomitei | [RO-RO] [OPP] OHL 400 kV Medgidia Sud- Cernavoda | RMED141 RCERN41 1 | 1961 | 2000 | -39 | 98 | 1391 | AC
RO_CO_00015 | N-1 OHL 400 kV Tulcea Vest - Tariverde | [RO-RO] [OPP] OHL 400 kV Medgidia Sud- Cernavoda | RMED141 RCERN41 1 | 1941 | 2000 | -59 | 97 | 1375 | AC
RO_CO_00012 | N-1 OHL 400 kV Isaccea - Tulcea Vest | [RO-RO] [OPP] OHL 400 kV Medgidia Sud- Cernavoda | RMED141 RCERN41 1 | 1932 | 2000 | -68 | 97 | 1368 | AC
RO_CO_00023 | N-1 OHL 400 kV Gutinas – Smardan | [RO-RO] [OPP] OHL 400 kV Medgidia Sud- Cernavoda | RMED141 RCERN41 1 | 1832 | 2000 | -168 | 92 | 1299 | AC
RO-RS_CO_00004 | N-1 TIE 400 kV Resita-Pancevo c1 | [RO-RS] [DIR] TIE 400 kV Portile de Fier-Djerdap | RPDFE41 XPF_DJ11 1 | 1665 | 1836 | -171 | 91 | 1083 | AC
Base case | Base case | [RO-RO] [OPP] OHL 400 kV Medgidia Sud- Cernavoda | RMED141 RCERN41 1 | 1806 | 2000 | -194 | 90 | 1281 | AC
RO-BG_CO_00002 | N-1 TIE 400 kV TINTARENI-KOZLODUI 2 | [RO-RS] [DIR] TIE 400 kV Portile de Fier-Djerdap | RPDFE41 XPF_DJ11 1 | 1650 | 1836 | -186 | 90 | 1051 | AC
RO_CO_00041 | N-1 OHL 400 kV Medgidia Sud - Rahman | [RO-RO] [OPP] OHL 400 kV Medgidia Sud- Cernavoda | RMED141 RCERN41 1 | 1746 | 2000 | -254 | 87 | 1228 | AC
RO_CO_00010 | N-1 OHL 400 kV Isaccea - Stupina | [RO-RO] [OPP] OHL 400 kV Medgidia Sud- Cernavoda | RMED141 RCERN41 1 | 1733 | 2000 | -267 | 87 | 1222 | AC
RO_CO_00011 | N-1 OHL 400 kV Isaccea - Rahman | [RO-RO] [OPP] OHL 400 kV Medgidia Sud- Cernavoda | RMED141 RCERN41 1 | 1729 | 2000 | -271 | 86 | 1225 | AC
RO_CO_00036 | N-1 OHL 400 kV Medgidia Sud - Stupina | [RO-RO] [OPP] OHL 400 kV Medgidia Sud- Cernavoda | RMED141 RCERN41 1 | 1728 | 2000 | -272 | 86 | 1227 | AC
RO_CO_00019 | N-1 OHL 400 kV Gura Ialomitei - Bucuresti Sud | [RO-RO] [OPP] OHL 400 kV Medgidia Sud- Cernavoda | RMED141 RCERN41 1 | 1720 | 2000 | -280 | 86 | 1219 | AC
RO_CO_00018 | N-1 OHL 400 kV Cernavoda - Pelicanu | [RO-RO] [OPP] OHL 400 kV Medgidia Sud- Cernavoda | RMED141 RCERN41 1 | 1717 | 2000 | -283 | 86 | 1216 | AC
RO_CO_00037 | N-1 OHL 400 kV Pelicanu - Bucuresti Sud | [RO-RO] [OPP] OHL 400 kV Medgidia Sud- Cernavoda | RMED141 RCERN41 1 | 1716 | 2000 | -284 | 86 | 1216 | AC
RO-MD_CO_00001 | N-1 TIE 400 kV Isaccea - Vulcanesti | [RO-RO] [OPP] OHL 400 kV Medgidia Sud- Cernavoda | RMED141 RCERN41 1 | 1712 | 2000 | -288 | 86 | 1207 | AC
RO-BG_CO_00005 | N-1 TIE 400 kV DOBRUDJA- MEDGIDIA SUD | [RO-RO] [OPP] OHL 400 kV Medgidia Sud- Cernavoda | RMED141 RCERN41 1 | 1669 | 2000 | -331 | 83 | 1177 | AC
RO-BG_CO_00004 | N-1 TIE 400 kV MEDGIDIA SUD - VARNA | [RO-RO] [OPP] OHL 400 kV Medgidia Sud- Cernavoda | RMED141 RCERN41 1 | 1665 | 2000 | -335 | 83 | 1174 | AC
RO_CO_00001 | N-1 OHL 220 kV Portile de Fier-Resita 1&2 | [RO-RS] [DIR] TIE 400 kV Portile de Fier-Djerdap | RPDFE41 XPF_DJ11 1 | 1507 | 1836 | -329 | 82 | 943 | AC
RO-MD_CO_00001 | N-1 TIE 400 kV Isaccea - Vulcanesti | [RO-RS] [DIR] TIE 400 kV Portile de Fier-Djerdap | RPDFE41 XPF_DJ11 1 | 1496 | 1836 | -340 | 81 | 936 | AC
RO_CO_00029 | N-1 OHL 220 kV Resita-Timisoara 1&2 | [RO-RS] [DIR] TIE 400 kV Portile de Fier-Djerdap | RPDFE41 XPF_DJ11 1 | 1469 | 1836 | -367 | 80 | 912 | AC
RO_CO_00002 | N-1 OHL 400 kV Mintia-Arad | [RO-RS] [DIR] TIE 400 kV Portile de Fier-Djerdap | RPDFE41 XPF_DJ11 1 | 1452 | 1836 | -384 | 79 | 901 | AC
RO-UA_CO_00001 | N-1 TIE 400 kV Rosiori-Mukacevo | [RO-RS] [DIR] TIE 400 kV Portile de Fier-Djerdap | RPDFE41 XPF_DJ11 1 | 1451 | 1836 | -385 | 79 | 899 | AC
RO_CO_00052 | N-1 OHL 400 kV Sofia Zapad -Nis | [RO-RS] [DIR] TIE 400 kV Portile de Fier-Djerdap | RPDFE41 XPF_DJ11 1 | 1436 | 1836 | -400 | 78 | 886 | AC
RO-HU_CO_00002 | N-1 TIE 400 kV Nadab-Bekescsaba | [RO-RS] [DIR] TIE 400 kV Portile de Fier-Djerdap | RPDFE41 XPF_DJ11 1 | 1436 | 1836 | -400 | 78 | 887 | AC
RO-HU_CO_00001 | N-1 TIE 400 kV Arad-Sandorfalva | [RO-RS] [DIR] TIE 400 kV Portile de Fier-Djerdap | RPDFE41 XPF_DJ11 1 | 1429 | 1836 | -407 | 78 | 882 | AC
RO_CO_00027 | N-1 TRA 400/220 kV AT3 Arad | [RO-RS] [DIR] TIE 400 kV Portile de Fier-Djerdap | RPDFE41 XPF_DJ11 1 | 1422 | 1836 | -414 | 77 | 876 | AC
RO_CO_00034 | N-1 TRA 400/220 kV AT2 Portile de Fier | [RO-RO] [OPP] TRA 400/220 kV AT1 Portile de Fier | RPDFE41 RPDF222 1 | 963 | 1248 | -286 | 77 | 387 | AC
RO_CO_00028 | N-1 TRA 400/220 kV AT1 Portile de Fier | [RO-RO] [OPP] TRA 400/220 kV AT2 Portile de Fier | RPDF241 RPDF222 2 | 963 | 1248 | -286 | 77 | 387 | AC
RO_CO_00035 | N-1 TRA 400/220 kV AT3 Portile de Fier | [RO-RO] [OPP] TRA 400/220 kV AT2 Portile de Fier | RPDF241 RPDF222 2 | 960 | 1248 | -288 | 77 | 386 | AC
RO_CO_00035 | N-1 TRA 400/220 kV AT3 Portile de Fier | [RO-RO] [OPP] TRA 400/220 kV AT1 Portile de Fier | RPDFE41 RPDF222 1 | 960 | 1248 | -288 | 77 | 386 | AC
RO_CO_00034 | N-1 TRA 400/220 kV AT2 Portile de Fier | [RO-RO] [OPP] TRA 400/220 kV AT3 Portile de Fier | RPDFE41 RPDF212 3 | 957 | 1248 | -291 | 77 | 384 | AC
RO_CO_00028 | N-1 TRA 400/220 kV AT1 Portile de Fier | [RO-RO] [OPP] TRA 400/220 kV AT3 Portile de Fier | RPDFE41 RPDF212 3 | 957 | 1248 | -291 | 77 | 384 | AC
Base case | Base case | [RO-RS] [DIR] TIE 400 kV Portile de Fier-Djerdap | RPDFE41 XPF_DJ11 1 | 1402 | 1836 | -434 | 76 | 861 | AC
RO_CO_00001 | N-1 OHL 220 kV Portile de Fier-Resita 1&2 | [RO-RO] [OPP] TRA 400/220 kV AT2 Portile de Fier | RPDF241 RPDF222 2 | 916 | 1248 | -333 | 73 | 368 | AC
RO_CO_00001 | N-1 OHL 220 kV Portile de Fier-Resita 1&2 | [RO-RO] [OPP] TRA 400/220 kV AT1 Portile de Fier | RPDFE41 RPDF222 1 | 916 | 1248 | -333 | 73 | 368 | AC
RO_CO_00001 | N-1 OHL 220 kV Portile de Fier-Resita 1&2 | [RO-RO] [OPP] TRA 400/220 kV AT3 Portile de Fier | RPDFE41 RPDF212 3 | 910 | 1248 | -338 | 73 | 366 | AC