## 0030
Detailed results
Generated at: | 13/04/2026 22:06:51
Business day: | 2026-04-15
Horizon: | 2DA
Timestamp | 00:30
Border & direction: | South-Romania Importing
Remedial actions | False
Margin satisfied | True
Final step | Margin Calculation
TTC [MW]: | 3365.54
Loading threshold | 0.7
Limiting CNEC | N-1 TIE 400 kV TINTARENI-KOZLODUI 2/[RO-RS] [OPP] TIE 400 kV Portile de Fier-Djerdap
Applied RAs
Non Costly RAO
CO ID | RA ID | Name of the RA | Usage | Type | Location | Status | Details
Costly RAO
RA RD ID | TSO | Generator Name | Minimum Power [MW] | Maximum Power [MW] | RDP- | RDP+ | P [MW] before RAO | P [MW] after RAO | P0 [MW] | Plimit+ [MW] | Plimit- [MW] | Started up | Shutdown
Non Costly Reduction
CO ID | RA ID | Name of the RA | Usage | Type | Location | Status | Details
Limiting CNECs
CO ID | Name of the CO | Name of the CNE | CNE UCTE branch | Calculated I (A) | I max (PATL) | Margin (A) | Loading (%) | Flow [MW] | LF type
RO-BG_CO_00001 | N-1 TIE 400 kV TINTARENI-KOZLODUI 1 | [RO-RS] [OPP] TIE 400 kV Portile de Fier-Djerdap | RPDFE41 XPF_DJ11 1 | 1844 | 1836 | 8 | 100 | -1310 | AC
RO-BG_CO_00002 | N-1 TIE 400 kV TINTARENI-KOZLODUI 2 | [RO-RS] [OPP] TIE 400 kV Portile de Fier-Djerdap | RPDFE41 XPF_DJ11 1 | 1844 | 1836 | 8 | 100 | -1310 | AC
RO-HU_CO_00001 | N-1 TIE 400 kV Arad-Sandorfalva | [RO-RS] [OPP] TIE 400 kV Portile de Fier-Djerdap | RPDFE41 XPF_DJ11 1 | 1744 | 1836 | -92 | 95 | -1239 | AC
RO-UA_CO_00001 | N-1 TIE 400 kV Rosiori-Mukacevo | [RO-RS] [OPP] TIE 400 kV Portile de Fier-Djerdap | RPDFE41 XPF_DJ11 1 | 1740 | 1836 | -96 | 95 | -1236 | AC
RO-RS_CO_00003 | N-1 TIE 400 kV Resita-Pancevo c2 | [RO-RS] [OPP] TIE 400 kV Portile de Fier-Djerdap | RPDFE41 XPF_DJ11 1 | 1740 | 1836 | -96 | 95 | -1237 | AC
RO-RS_CO_00004 | N-1 TIE 400 kV Resita-Pancevo c1 | [RO-RS] [OPP] TIE 400 kV Portile de Fier-Djerdap | RPDFE41 XPF_DJ11 1 | 1740 | 1836 | -96 | 95 | -1237 | AC
RO-HU_CO_00002 | N-1 TIE 400 kV Nadab-Bekescsaba | [RO-RS] [OPP] TIE 400 kV Portile de Fier-Djerdap | RPDFE41 XPF_DJ11 1 | 1730 | 1836 | -106 | 94 | -1229 | AC
RO_CO_00027 | N-1 TRA 400/220 kV AT3 Arad | [RO-RS] [OPP] TIE 400 kV Portile de Fier-Djerdap | RPDFE41 XPF_DJ11 1 | 1727 | 1836 | -109 | 94 | -1227 | AC
RO_CO_00002 | N-1 OHL 400 kV Mintia-Arad | [RO-RS] [OPP] TIE 400 kV Portile de Fier-Djerdap | RPDFE41 XPF_DJ11 1 | 1724 | 1836 | -112 | 94 | -1225 | AC
Base case | Base case | [RO-RS] [OPP] TIE 400 kV Portile de Fier-Djerdap | RPDFE41 XPF_DJ11 1 | 1709 | 1836 | -127 | 93 | -1213 | AC
RO-MD_CO_00001 | N-1 TIE 400 kV Isaccea - Vulcanesti | [RO-RS] [OPP] TIE 400 kV Portile de Fier-Djerdap | RPDFE41 XPF_DJ11 1 | 1683 | 1836 | -153 | 92 | -1194 | AC
RO_CO_00029 | N-1 OHL 220 kV Resita-Timisoara 1&2 | [RO-RS] [OPP] TIE 400 kV Portile de Fier-Djerdap | RPDFE41 XPF_DJ11 1 | 1622 | 1836 | -214 | 88 | -1151 | AC
RO_CO_00001 | N-1 OHL 220 kV Portile de Fier-Resita 1&2 | [RO-RS] [OPP] TIE 400 kV Portile de Fier-Djerdap | RPDFE41 XPF_DJ11 1 | 1613 | 1836 | -223 | 88 | -1146 | AC
RO_CO_00009 | N-1 OHL 400 kV Iernut-Sibiu Sud | [RO-RO] [DIR] TRA 400/220 kV AT Rosiori | RROS241 RROSI22 2 | 878 | 999 | -122 | 88 | 329 | AC
RO_CO_00052 | N-1 OHL 400 kV Sofia Zapad -Nis | [RO-RS] [OPP] TIE 400 kV Portile de Fier-Djerdap | RPDFE41 XPF_DJ11 1 | 1608 | 1836 | -228 | 88 | -1140 | AC
BG_RO_CO_00002 | N-1 TIE 400 kV TINTARENI-KOZLODUI 2 | [BG-RO] [OPP] TIE 400 kV TINTARENI-KOZLODUI 1 | XKO_TI11 VAECKO11 1 | 1556 | 1890 | -334 | 82 | 1109 | AC
BG_RO_CO_00001 | N-1 TIE 400 kV TINTARENI-KOZLODUI 1 | [BG-RO] [OPP] TIE 400 kV TINTARENI-KOZLODUI 2 | XKO_TI12 VAECKO11 1 | 1556 | 1890 | -334 | 82 | 1109 | AC
RO-BG_CO_00001 | N-1 TIE 400 kV TINTARENI-KOZLODUI 1 | [RO-BG] [OPP] TIE 400 kV TINTARENI-KOZLODUI 2 | RTINTB1 XKO_TI12 1 | 1556 | 1920 | -364 | 81 | -1081 | AC
RO-BG_CO_00002 | N-1 TIE 400 kV TINTARENI-KOZLODUI 2 | [RO-BG] [OPP] TIE 400 kV TINTARENI-KOZLODUI 1 | RTINTB1 XKO_TI11 1 | 1556 | 1920 | -364 | 81 | -1081 | AC
Base case | Base case | [RO-RO] [DIR] TRA 400/220 kV AT Rosiori | RROS241 RROSI22 2 | 807 | 999 | -192 | 81 | 308 | AC
RO_CO_00031 | N-1 OHL 220 kV Resita-Timisoara c2 | [RO-RO] [DIR] OHL 220 kV Resita-Timisoara c1 | RRESI12 RTIMI12 1 | 765 | 960 | -195 | 80 | 309 | AC

## 0130
Detailed results
Generated at: | 13/04/2026 22:06:51
Business day: | 2026-04-15
Horizon: | 2DA
Timestamp | 01:30
Border & direction: | South-Romania Importing
Remedial actions | False
Margin satisfied | True
Final step | Margin Calculation
TTC [MW]: | 3346.99
Loading threshold | 0.7
Limiting CNEC | N-1 TIE 400 kV TINTARENI-KOZLODUI 1/[RO-RS] [OPP] TIE 400 kV Portile de Fier-Djerdap
Applied RAs
Non Costly RAO
CO ID | RA ID | Name of the RA | Usage | Type | Location | Status | Details
Costly RAO
RA RD ID | TSO | Generator Name | Minimum Power [MW] | Maximum Power [MW] | RDP- | RDP+ | P [MW] before RAO | P [MW] after RAO | P0 [MW] | Plimit+ [MW] | Plimit- [MW] | Started up | Shutdown
Non Costly Reduction
CO ID | RA ID | Name of the RA | Usage | Type | Location | Status | Details
Limiting CNECs
CO ID | Name of the CO | Name of the CNE | CNE UCTE branch | Calculated I (A) | I max (PATL) | Margin (A) | Loading (%) | Flow [MW] | LF type
RO_CO_00009 | N-1 OHL 400 kV Iernut-Sibiu Sud | [RO-RO] [DIR] TRA 400/220 kV AT Rosiori | RROS241 RROSI22 2 | 1014 | 999 | 15 | 101 | 378 | AC
RO-BG_CO_00001 | N-1 TIE 400 kV TINTARENI-KOZLODUI 1 | [RO-RS] [OPP] TIE 400 kV Portile de Fier-Djerdap | RPDFE41 XPF_DJ11 1 | 1843 | 1836 | 7 | 100 | -1310 | AC
RO-BG_CO_00002 | N-1 TIE 400 kV TINTARENI-KOZLODUI 2 | [RO-RS] [OPP] TIE 400 kV Portile de Fier-Djerdap | RPDFE41 XPF_DJ11 1 | 1843 | 1836 | 7 | 100 | -1310 | AC
RO-RS_CO_00003 | N-1 TIE 400 kV Resita-Pancevo c2 | [RO-RS] [OPP] TIE 400 kV Portile de Fier-Djerdap | RPDFE41 XPF_DJ11 1 | 1760 | 1836 | -76 | 96 | -1252 | AC
RO-RS_CO_00004 | N-1 TIE 400 kV Resita-Pancevo c1 | [RO-RS] [OPP] TIE 400 kV Portile de Fier-Djerdap | RPDFE41 XPF_DJ11 1 | 1760 | 1836 | -76 | 96 | -1252 | AC
RO-HU_CO_00001 | N-1 TIE 400 kV Arad-Sandorfalva | [RO-RS] [OPP] TIE 400 kV Portile de Fier-Djerdap | RPDFE41 XPF_DJ11 1 | 1760 | 1836 | -76 | 96 | -1251 | AC
RO-UA_CO_00001 | N-1 TIE 400 kV Rosiori-Mukacevo | [RO-RS] [OPP] TIE 400 kV Portile de Fier-Djerdap | RPDFE41 XPF_DJ11 1 | 1759 | 1836 | -77 | 96 | -1250 | AC
RO-HU_CO_00002 | N-1 TIE 400 kV Nadab-Bekescsaba | [RO-RS] [OPP] TIE 400 kV Portile de Fier-Djerdap | RPDFE41 XPF_DJ11 1 | 1747 | 1836 | -89 | 95 | -1241 | AC
RO_CO_00002 | N-1 OHL 400 kV Mintia-Arad | [RO-RS] [OPP] TIE 400 kV Portile de Fier-Djerdap | RPDFE41 XPF_DJ11 1 | 1742 | 1836 | -94 | 95 | -1238 | AC
RO_CO_00027 | N-1 TRA 400/220 kV AT3 Arad | [RO-RS] [OPP] TIE 400 kV Portile de Fier-Djerdap | RPDFE41 XPF_DJ11 1 | 1739 | 1836 | -97 | 95 | -1236 | AC
Base case | Base case | [RO-RO] [DIR] TRA 400/220 kV AT Rosiori | RROS241 RROSI22 2 | 944 | 999 | -55 | 94 | 359 | AC
Base case | Base case | [RO-RS] [OPP] TIE 400 kV Portile de Fier-Djerdap | RPDFE41 XPF_DJ11 1 | 1715 | 1836 | -121 | 93 | -1218 | AC
RO-MD_CO_00001 | N-1 TIE 400 kV Isaccea - Vulcanesti | [RO-RS] [OPP] TIE 400 kV Portile de Fier-Djerdap | RPDFE41 XPF_DJ11 1 | 1698 | 1836 | -138 | 92 | -1206 | AC
RO_CO_00052 | N-1 OHL 400 kV Sofia Zapad -Nis | [RO-RS] [OPP] TIE 400 kV Portile de Fier-Djerdap | RPDFE41 XPF_DJ11 1 | 1637 | 1836 | -199 | 89 | -1162 | AC
RO_CO_00029 | N-1 OHL 220 kV Resita-Timisoara 1&2 | [RO-RS] [OPP] TIE 400 kV Portile de Fier-Djerdap | RPDFE41 XPF_DJ11 1 | 1634 | 1836 | -202 | 89 | -1161 | AC
RO_CO_00001 | N-1 OHL 220 kV Portile de Fier-Resita 1&2 | [RO-RS] [OPP] TIE 400 kV Portile de Fier-Djerdap | RPDFE41 XPF_DJ11 1 | 1632 | 1836 | -204 | 89 | -1159 | AC
BG_RO_CO_00001 | N-1 TIE 400 kV TINTARENI-KOZLODUI 1 | [BG-RO] [OPP] TIE 400 kV TINTARENI-KOZLODUI 2 | XKO_TI12 VAECKO11 1 | 1471 | 1890 | -419 | 78 | 1048 | AC
BG_RO_CO_00002 | N-1 TIE 400 kV TINTARENI-KOZLODUI 2 | [BG-RO] [OPP] TIE 400 kV TINTARENI-KOZLODUI 1 | XKO_TI11 VAECKO11 1 | 1471 | 1890 | -419 | 78 | 1048 | AC
RO-BG_CO_00001 | N-1 TIE 400 kV TINTARENI-KOZLODUI 1 | [RO-BG] [OPP] TIE 400 kV TINTARENI-KOZLODUI 2 | RTINTB1 XKO_TI12 1 | 1471 | 1920 | -449 | 77 | -1024 | AC
RO-BG_CO_00002 | N-1 TIE 400 kV TINTARENI-KOZLODUI 2 | [RO-BG] [OPP] TIE 400 kV TINTARENI-KOZLODUI 1 | RTINTB1 XKO_TI11 1 | 1471 | 1920 | -449 | 77 | -1024 | AC
RO_CO_00031 | N-1 OHL 220 kV Resita-Timisoara c2 | [RO-RO] [DIR] OHL 220 kV Resita-Timisoara c1 | RRESI12 RTIMI12 1 | 710 | 960 | -250 | 74 | 287 | AC

## 0230
Detailed results
Generated at: | 13/04/2026 22:06:51
Business day: | 2026-04-15
Horizon: | 2DA
Timestamp | 02:30
Border & direction: | South-Romania Importing
Remedial actions | False
Margin satisfied | True
Final step | Margin Calculation
TTC [MW]: | 3435.39
Loading threshold | 0.7
Limiting CNEC | N-1 TIE 400 kV TINTARENI-KOZLODUI 1/[RO-RS] [OPP] TIE 400 kV Portile de Fier-Djerdap
Applied RAs
Non Costly RAO
CO ID | RA ID | Name of the RA | Usage | Type | Location | Status | Details
Costly RAO
RA RD ID | TSO | Generator Name | Minimum Power [MW] | Maximum Power [MW] | RDP- | RDP+ | P [MW] before RAO | P [MW] after RAO | P0 [MW] | Plimit+ [MW] | Plimit- [MW] | Started up | Shutdown
Non Costly Reduction
CO ID | RA ID | Name of the RA | Usage | Type | Location | Status | Details
Limiting CNECs
CO ID | Name of the CO | Name of the CNE | CNE UCTE branch | Calculated I (A) | I max (PATL) | Margin (A) | Loading (%) | Flow [MW] | LF type
RO_CO_00009 | N-1 OHL 400 kV Iernut-Sibiu Sud | [RO-RO] [DIR] TRA 400/220 kV AT Rosiori | RROS241 RROSI22 2 | 1035 | 999 | 36 | 104 | 386 | AC
RO-BG_CO_00002 | N-1 TIE 400 kV TINTARENI-KOZLODUI 2 | [RO-RS] [OPP] TIE 400 kV Portile de Fier-Djerdap | RPDFE41 XPF_DJ11 1 | 1838 | 1836 | 2 | 100 | -1313 | AC
RO-BG_CO_00001 | N-1 TIE 400 kV TINTARENI-KOZLODUI 1 | [RO-RS] [OPP] TIE 400 kV Portile de Fier-Djerdap | RPDFE41 XPF_DJ11 1 | 1838 | 1836 | 2 | 100 | -1313 | AC
Base case | Base case | [RO-RO] [DIR] TRA 400/220 kV AT Rosiori | RROS241 RROSI22 2 | 966 | 999 | -33 | 97 | 367 | AC
RO-RS_CO_00003 | N-1 TIE 400 kV Resita-Pancevo c2 | [RO-RS] [OPP] TIE 400 kV Portile de Fier-Djerdap | RPDFE41 XPF_DJ11 1 | 1759 | 1836 | -77 | 96 | -1257 | AC
RO-RS_CO_00004 | N-1 TIE 400 kV Resita-Pancevo c1 | [RO-RS] [OPP] TIE 400 kV Portile de Fier-Djerdap | RPDFE41 XPF_DJ11 1 | 1759 | 1836 | -77 | 96 | -1257 | AC
RO-HU_CO_00001 | N-1 TIE 400 kV Arad-Sandorfalva | [RO-RS] [OPP] TIE 400 kV Portile de Fier-Djerdap | RPDFE41 XPF_DJ11 1 | 1754 | 1836 | -82 | 96 | -1253 | AC
RO-UA_CO_00001 | N-1 TIE 400 kV Rosiori-Mukacevo | [RO-RS] [OPP] TIE 400 kV Portile de Fier-Djerdap | RPDFE41 XPF_DJ11 1 | 1753 | 1836 | -83 | 95 | -1252 | AC
RO-HU_CO_00002 | N-1 TIE 400 kV Nadab-Bekescsaba | [RO-RS] [OPP] TIE 400 kV Portile de Fier-Djerdap | RPDFE41 XPF_DJ11 1 | 1740 | 1836 | -96 | 95 | -1243 | AC
RO_CO_00002 | N-1 OHL 400 kV Mintia-Arad | [RO-RS] [OPP] TIE 400 kV Portile de Fier-Djerdap | RPDFE41 XPF_DJ11 1 | 1736 | 1836 | -100 | 95 | -1240 | AC
RO_CO_00027 | N-1 TRA 400/220 kV AT3 Arad | [RO-RS] [OPP] TIE 400 kV Portile de Fier-Djerdap | RPDFE41 XPF_DJ11 1 | 1732 | 1836 | -104 | 94 | -1237 | AC
Base case | Base case | [RO-RS] [OPP] TIE 400 kV Portile de Fier-Djerdap | RPDFE41 XPF_DJ11 1 | 1707 | 1836 | -129 | 93 | -1219 | AC
RO-MD_CO_00001 | N-1 TIE 400 kV Isaccea - Vulcanesti | [RO-RS] [OPP] TIE 400 kV Portile de Fier-Djerdap | RPDFE41 XPF_DJ11 1 | 1691 | 1836 | -145 | 92 | -1207 | AC
RO_CO_00052 | N-1 OHL 400 kV Sofia Zapad -Nis | [RO-RS] [OPP] TIE 400 kV Portile de Fier-Djerdap | RPDFE41 XPF_DJ11 1 | 1638 | 1836 | -198 | 89 | -1169 | AC
RO_CO_00029 | N-1 OHL 220 kV Resita-Timisoara 1&2 | [RO-RS] [OPP] TIE 400 kV Portile de Fier-Djerdap | RPDFE41 XPF_DJ11 1 | 1626 | 1836 | -210 | 89 | -1161 | AC
RO_CO_00001 | N-1 OHL 220 kV Portile de Fier-Resita 1&2 | [RO-RS] [OPP] TIE 400 kV Portile de Fier-Djerdap | RPDFE41 XPF_DJ11 1 | 1626 | 1836 | -210 | 89 | -1161 | AC
BG_RO_CO_00001 | N-1 TIE 400 kV TINTARENI-KOZLODUI 1 | [BG-RO] [OPP] TIE 400 kV TINTARENI-KOZLODUI 2 | XKO_TI12 VAECKO11 1 | 1498 | 1890 | -392 | 79 | 1068 | AC
BG_RO_CO_00002 | N-1 TIE 400 kV TINTARENI-KOZLODUI 2 | [BG-RO] [OPP] TIE 400 kV TINTARENI-KOZLODUI 1 | XKO_TI11 VAECKO11 1 | 1498 | 1890 | -392 | 79 | 1068 | AC
RO-BG_CO_00002 | N-1 TIE 400 kV TINTARENI-KOZLODUI 2 | [RO-BG] [OPP] TIE 400 kV TINTARENI-KOZLODUI 1 | RTINTB1 XKO_TI11 1 | 1498 | 1920 | -422 | 78 | -1042 | AC
RO-BG_CO_00001 | N-1 TIE 400 kV TINTARENI-KOZLODUI 1 | [RO-BG] [OPP] TIE 400 kV TINTARENI-KOZLODUI 2 | RTINTB1 XKO_TI12 1 | 1498 | 1920 | -422 | 78 | -1042 | AC
RO_CO_00031 | N-1 OHL 220 kV Resita-Timisoara c2 | [RO-RO] [DIR] OHL 220 kV Resita-Timisoara c1 | RRESI12 RTIMI12 1 | 708 | 960 | -252 | 74 | 287 | AC

## 0330
Detailed results
Generated at: | 13/04/2026 22:06:51
Business day: | 2026-04-15
Horizon: | 2DA
Timestamp | 03:30
Border & direction: | South-Romania Importing
Remedial actions | False
Margin satisfied | True
Final step | Margin Calculation
TTC [MW]: | 3624.06
Loading threshold | 0.7
Limiting CNEC | N-1 TIE 400 kV TINTARENI-KOZLODUI 1/[RO-RS] [OPP] TIE 400 kV Portile de Fier-Djerdap
Applied RAs
Non Costly RAO
CO ID | RA ID | Name of the RA | Usage | Type | Location | Status | Details
Costly RAO
RA RD ID | TSO | Generator Name | Minimum Power [MW] | Maximum Power [MW] | RDP- | RDP+ | P [MW] before RAO | P [MW] after RAO | P0 [MW] | Plimit+ [MW] | Plimit- [MW] | Started up | Shutdown
Non Costly Reduction
CO ID | RA ID | Name of the RA | Usage | Type | Location | Status | Details
Limiting CNECs
CO ID | Name of the CO | Name of the CNE | CNE UCTE branch | Calculated I (A) | I max (PATL) | Margin (A) | Loading (%) | Flow [MW] | LF type
RO_CO_00009 | N-1 OHL 400 kV Iernut-Sibiu Sud | [RO-RO] [DIR] TRA 400/220 kV AT Rosiori | RROS241 RROSI22 2 | 1097 | 999 | 98 | 110 | 408 | AC
Base case | Base case | [RO-RO] [DIR] TRA 400/220 kV AT Rosiori | RROS241 RROSI22 2 | 1027 | 999 | 28 | 103 | 390 | AC
RO-BG_CO_00001 | N-1 TIE 400 kV TINTARENI-KOZLODUI 1 | [RO-RS] [OPP] TIE 400 kV Portile de Fier-Djerdap | RPDFE41 XPF_DJ11 1 | 1845 | 1836 | 9 | 100 | -1322 | AC
RO-BG_CO_00002 | N-1 TIE 400 kV TINTARENI-KOZLODUI 2 | [RO-RS] [OPP] TIE 400 kV Portile de Fier-Djerdap | RPDFE41 XPF_DJ11 1 | 1845 | 1836 | 9 | 100 | -1322 | AC
RO-RS_CO_00003 | N-1 TIE 400 kV Resita-Pancevo c2 | [RO-RS] [OPP] TIE 400 kV Portile de Fier-Djerdap | RPDFE41 XPF_DJ11 1 | 1773 | 1836 | -63 | 97 | -1271 | AC
RO-RS_CO_00004 | N-1 TIE 400 kV Resita-Pancevo c1 | [RO-RS] [OPP] TIE 400 kV Portile de Fier-Djerdap | RPDFE41 XPF_DJ11 1 | 1773 | 1836 | -63 | 97 | -1271 | AC
RO-HU_CO_00001 | N-1 TIE 400 kV Arad-Sandorfalva | [RO-RS] [OPP] TIE 400 kV Portile de Fier-Djerdap | RPDFE41 XPF_DJ11 1 | 1761 | 1836 | -75 | 96 | -1262 | AC
RO-UA_CO_00001 | N-1 TIE 400 kV Rosiori-Mukacevo | [RO-RS] [OPP] TIE 400 kV Portile de Fier-Djerdap | RPDFE41 XPF_DJ11 1 | 1760 | 1836 | -76 | 96 | -1261 | AC
RO-HU_CO_00002 | N-1 TIE 400 kV Nadab-Bekescsaba | [RO-RS] [OPP] TIE 400 kV Portile de Fier-Djerdap | RPDFE41 XPF_DJ11 1 | 1747 | 1836 | -89 | 95 | -1252 | AC
RO_CO_00002 | N-1 OHL 400 kV Mintia-Arad | [RO-RS] [OPP] TIE 400 kV Portile de Fier-Djerdap | RPDFE41 XPF_DJ11 1 | 1743 | 1836 | -93 | 95 | -1249 | AC
RO_CO_00027 | N-1 TRA 400/220 kV AT3 Arad | [RO-RS] [OPP] TIE 400 kV Portile de Fier-Djerdap | RPDFE41 XPF_DJ11 1 | 1736 | 1836 | -100 | 95 | -1244 | AC
Base case | Base case | [RO-RS] [OPP] TIE 400 kV Portile de Fier-Djerdap | RPDFE41 XPF_DJ11 1 | 1708 | 1836 | -128 | 93 | -1224 | AC
RO-MD_CO_00001 | N-1 TIE 400 kV Isaccea - Vulcanesti | [RO-RS] [OPP] TIE 400 kV Portile de Fier-Djerdap | RPDFE41 XPF_DJ11 1 | 1696 | 1836 | -140 | 92 | -1215 | AC
RO_CO_00052 | N-1 OHL 400 kV Sofia Zapad -Nis | [RO-RS] [OPP] TIE 400 kV Portile de Fier-Djerdap | RPDFE41 XPF_DJ11 1 | 1644 | 1836 | -192 | 90 | -1178 | AC
RO_CO_00001 | N-1 OHL 220 kV Portile de Fier-Resita 1&2 | [RO-RS] [OPP] TIE 400 kV Portile de Fier-Djerdap | RPDFE41 XPF_DJ11 1 | 1631 | 1836 | -205 | 89 | -1169 | AC
RO_CO_00029 | N-1 OHL 220 kV Resita-Timisoara 1&2 | [RO-RS] [OPP] TIE 400 kV Portile de Fier-Djerdap | RPDFE41 XPF_DJ11 1 | 1627 | 1836 | -209 | 89 | -1166 | AC
BG_RO_CO_00002 | N-1 TIE 400 kV TINTARENI-KOZLODUI 2 | [BG-RO] [OPP] TIE 400 kV TINTARENI-KOZLODUI 1 | XKO_TI11 VAECKO11 1 | 1556 | 1890 | -334 | 82 | 1109 | AC
BG_RO_CO_00001 | N-1 TIE 400 kV TINTARENI-KOZLODUI 1 | [BG-RO] [OPP] TIE 400 kV TINTARENI-KOZLODUI 2 | XKO_TI12 VAECKO11 1 | 1556 | 1890 | -334 | 82 | 1109 | AC
RO-BG_CO_00001 | N-1 TIE 400 kV TINTARENI-KOZLODUI 1 | [RO-BG] [OPP] TIE 400 kV TINTARENI-KOZLODUI 2 | RTINTB1 XKO_TI12 1 | 1556 | 1920 | -364 | 81 | -1082 | AC
RO-BG_CO_00002 | N-1 TIE 400 kV TINTARENI-KOZLODUI 2 | [RO-BG] [OPP] TIE 400 kV TINTARENI-KOZLODUI 1 | RTINTB1 XKO_TI11 1 | 1556 | 1920 | -364 | 81 | -1082 | AC
RO_CO_00031 | N-1 OHL 220 kV Resita-Timisoara c2 | [RO-RO] [DIR] OHL 220 kV Resita-Timisoara c1 | RRESI12 RTIMI12 1 | 714 | 960 | -246 | 74 | 289 | AC
RO-HU_CO_00002 | N-1 TIE 400 kV Nadab-Bekescsaba | [RO-HU] [OPP] TIE 400 kV Arad-Sandorfalva | RARA4D1 XSA_AR11 1 | 1148 | 1600 | -452 | 72 | -771 | AC

## 0430
Detailed results
Generated at: | 13/04/2026 22:06:52
Business day: | 2026-04-15
Horizon: | 2DA
Timestamp | 04:30
Border & direction: | South-Romania Importing
Remedial actions | False
Margin satisfied | True
Final step | Margin Calculation
TTC [MW]: | 3595.18
Loading threshold | 0.7
Limiting CNEC | N-1 TIE 400 kV TINTARENI-KOZLODUI 2/[RO-RS] [OPP] TIE 400 kV Portile de Fier-Djerdap
Applied RAs
Non Costly RAO
CO ID | RA ID | Name of the RA | Usage | Type | Location | Status | Details
Costly RAO
RA RD ID | TSO | Generator Name | Minimum Power [MW] | Maximum Power [MW] | RDP- | RDP+ | P [MW] before RAO | P [MW] after RAO | P0 [MW] | Plimit+ [MW] | Plimit- [MW] | Started up | Shutdown
Non Costly Reduction
CO ID | RA ID | Name of the RA | Usage | Type | Location | Status | Details
Limiting CNECs
CO ID | Name of the CO | Name of the CNE | CNE UCTE branch | Calculated I (A) | I max (PATL) | Margin (A) | Loading (%) | Flow [MW] | LF type
RO_CO_00009 | N-1 OHL 400 kV Iernut-Sibiu Sud | [RO-RO] [DIR] TRA 400/220 kV AT Rosiori | RROS241 RROSI22 2 | 1089 | 999 | 90 | 109 | 404 | AC
Base case | Base case | [RO-RO] [DIR] TRA 400/220 kV AT Rosiori | RROS241 RROSI22 2 | 1020 | 999 | 21 | 102 | 387 | AC
RO-BG_CO_00002 | N-1 TIE 400 kV TINTARENI-KOZLODUI 2 | [RO-RS] [OPP] TIE 400 kV Portile de Fier-Djerdap | RPDFE41 XPF_DJ11 1 | 1834 | 1836 | -2 | 100 | -1315 | AC
RO-BG_CO_00001 | N-1 TIE 400 kV TINTARENI-KOZLODUI 1 | [RO-RS] [OPP] TIE 400 kV Portile de Fier-Djerdap | RPDFE41 XPF_DJ11 1 | 1834 | 1836 | -2 | 100 | -1315 | AC
RO-RS_CO_00003 | N-1 TIE 400 kV Resita-Pancevo c2 | [RO-RS] [OPP] TIE 400 kV Portile de Fier-Djerdap | RPDFE41 XPF_DJ11 1 | 1764 | 1836 | -72 | 96 | -1264 | AC
RO-RS_CO_00004 | N-1 TIE 400 kV Resita-Pancevo c1 | [RO-RS] [OPP] TIE 400 kV Portile de Fier-Djerdap | RPDFE41 XPF_DJ11 1 | 1764 | 1836 | -72 | 96 | -1264 | AC
RO-HU_CO_00001 | N-1 TIE 400 kV Arad-Sandorfalva | [RO-RS] [OPP] TIE 400 kV Portile de Fier-Djerdap | RPDFE41 XPF_DJ11 1 | 1753 | 1836 | -83 | 95 | -1256 | AC
RO-UA_CO_00001 | N-1 TIE 400 kV Rosiori-Mukacevo | [RO-RS] [OPP] TIE 400 kV Portile de Fier-Djerdap | RPDFE41 XPF_DJ11 1 | 1750 | 1836 | -86 | 95 | -1254 | AC
RO-HU_CO_00002 | N-1 TIE 400 kV Nadab-Bekescsaba | [RO-RS] [OPP] TIE 400 kV Portile de Fier-Djerdap | RPDFE41 XPF_DJ11 1 | 1738 | 1836 | -98 | 95 | -1246 | AC
RO_CO_00002 | N-1 OHL 400 kV Mintia-Arad | [RO-RS] [OPP] TIE 400 kV Portile de Fier-Djerdap | RPDFE41 XPF_DJ11 1 | 1735 | 1836 | -101 | 94 | -1243 | AC
RO_CO_00027 | N-1 TRA 400/220 kV AT3 Arad | [RO-RS] [OPP] TIE 400 kV Portile de Fier-Djerdap | RPDFE41 XPF_DJ11 1 | 1727 | 1836 | -109 | 94 | -1238 | AC
Base case | Base case | [RO-RS] [OPP] TIE 400 kV Portile de Fier-Djerdap | RPDFE41 XPF_DJ11 1 | 1699 | 1836 | -137 | 93 | -1217 | AC
RO-MD_CO_00001 | N-1 TIE 400 kV Isaccea - Vulcanesti | [RO-RS] [OPP] TIE 400 kV Portile de Fier-Djerdap | RPDFE41 XPF_DJ11 1 | 1689 | 1836 | -147 | 92 | -1211 | AC
RO_CO_00052 | N-1 OHL 400 kV Sofia Zapad -Nis | [RO-RS] [OPP] TIE 400 kV Portile de Fier-Djerdap | RPDFE41 XPF_DJ11 1 | 1636 | 1836 | -200 | 89 | -1172 | AC
RO_CO_00001 | N-1 OHL 220 kV Portile de Fier-Resita 1&2 | [RO-RS] [OPP] TIE 400 kV Portile de Fier-Djerdap | RPDFE41 XPF_DJ11 1 | 1623 | 1836 | -213 | 88 | -1163 | AC
RO_CO_00029 | N-1 OHL 220 kV Resita-Timisoara 1&2 | [RO-RS] [OPP] TIE 400 kV Portile de Fier-Djerdap | RPDFE41 XPF_DJ11 1 | 1619 | 1836 | -217 | 88 | -1160 | AC
BG_RO_CO_00002 | N-1 TIE 400 kV TINTARENI-KOZLODUI 2 | [BG-RO] [OPP] TIE 400 kV TINTARENI-KOZLODUI 1 | XKO_TI11 VAECKO11 1 | 1538 | 1890 | -352 | 81 | 1097 | AC
BG_RO_CO_00001 | N-1 TIE 400 kV TINTARENI-KOZLODUI 1 | [BG-RO] [OPP] TIE 400 kV TINTARENI-KOZLODUI 2 | XKO_TI12 VAECKO11 1 | 1538 | 1890 | -352 | 81 | 1097 | AC
RO-BG_CO_00001 | N-1 TIE 400 kV TINTARENI-KOZLODUI 1 | [RO-BG] [OPP] TIE 400 kV TINTARENI-KOZLODUI 2 | RTINTB1 XKO_TI12 1 | 1538 | 1920 | -382 | 80 | -1070 | AC
RO-BG_CO_00002 | N-1 TIE 400 kV TINTARENI-KOZLODUI 2 | [RO-BG] [OPP] TIE 400 kV TINTARENI-KOZLODUI 1 | RTINTB1 XKO_TI11 1 | 1538 | 1920 | -382 | 80 | -1070 | AC
RO_CO_00031 | N-1 OHL 220 kV Resita-Timisoara c2 | [RO-RO] [DIR] OHL 220 kV Resita-Timisoara c1 | RRESI12 RTIMI12 1 | 710 | 960 | -250 | 74 | 288 | AC
RO-HU_CO_00002 | N-1 TIE 400 kV Nadab-Bekescsaba | [RO-HU] [OPP] TIE 400 kV Arad-Sandorfalva | RARA4D1 XSA_AR11 1 | 1169 | 1600 | -431 | 73 | -784 | AC

## 0530
Detailed results
Generated at: | 13/04/2026 22:06:52
Business day: | 2026-04-15
Horizon: | 2DA
Timestamp | 05:30
Border & direction: | South-Romania Importing
Remedial actions | False
Margin satisfied | True
Final step | Margin Calculation
TTC [MW]: | 3579
Loading threshold | 0.7
Limiting CNEC | N-1 TIE 400 kV TINTARENI-KOZLODUI 2/[RO-RS] [OPP] TIE 400 kV Portile de Fier-Djerdap
Applied RAs
Non Costly RAO
CO ID | RA ID | Name of the RA | Usage | Type | Location | Status | Details
Costly RAO
RA RD ID | TSO | Generator Name | Minimum Power [MW] | Maximum Power [MW] | RDP- | RDP+ | P [MW] before RAO | P [MW] after RAO | P0 [MW] | Plimit+ [MW] | Plimit- [MW] | Started up | Shutdown
Non Costly Reduction
CO ID | RA ID | Name of the RA | Usage | Type | Location | Status | Details
Limiting CNECs
CO ID | Name of the CO | Name of the CNE | CNE UCTE branch | Calculated I (A) | I max (PATL) | Margin (A) | Loading (%) | Flow [MW] | LF type
RO_CO_00009 | N-1 OHL 400 kV Iernut-Sibiu Sud | [RO-RO] [DIR] TRA 400/220 kV AT Rosiori | RROS241 RROSI22 2 | 1109 | 999 | 110 | 111 | 403 | AC
Base case | Base case | [RO-RO] [DIR] TRA 400/220 kV AT Rosiori | RROS241 RROSI22 2 | 1035 | 999 | 36 | 104 | 390 | AC
RO-BG_CO_00002 | N-1 TIE 400 kV TINTARENI-KOZLODUI 2 | [RO-RS] [OPP] TIE 400 kV Portile de Fier-Djerdap | RPDFE41 XPF_DJ11 1 | 1835 | 1836 | -1 | 100 | -1315 | AC
RO-BG_CO_00001 | N-1 TIE 400 kV TINTARENI-KOZLODUI 1 | [RO-RS] [OPP] TIE 400 kV Portile de Fier-Djerdap | RPDFE41 XPF_DJ11 1 | 1835 | 1836 | -1 | 100 | -1315 | AC
RO-RS_CO_00003 | N-1 TIE 400 kV Resita-Pancevo c2 | [RO-RS] [OPP] TIE 400 kV Portile de Fier-Djerdap | RPDFE41 XPF_DJ11 1 | 1768 | 1836 | -68 | 96 | -1267 | AC
RO-RS_CO_00004 | N-1 TIE 400 kV Resita-Pancevo c1 | [RO-RS] [OPP] TIE 400 kV Portile de Fier-Djerdap | RPDFE41 XPF_DJ11 1 | 1768 | 1836 | -68 | 96 | -1267 | AC
RO-HU_CO_00001 | N-1 TIE 400 kV Arad-Sandorfalva | [RO-RS] [OPP] TIE 400 kV Portile de Fier-Djerdap | RPDFE41 XPF_DJ11 1 | 1757 | 1836 | -79 | 96 | -1259 | AC
RO-UA_CO_00001 | N-1 TIE 400 kV Rosiori-Mukacevo | [RO-RS] [OPP] TIE 400 kV Portile de Fier-Djerdap | RPDFE41 XPF_DJ11 1 | 1753 | 1836 | -83 | 95 | -1256 | AC
RO-HU_CO_00002 | N-1 TIE 400 kV Nadab-Bekescsaba | [RO-RS] [OPP] TIE 400 kV Portile de Fier-Djerdap | RPDFE41 XPF_DJ11 1 | 1742 | 1836 | -94 | 95 | -1248 | AC
RO_CO_00002 | N-1 OHL 400 kV Mintia-Arad | [RO-RS] [OPP] TIE 400 kV Portile de Fier-Djerdap | RPDFE41 XPF_DJ11 1 | 1739 | 1836 | -97 | 95 | -1246 | AC
RO_CO_00027 | N-1 TRA 400/220 kV AT3 Arad | [RO-RS] [OPP] TIE 400 kV Portile de Fier-Djerdap | RPDFE41 XPF_DJ11 1 | 1729 | 1836 | -107 | 94 | -1239 | AC
Base case | Base case | [RO-RS] [OPP] TIE 400 kV Portile de Fier-Djerdap | RPDFE41 XPF_DJ11 1 | 1698 | 1836 | -138 | 92 | -1217 | AC
RO-MD_CO_00001 | N-1 TIE 400 kV Isaccea - Vulcanesti | [RO-RS] [OPP] TIE 400 kV Portile de Fier-Djerdap | RPDFE41 XPF_DJ11 1 | 1690 | 1836 | -146 | 92 | -1211 | AC
RO_CO_00052 | N-1 OHL 400 kV Sofia Zapad -Nis | [RO-RS] [OPP] TIE 400 kV Portile de Fier-Djerdap | RPDFE41 XPF_DJ11 1 | 1643 | 1836 | -193 | 90 | -1178 | AC
RO_CO_00001 | N-1 OHL 220 kV Portile de Fier-Resita 1&2 | [RO-RS] [OPP] TIE 400 kV Portile de Fier-Djerdap | RPDFE41 XPF_DJ11 1 | 1626 | 1836 | -210 | 89 | -1165 | AC
RO_CO_00029 | N-1 OHL 220 kV Resita-Timisoara 1&2 | [RO-RS] [OPP] TIE 400 kV Portile de Fier-Djerdap | RPDFE41 XPF_DJ11 1 | 1621 | 1836 | -215 | 88 | -1162 | AC
RO-UA_CO_00001 | N-1 TIE 400 kV Rosiori-Mukacevo | [RO-RO] [DIR] TRA 400/220 kV AT Rosiori | RROS241 RROSI22 2 | 852 | 999 | -147 | 85 | 308 | AC
BG_RO_CO_00001 | N-1 TIE 400 kV TINTARENI-KOZLODUI 1 | [BG-RO] [OPP] TIE 400 kV TINTARENI-KOZLODUI 2 | XKO_TI12 VAECKO11 1 | 1543 | 1890 | -347 | 82 | 1098 | AC
BG_RO_CO_00002 | N-1 TIE 400 kV TINTARENI-KOZLODUI 2 | [BG-RO] [OPP] TIE 400 kV TINTARENI-KOZLODUI 1 | XKO_TI11 VAECKO11 1 | 1543 | 1890 | -347 | 82 | 1098 | AC
RO-BG_CO_00001 | N-1 TIE 400 kV TINTARENI-KOZLODUI 1 | [RO-BG] [OPP] TIE 400 kV TINTARENI-KOZLODUI 2 | RTINTB1 XKO_TI12 1 | 1543 | 1920 | -377 | 80 | -1071 | AC
RO-BG_CO_00002 | N-1 TIE 400 kV TINTARENI-KOZLODUI 2 | [RO-BG] [OPP] TIE 400 kV TINTARENI-KOZLODUI 1 | RTINTB1 XKO_TI11 1 | 1543 | 1920 | -377 | 80 | -1071 | AC
RO-HU_CO_00002 | N-1 TIE 400 kV Nadab-Bekescsaba | [RO-HU] [OPP] TIE 400 kV Arad-Sandorfalva | RARA4D1 XSA_AR11 1 | 1263 | 1600 | -337 | 79 | -840 | AC
RO-RS_CO_00003 | N-1 TIE 400 kV Resita-Pancevo c2 | [RO-RO] [DIR] TRA 400/220 kV AT3 Arad | RARA4D1 RARAD22 3 | 425 | 577 | -152 | 74 | 269 | AC
RO_CO_00031 | N-1 OHL 220 kV Resita-Timisoara c2 | [RO-RO] [DIR] OHL 220 kV Resita-Timisoara c1 | RRESI12 RTIMI12 1 | 693 | 960 | -267 | 72 | 281 | AC

## 0630
Detailed results
Generated at: | 13/04/2026 22:06:52
Business day: | 2026-04-15
Horizon: | 2DA
Timestamp | 06:30
Border & direction: | South-Romania Importing
Remedial actions | False
Margin satisfied | True
Final step | Margin Calculation
TTC [MW]: | 3475.53
Loading threshold | 0.7
Limiting CNEC | N-1 TIE 400 kV TINTARENI-KOZLODUI 2/[RO-RS] [OPP] TIE 400 kV Portile de Fier-Djerdap
Applied RAs
Non Costly RAO
CO ID | RA ID | Name of the RA | Usage | Type | Location | Status | Details
Costly RAO
RA RD ID | TSO | Generator Name | Minimum Power [MW] | Maximum Power [MW] | RDP- | RDP+ | P [MW] before RAO | P [MW] after RAO | P0 [MW] | Plimit+ [MW] | Plimit- [MW] | Started up | Shutdown
Non Costly Reduction
CO ID | RA ID | Name of the RA | Usage | Type | Location | Status | Details
Limiting CNECs
CO ID | Name of the CO | Name of the CNE | CNE UCTE branch | Calculated I (A) | I max (PATL) | Margin (A) | Loading (%) | Flow [MW] | LF type
RO-BG_CO_00001 | N-1 TIE 400 kV TINTARENI-KOZLODUI 1 | [RO-RS] [OPP] TIE 400 kV Portile de Fier-Djerdap | RPDFE41 XPF_DJ11 1 | 1841 | 1836 | 5 | 100 | -1314 | AC
RO-BG_CO_00002 | N-1 TIE 400 kV TINTARENI-KOZLODUI 2 | [RO-RS] [OPP] TIE 400 kV Portile de Fier-Djerdap | RPDFE41 XPF_DJ11 1 | 1841 | 1836 | 5 | 100 | -1314 | AC
BG_RO_CO_00001 | N-1 TIE 400 kV TINTARENI-KOZLODUI 1 | [BG-RO] [OPP] TIE 400 kV TINTARENI-KOZLODUI 2 | XKO_TI12 VAECKO11 1 | 1776 | 1890 | -114 | 94 | 1264 | AC
BG_RO_CO_00002 | N-1 TIE 400 kV TINTARENI-KOZLODUI 2 | [BG-RO] [OPP] TIE 400 kV TINTARENI-KOZLODUI 1 | XKO_TI11 VAECKO11 1 | 1776 | 1890 | -114 | 94 | 1264 | AC
RO-HU_CO_00001 | N-1 TIE 400 kV Arad-Sandorfalva | [RO-RS] [OPP] TIE 400 kV Portile de Fier-Djerdap | RPDFE41 XPF_DJ11 1 | 1708 | 1836 | -128 | 93 | -1218 | AC
RO_CO_00027 | N-1 TRA 400/220 kV AT3 Arad | [RO-RS] [OPP] TIE 400 kV Portile de Fier-Djerdap | RPDFE41 XPF_DJ11 1 | 1705 | 1836 | -131 | 93 | -1216 | AC
RO-RS_CO_00003 | N-1 TIE 400 kV Resita-Pancevo c2 | [RO-RS] [OPP] TIE 400 kV Portile de Fier-Djerdap | RPDFE41 XPF_DJ11 1 | 1704 | 1836 | -132 | 93 | -1217 | AC
RO-RS_CO_00004 | N-1 TIE 400 kV Resita-Pancevo c1 | [RO-RS] [OPP] TIE 400 kV Portile de Fier-Djerdap | RPDFE41 XPF_DJ11 1 | 1704 | 1836 | -132 | 93 | -1217 | AC
RO-UA_CO_00001 | N-1 TIE 400 kV Rosiori-Mukacevo | [RO-RS] [OPP] TIE 400 kV Portile de Fier-Djerdap | RPDFE41 XPF_DJ11 1 | 1702 | 1836 | -134 | 93 | -1214 | AC
RO-BG_CO_00002 | N-1 TIE 400 kV TINTARENI-KOZLODUI 2 | [RO-BG] [OPP] TIE 400 kV TINTARENI-KOZLODUI 1 | RTINTB1 XKO_TI11 1 | 1776 | 1920 | -144 | 92 | -1228 | AC
RO-BG_CO_00001 | N-1 TIE 400 kV TINTARENI-KOZLODUI 1 | [RO-BG] [OPP] TIE 400 kV TINTARENI-KOZLODUI 2 | RTINTB1 XKO_TI12 1 | 1776 | 1920 | -144 | 92 | -1228 | AC
RO-HU_CO_00002 | N-1 TIE 400 kV Nadab-Bekescsaba | [RO-RS] [OPP] TIE 400 kV Portile de Fier-Djerdap | RPDFE41 XPF_DJ11 1 | 1694 | 1836 | -142 | 92 | -1208 | AC
Base case | Base case | [RO-RS] [OPP] TIE 400 kV Portile de Fier-Djerdap | RPDFE41 XPF_DJ11 1 | 1680 | 1836 | -156 | 91 | -1198 | AC
RO-MD_CO_00001 | N-1 TIE 400 kV Isaccea - Vulcanesti | [RO-RS] [OPP] TIE 400 kV Portile de Fier-Djerdap | RPDFE41 XPF_DJ11 1 | 1638 | 1836 | -198 | 89 | -1167 | AC
RO_CO_00029 | N-1 OHL 220 kV Resita-Timisoara 1&2 | [RO-RS] [OPP] TIE 400 kV Portile de Fier-Djerdap | RPDFE41 XPF_DJ11 1 | 1585 | 1836 | -251 | 86 | -1130 | AC
RO_CO_00001 | N-1 OHL 220 kV Portile de Fier-Resita 1&2 | [RO-RS] [OPP] TIE 400 kV Portile de Fier-Djerdap | RPDFE41 XPF_DJ11 1 | 1576 | 1836 | -260 | 86 | -1124 | AC
RO_CO_00052 | N-1 OHL 400 kV Sofia Zapad -Nis | [RO-RS] [OPP] TIE 400 kV Portile de Fier-Djerdap | RPDFE41 XPF_DJ11 1 | 1563 | 1836 | -273 | 85 | -1114 | AC
RO_CO_00031 | N-1 OHL 220 kV Resita-Timisoara c2 | [RO-RO] [DIR] OHL 220 kV Resita-Timisoara c1 | RRESI12 RTIMI12 1 | 799 | 960 | -161 | 83 | 324 | AC
RO_CO_00009 | N-1 OHL 400 kV Iernut-Sibiu Sud | [RO-RO] [DIR] TRA 400/220 kV AT Rosiori | RROS241 RROSI22 2 | 738 | 999 | -261 | 74 | 281 | AC
BG_RO_CO_00005 | N-1 TIE 400 kV MEDGIDIA SUD - DOBRUDJA | [BG-RO] [OPP] TIE 400 kV TINTARENI-KOZLODUI 1 | XKO_TI11 VAECKO11 1 | 1363 | 1890 | -527 | 72 | 969 | AC
BG_RO_CO_00005 | N-1 TIE 400 kV MEDGIDIA SUD - DOBRUDJA | [BG-RO] [OPP] TIE 400 kV TINTARENI-KOZLODUI 2 | XKO_TI12 VAECKO11 1 | 1363 | 1890 | -527 | 72 | 969 | AC
RO_RS_CO_00001 | N-1 TIE 400 kV PORTILE DE FIER - DJERDAP | [BG-RO] [OPP] TIE 400 kV TINTARENI-KOZLODUI 2 | XKO_TI12 VAECKO11 1 | 1348 | 1890 | -542 | 71 | 959 | AC
RO_RS_CO_00001 | N-1 TIE 400 kV PORTILE DE FIER - DJERDAP | [BG-RO] [OPP] TIE 400 kV TINTARENI-KOZLODUI 1 | XKO_TI11 VAECKO11 1 | 1348 | 1890 | -542 | 71 | 959 | AC
RO-BG_CO_00005 | N-1 TIE 400 kV DOBRUDJA- MEDGIDIA SUD | [RO-BG] [OPP] TIE 400 kV TINTARENI-KOZLODUI 2 | RTINTB1 XKO_TI12 1 | 1363 | 1920 | -557 | 71 | -948 | AC
RO-BG_CO_00005 | N-1 TIE 400 kV DOBRUDJA- MEDGIDIA SUD | [RO-BG] [OPP] TIE 400 kV TINTARENI-KOZLODUI 1 | RTINTB1 XKO_TI11 1 | 1363 | 1920 | -557 | 71 | -948 | AC
RO-RS_CO_00001 | N-1 TIE 400 kV Portile de Fier-Djerdap | [RO-BG] [OPP] TIE 400 kV TINTARENI-KOZLODUI 1 | RTINTB1 XKO_TI11 1 | 1348 | 1920 | -572 | 70 | -939 | AC
RO-RS_CO_00001 | N-1 TIE 400 kV Portile de Fier-Djerdap | [RO-BG] [OPP] TIE 400 kV TINTARENI-KOZLODUI 2 | RTINTB1 XKO_TI12 1 | 1348 | 1920 | -572 | 70 | -939 | AC

## 0730
Detailed results
Generated at: | 13/04/2026 22:06:52
Business day: | 2026-04-15
Horizon: | 2DA
Timestamp | 07:30
Border & direction: | South-Romania Importing
Remedial actions | False
Margin satisfied | False
Final step | Fallback
TTC [MW]:
Loading threshold | 0.7
Limiting CNEC
Applied RAs
Non Costly RAO
CO ID | RA ID | Name of the RA | Usage | Type | Location | Status | Details
Costly RAO
RA RD ID | TSO | Generator Name | Minimum Power [MW] | Maximum Power [MW] | RDP- | RDP+ | P [MW] before RAO | P [MW] after RAO | P0 [MW] | Plimit+ [MW] | Plimit- [MW] | Started up | Shutdown
Non Costly Reduction
CO ID | RA ID | Name of the RA | Usage | Type | Location | Status | Details
Limiting CNECs
CO ID | Name of the CO | Name of the CNE | CNE UCTE branch | Calculated I (A) | I max (PATL) | Margin (A) | Loading (%) | Flow [MW] | LF type

## 0830
Detailed results
Generated at: | 13/04/2026 22:06:52
Business day: | 2026-04-15
Horizon: | 2DA
Timestamp | 08:30
Border & direction: | South-Romania Importing
Remedial actions | False
Margin satisfied | False
Final step | Fallback
TTC [MW]:
Loading threshold | 0.7
Limiting CNEC
Applied RAs
Non Costly RAO
CO ID | RA ID | Name of the RA | Usage | Type | Location | Status | Details
Costly RAO
RA RD ID | TSO | Generator Name | Minimum Power [MW] | Maximum Power [MW] | RDP- | RDP+ | P [MW] before RAO | P [MW] after RAO | P0 [MW] | Plimit+ [MW] | Plimit- [MW] | Started up | Shutdown
Non Costly Reduction
CO ID | RA ID | Name of the RA | Usage | Type | Location | Status | Details
Limiting CNECs
CO ID | Name of the CO | Name of the CNE | CNE UCTE branch | Calculated I (A) | I max (PATL) | Margin (A) | Loading (%) | Flow [MW] | LF type

## 0930
Detailed results
Generated at: | 13/04/2026 22:06:52
Business day: | 2026-04-15
Horizon: | 2DA
Timestamp | 09:30
Border & direction: | South-Romania Importing
Remedial actions | True
Margin satisfied | False
Final step | Reduction
TTC [MW]: | 2625
Loading threshold | 0.7
Limiting CNEC | N-1 TIE 400 kV TINTARENI-KOZLODUI 2/[BG-RO] [OPP] TIE 400 kV TINTARENI-KOZLODUI 1
Applied RAs
Non Costly RAO
CO ID | RA ID | Name of the RA | Usage | Type | Location | Status | Details
N/A | RO_RA_00004 | PRA 110 kV S5 | preventive | topological_ra | RO | applied | open --> close
N/A | RO_RA_00004 | PRA 110 kV S5 | preventive | topological_ra | RO | applied | open --> close
N/A | RO_RA_00005 | PRA 110 kV Pelicanu | preventive | topological_ra | RO | applied | close --> open
N/A | RO_RA_00005 | PRA 110 kV Pelicanu | preventive | topological_ra | RO | applied | close --> open
N/A | RO_RA_00005 | PRA 110 kV Pelicanu | preventive | topological_ra | RO | applied | open --> close
N/A | RO_RA_00005 | PRA 110 kV Pelicanu | preventive | topological_ra | RO | applied | open --> close
N/A | RO_RA_00001 | PRA 400/220kV AT3 Arad | preventive | pst_ra | RO | applied | LowerStep(-12.0) CurrentStep(12) HigherStep(12.0)
N/A | RO_RA_00002 | PRA 400/220kV AT Urechesti | preventive | pst_ra | RO | applied | LowerStep(-12.0) CurrentStep(-12) HigherStep(12.0)
N/A | RO_RA_00101 | PST_ARAD 400/220_3 | preventive | pst_ra | RO | applied | LowerStep(-12.0) CurrentStep(12) HigherStep(12.0)
N/A | RO_RA_00102 | PST_URECHESTI 400/220_1 | preventive | pst_ra | RO | applied | LowerStep(-12.0) CurrentStep(-12) HigherStep(12.0)
Costly RAO
RA RD ID | TSO | Generator Name | Minimum Power [MW] | Maximum Power [MW] | RDP- | RDP+ | P [MW] before RAO | P [MW] after RAO | P0 [MW] | Plimit+ [MW] | Plimit- [MW] | Started up | Shutdown
Non Costly Reduction
CO ID | RA ID | Name of the RA | Usage | Type | Location | Status | Details
Limiting CNECs
CO ID | Name of the CO | Name of the CNE | CNE UCTE branch | Calculated I (A) | I max (PATL) | Margin (A) | Loading (%) | Flow [MW] | LF type
BG_RO_CO_00002 | N-1 TIE 400 kV TINTARENI-KOZLODUI 2 | [BG-RO] [OPP] TIE 400 kV TINTARENI-KOZLODUI 1 | XKO_TI11 VAECKO11 1 | 1883 | 1890 | -7 | 100 | 1347 | AC
BG_RO_CO_00001 | N-1 TIE 400 kV TINTARENI-KOZLODUI 1 | [BG-RO] [OPP] TIE 400 kV TINTARENI-KOZLODUI 2 | XKO_TI12 VAECKO11 1 | 1883 | 1890 | -7 | 100 | 1347 | AC
RO-BG_CO_00002 | N-1 TIE 400 kV TINTARENI-KOZLODUI 2 | [RO-BG] [OPP] TIE 400 kV TINTARENI-KOZLODUI 1 | RTINTB1 XKO_TI11 1 | 1883 | 1920 | -37 | 98 | -1307 | AC
RO-BG_CO_00001 | N-1 TIE 400 kV TINTARENI-KOZLODUI 1 | [RO-BG] [OPP] TIE 400 kV TINTARENI-KOZLODUI 2 | RTINTB1 XKO_TI12 1 | 1883 | 1920 | -37 | 98 | -1307 | AC
RO_CO_00031 | N-1 OHL 220 kV Resita-Timisoara c2 | [RO-RO] [DIR] OHL 220 kV Resita-Timisoara c1 | RRESI12 RTIMI12 1 | 842 | 960 | -118 | 88 | 340 | AC
BG_RO_CO_00005 | N-1 TIE 400 kV MEDGIDIA SUD - DOBRUDJA | [BG-RO] [OPP] TIE 400 kV TINTARENI-KOZLODUI 1 | XKO_TI11 VAECKO11 1 | 1378 | 1890 | -512 | 73 | 986 | AC
BG_RO_CO_00005 | N-1 TIE 400 kV MEDGIDIA SUD - DOBRUDJA | [BG-RO] [OPP] TIE 400 kV TINTARENI-KOZLODUI 2 | XKO_TI12 VAECKO11 1 | 1378 | 1890 | -512 | 73 | 986 | AC
RO-BG_CO_00005 | N-1 TIE 400 kV DOBRUDJA- MEDGIDIA SUD | [RO-BG] [OPP] TIE 400 kV TINTARENI-KOZLODUI 1 | RTINTB1 XKO_TI11 1 | 1378 | 1920 | -542 | 72 | -964 | AC
RO-BG_CO_00005 | N-1 TIE 400 kV DOBRUDJA- MEDGIDIA SUD | [RO-BG] [OPP] TIE 400 kV TINTARENI-KOZLODUI 2 | RTINTB1 XKO_TI12 1 | 1378 | 1920 | -542 | 72 | -964 | AC

## 1030
Detailed results
Generated at: | 13/04/2026 22:06:52
Business day: | 2026-04-15
Horizon: | 2DA
Timestamp | 10:30
Border & direction: | South-Romania Importing
Remedial actions | True
Margin satisfied | False
Final step | Reduction
TTC [MW]: | 2356
Loading threshold | 0.7
Limiting CNEC | N-1 TIE 400 kV TINTARENI-KOZLODUI 1/[BG-RO] [OPP] TIE 400 kV TINTARENI-KOZLODUI 2
Applied RAs
Non Costly RAO
CO ID | RA ID | Name of the RA | Usage | Type | Location | Status | Details
N/A | RO_RA_00004 | PRA 110 kV S5 | preventive | topological_ra | RO | applied | open --> close
N/A | RO_RA_00004 | PRA 110 kV S5 | preventive | topological_ra | RO | applied | open --> close
N/A | RO_RA_00005 | PRA 110 kV Pelicanu | preventive | topological_ra | RO | applied | close --> open
N/A | RO_RA_00005 | PRA 110 kV Pelicanu | preventive | topological_ra | RO | applied | close --> open
N/A | RO_RA_00005 | PRA 110 kV Pelicanu | preventive | topological_ra | RO | applied | open --> close
N/A | RO_RA_00005 | PRA 110 kV Pelicanu | preventive | topological_ra | RO | applied | open --> close
N/A | RO_RA_00014 | PRA 400 kV Resita-Pancevo c2 | preventive | topological_ra | RO | applied | open --> close
N/A | RO_RA_00014 | PRA 400 kV Resita-Pancevo c2 | preventive | topological_ra | RO | applied | open --> close
N/A | RO_RA_00001 | PRA 400/220kV AT3 Arad | preventive | pst_ra | RO | applied | LowerStep(-12.0) CurrentStep(12) HigherStep(12.0)
N/A | RO_RA_00002 | PRA 400/220kV AT Urechesti | preventive | pst_ra | RO | applied | LowerStep(-12.0) CurrentStep(-12) HigherStep(12.0)
N/A | RO_RA_00101 | PST_ARAD 400/220_3 | preventive | pst_ra | RO | applied | LowerStep(-12.0) CurrentStep(12) HigherStep(12.0)
N/A | RO_RA_00102 | PST_URECHESTI 400/220_1 | preventive | pst_ra | RO | applied | LowerStep(-12.0) CurrentStep(-12) HigherStep(12.0)
Costly RAO
RA RD ID | TSO | Generator Name | Minimum Power [MW] | Maximum Power [MW] | RDP- | RDP+ | P [MW] before RAO | P [MW] after RAO | P0 [MW] | Plimit+ [MW] | Plimit- [MW] | Started up | Shutdown
Non Costly Reduction
CO ID | RA ID | Name of the RA | Usage | Type | Location | Status | Details
Limiting CNECs
CO ID | Name of the CO | Name of the CNE | CNE UCTE branch | Calculated I (A) | I max (PATL) | Margin (A) | Loading (%) | Flow [MW] | LF type
BG_RO_CO_00002 | N-1 TIE 400 kV TINTARENI-KOZLODUI 2 | [BG-RO] [OPP] TIE 400 kV TINTARENI-KOZLODUI 1 | XKO_TI11 VAECKO11 1 | 1886 | 1890 | -4 | 100 | 1350 | AC
BG_RO_CO_00001 | N-1 TIE 400 kV TINTARENI-KOZLODUI 1 | [BG-RO] [OPP] TIE 400 kV TINTARENI-KOZLODUI 2 | XKO_TI12 VAECKO11 1 | 1886 | 1890 | -4 | 100 | 1350 | AC
RO-BG_CO_00002 | N-1 TIE 400 kV TINTARENI-KOZLODUI 2 | [RO-BG] [OPP] TIE 400 kV TINTARENI-KOZLODUI 1 | RTINTB1 XKO_TI11 1 | 1886 | 1920 | -34 | 98 | -1309 | AC
RO-BG_CO_00001 | N-1 TIE 400 kV TINTARENI-KOZLODUI 1 | [RO-BG] [OPP] TIE 400 kV TINTARENI-KOZLODUI 2 | RTINTB1 XKO_TI12 1 | 1886 | 1920 | -34 | 98 | -1309 | AC
BG_RO_CO_00005 | N-1 TIE 400 kV MEDGIDIA SUD - DOBRUDJA | [BG-RO] [OPP] TIE 400 kV TINTARENI-KOZLODUI 1 | XKO_TI11 VAECKO11 1 | 1373 | 1890 | -517 | 73 | 982 | AC
BG_RO_CO_00005 | N-1 TIE 400 kV MEDGIDIA SUD - DOBRUDJA | [BG-RO] [OPP] TIE 400 kV TINTARENI-KOZLODUI 2 | XKO_TI12 VAECKO11 1 | 1373 | 1890 | -517 | 73 | 982 | AC
RO-BG_CO_00005 | N-1 TIE 400 kV DOBRUDJA- MEDGIDIA SUD | [RO-BG] [OPP] TIE 400 kV TINTARENI-KOZLODUI 2 | RTINTB1 XKO_TI12 1 | 1373 | 1920 | -547 | 72 | -961 | AC
RO-BG_CO_00005 | N-1 TIE 400 kV DOBRUDJA- MEDGIDIA SUD | [RO-BG] [OPP] TIE 400 kV TINTARENI-KOZLODUI 1 | RTINTB1 XKO_TI11 1 | 1373 | 1920 | -547 | 72 | -961 | AC
RO_CO_00052 | N-1 OHL 400 kV Sofia Zapad -Nis | [RO-BG] [OPP] TIE 400 kV TINTARENI-KOZLODUI 1 | RTINTB1 XKO_TI11 1 | 1362 | 1920 | -558 | 71 | -955 | AC
RO_CO_00052 | N-1 OHL 400 kV Sofia Zapad -Nis | [RO-BG] [OPP] TIE 400 kV TINTARENI-KOZLODUI 2 | RTINTB1 XKO_TI12 1 | 1362 | 1920 | -558 | 71 | -955 | AC

## 1130
Detailed results
Generated at: | 13/04/2026 22:06:52
Business day: | 2026-04-15
Horizon: | 2DA
Timestamp | 11:30
Border & direction: | South-Romania Importing
Remedial actions | True
Margin satisfied | False
Final step | Reduction
TTC [MW]: | 2305
Loading threshold | 0.7
Limiting CNEC | N-1 TIE 400 kV TINTARENI-KOZLODUI 2/[BG-RO] [OPP] TIE 400 kV TINTARENI-KOZLODUI 1
Applied RAs
Non Costly RAO
CO ID | RA ID | Name of the RA | Usage | Type | Location | Status | Details
N/A | RO_RA_00004 | PRA 110 kV S5 | preventive | topological_ra | RO | applied | open --> close
N/A | RO_RA_00004 | PRA 110 kV S5 | preventive | topological_ra | RO | applied | open --> close
N/A | RO_RA_00005 | PRA 110 kV Pelicanu | preventive | topological_ra | RO | applied | close --> open
N/A | RO_RA_00005 | PRA 110 kV Pelicanu | preventive | topological_ra | RO | applied | close --> open
N/A | RO_RA_00005 | PRA 110 kV Pelicanu | preventive | topological_ra | RO | applied | open --> close
N/A | RO_RA_00005 | PRA 110 kV Pelicanu | preventive | topological_ra | RO | applied | open --> close
N/A | RO_RA_00014 | PRA 400 kV Resita-Pancevo c2 | preventive | topological_ra | RO | applied | open --> close
N/A | RO_RA_00014 | PRA 400 kV Resita-Pancevo c2 | preventive | topological_ra | RO | applied | open --> close
N/A | RO_RA_00001 | PRA 400/220kV AT3 Arad | preventive | pst_ra | RO | applied | LowerStep(-12.0) CurrentStep(12) HigherStep(12.0)
N/A | RO_RA_00002 | PRA 400/220kV AT Urechesti | preventive | pst_ra | RO | applied | LowerStep(-12.0) CurrentStep(-12) HigherStep(12.0)
N/A | RO_RA_00101 | PST_ARAD 400/220_3 | preventive | pst_ra | RO | applied | LowerStep(-12.0) CurrentStep(12) HigherStep(12.0)
N/A | RO_RA_00102 | PST_URECHESTI 400/220_1 | preventive | pst_ra | RO | applied | LowerStep(-12.0) CurrentStep(-12) HigherStep(12.0)
Costly RAO
RA RD ID | TSO | Generator Name | Minimum Power [MW] | Maximum Power [MW] | RDP- | RDP+ | P [MW] before RAO | P [MW] after RAO | P0 [MW] | Plimit+ [MW] | Plimit- [MW] | Started up | Shutdown
Non Costly Reduction
CO ID | RA ID | Name of the RA | Usage | Type | Location | Status | Details
Limiting CNECs
CO ID | Name of the CO | Name of the CNE | CNE UCTE branch | Calculated I (A) | I max (PATL) | Margin (A) | Loading (%) | Flow [MW] | LF type
BG_RO_CO_00002 | N-1 TIE 400 kV TINTARENI-KOZLODUI 2 | [BG-RO] [OPP] TIE 400 kV TINTARENI-KOZLODUI 1 | XKO_TI11 VAECKO11 1 | 1887 | 1890 | -3 | 100 | 1351 | AC
BG_RO_CO_00001 | N-1 TIE 400 kV TINTARENI-KOZLODUI 1 | [BG-RO] [OPP] TIE 400 kV TINTARENI-KOZLODUI 2 | XKO_TI12 VAECKO11 1 | 1887 | 1890 | -3 | 100 | 1351 | AC
RO-BG_CO_00002 | N-1 TIE 400 kV TINTARENI-KOZLODUI 2 | [RO-BG] [OPP] TIE 400 kV TINTARENI-KOZLODUI 1 | RTINTB1 XKO_TI11 1 | 1887 | 1920 | -33 | 98 | -1310 | AC
RO-BG_CO_00001 | N-1 TIE 400 kV TINTARENI-KOZLODUI 1 | [RO-BG] [OPP] TIE 400 kV TINTARENI-KOZLODUI 2 | RTINTB1 XKO_TI12 1 | 1887 | 1920 | -33 | 98 | -1310 | AC
BG_RO_CO_00005 | N-1 TIE 400 kV MEDGIDIA SUD - DOBRUDJA | [BG-RO] [OPP] TIE 400 kV TINTARENI-KOZLODUI 1 | XKO_TI11 VAECKO11 1 | 1374 | 1890 | -516 | 73 | 983 | AC
BG_RO_CO_00005 | N-1 TIE 400 kV MEDGIDIA SUD - DOBRUDJA | [BG-RO] [OPP] TIE 400 kV TINTARENI-KOZLODUI 2 | XKO_TI12 VAECKO11 1 | 1374 | 1890 | -516 | 73 | 983 | AC
RO-BG_CO_00005 | N-1 TIE 400 kV DOBRUDJA- MEDGIDIA SUD | [RO-BG] [OPP] TIE 400 kV TINTARENI-KOZLODUI 1 | RTINTB1 XKO_TI11 1 | 1374 | 1920 | -546 | 72 | -962 | AC
RO-BG_CO_00005 | N-1 TIE 400 kV DOBRUDJA- MEDGIDIA SUD | [RO-BG] [OPP] TIE 400 kV TINTARENI-KOZLODUI 2 | RTINTB1 XKO_TI12 1 | 1374 | 1920 | -546 | 72 | -962 | AC
RO_CO_00052 | N-1 OHL 400 kV Sofia Zapad -Nis | [RO-BG] [OPP] TIE 400 kV TINTARENI-KOZLODUI 1 | RTINTB1 XKO_TI11 1 | 1356 | 1920 | -564 | 71 | -952 | AC
RO_CO_00052 | N-1 OHL 400 kV Sofia Zapad -Nis | [RO-BG] [OPP] TIE 400 kV TINTARENI-KOZLODUI 2 | RTINTB1 XKO_TI12 1 | 1356 | 1920 | -564 | 71 | -952 | AC

## 1230
Detailed results
Generated at: | 13/04/2026 22:06:53
Business day: | 2026-04-15
Horizon: | 2DA
Timestamp | 12:30
Border & direction: | South-Romania Importing
Remedial actions | True
Margin satisfied | False
Final step | Reduction
TTC [MW]: | 2428
Loading threshold | 0.7
Limiting CNEC | N-1 TIE 400 kV TINTARENI-KOZLODUI 2/[BG-RO] [OPP] TIE 400 kV TINTARENI-KOZLODUI 1
Applied RAs
Non Costly RAO
CO ID | RA ID | Name of the RA | Usage | Type | Location | Status | Details
N/A | RO_RA_00004 | PRA 110 kV S5 | preventive | topological_ra | RO | applied | open --> close
N/A | RO_RA_00004 | PRA 110 kV S5 | preventive | topological_ra | RO | applied | open --> close
N/A | RO_RA_00005 | PRA 110 kV Pelicanu | preventive | topological_ra | RO | applied | close --> open
N/A | RO_RA_00005 | PRA 110 kV Pelicanu | preventive | topological_ra | RO | applied | close --> open
N/A | RO_RA_00005 | PRA 110 kV Pelicanu | preventive | topological_ra | RO | applied | open --> close
N/A | RO_RA_00005 | PRA 110 kV Pelicanu | preventive | topological_ra | RO | applied | open --> close
N/A | RO_RA_00006 | PRA 110 kV Dobrogea | preventive | topological_ra | RO | applied | open --> close
N/A | RO_RA_00006 | PRA 110 kV Dobrogea | preventive | topological_ra | RO | applied | open --> close
N/A | RO_RA_00006 | PRA 110 kV Dobrogea | preventive | topological_ra | RO | applied | open --> close
N/A | RO_RA_00014 | PRA 400 kV Resita-Pancevo c2 | preventive | topological_ra | RO | applied | open --> close
N/A | RO_RA_00014 | PRA 400 kV Resita-Pancevo c2 | preventive | topological_ra | RO | applied | open --> close
N/A | RO_RA_00001 | PRA 400/220kV AT3 Arad | preventive | pst_ra | RO | applied | LowerStep(-12.0) CurrentStep(12) HigherStep(12.0)
N/A | RO_RA_00002 | PRA 400/220kV AT Urechesti | preventive | pst_ra | RO | applied | LowerStep(-12.0) CurrentStep(-12) HigherStep(12.0)
N/A | RO_RA_00101 | PST_ARAD 400/220_3 | preventive | pst_ra | RO | applied | LowerStep(-12.0) CurrentStep(12) HigherStep(12.0)
N/A | RO_RA_00102 | PST_URECHESTI 400/220_1 | preventive | pst_ra | RO | applied | LowerStep(-12.0) CurrentStep(-12) HigherStep(12.0)
Costly RAO
RA RD ID | TSO | Generator Name | Minimum Power [MW] | Maximum Power [MW] | RDP- | RDP+ | P [MW] before RAO | P [MW] after RAO | P0 [MW] | Plimit+ [MW] | Plimit- [MW] | Started up | Shutdown
Non Costly Reduction
CO ID | RA ID | Name of the RA | Usage | Type | Location | Status | Details
Limiting CNECs
CO ID | Name of the CO | Name of the CNE | CNE UCTE branch | Calculated I (A) | I max (PATL) | Margin (A) | Loading (%) | Flow [MW] | LF type
BG_RO_CO_00001 | N-1 TIE 400 kV TINTARENI-KOZLODUI 1 | [BG-RO] [OPP] TIE 400 kV TINTARENI-KOZLODUI 2 | XKO_TI12 VAECKO11 1 | 1886 | 1890 | -4 | 100 | 1350 | AC
BG_RO_CO_00002 | N-1 TIE 400 kV TINTARENI-KOZLODUI 2 | [BG-RO] [OPP] TIE 400 kV TINTARENI-KOZLODUI 1 | XKO_TI11 VAECKO11 1 | 1886 | 1890 | -4 | 100 | 1350 | AC
RO-BG_CO_00001 | N-1 TIE 400 kV TINTARENI-KOZLODUI 1 | [RO-BG] [OPP] TIE 400 kV TINTARENI-KOZLODUI 2 | RTINTB1 XKO_TI12 1 | 1886 | 1920 | -34 | 98 | -1309 | AC
RO-BG_CO_00002 | N-1 TIE 400 kV TINTARENI-KOZLODUI 2 | [RO-BG] [OPP] TIE 400 kV TINTARENI-KOZLODUI 1 | RTINTB1 XKO_TI11 1 | 1886 | 1920 | -34 | 98 | -1309 | AC
BG_RO_CO_00005 | N-1 TIE 400 kV MEDGIDIA SUD - DOBRUDJA | [BG-RO] [OPP] TIE 400 kV TINTARENI-KOZLODUI 1 | XKO_TI11 VAECKO11 1 | 1377 | 1890 | -513 | 73 | 985 | AC
BG_RO_CO_00005 | N-1 TIE 400 kV MEDGIDIA SUD - DOBRUDJA | [BG-RO] [OPP] TIE 400 kV TINTARENI-KOZLODUI 2 | XKO_TI12 VAECKO11 1 | 1377 | 1890 | -513 | 73 | 985 | AC
RO-BG_CO_00005 | N-1 TIE 400 kV DOBRUDJA- MEDGIDIA SUD | [RO-BG] [OPP] TIE 400 kV TINTARENI-KOZLODUI 1 | RTINTB1 XKO_TI11 1 | 1377 | 1920 | -543 | 72 | -964 | AC
RO-BG_CO_00005 | N-1 TIE 400 kV DOBRUDJA- MEDGIDIA SUD | [RO-BG] [OPP] TIE 400 kV TINTARENI-KOZLODUI 2 | RTINTB1 XKO_TI12 1 | 1377 | 1920 | -543 | 72 | -964 | AC

## 1330
Detailed results
Generated at: | 13/04/2026 22:06:53
Business day: | 2026-04-15
Horizon: | 2DA
Timestamp | 13:30
Border & direction: | South-Romania Importing
Remedial actions | True
Margin satisfied | False
Final step | Reduction
TTC [MW]: | 2550
Loading threshold | 0.7
Limiting CNEC | N-1 TIE 400 kV TINTARENI-KOZLODUI 1/[BG-RO] [OPP] TIE 400 kV TINTARENI-KOZLODUI 2
Applied RAs
Non Costly RAO
CO ID | RA ID | Name of the RA | Usage | Type | Location | Status | Details
N/A | RO_RA_00004 | PRA 110 kV S5 | preventive | topological_ra | RO | applied | open --> close
N/A | RO_RA_00004 | PRA 110 kV S5 | preventive | topological_ra | RO | applied | open --> close
N/A | RO_RA_00005 | PRA 110 kV Pelicanu | preventive | topological_ra | RO | applied | close --> open
N/A | RO_RA_00005 | PRA 110 kV Pelicanu | preventive | topological_ra | RO | applied | close --> open
N/A | RO_RA_00005 | PRA 110 kV Pelicanu | preventive | topological_ra | RO | applied | open --> close
N/A | RO_RA_00005 | PRA 110 kV Pelicanu | preventive | topological_ra | RO | applied | open --> close
N/A | RO_RA_00006 | PRA 110 kV Dobrogea | preventive | topological_ra | RO | applied | open --> close
N/A | RO_RA_00006 | PRA 110 kV Dobrogea | preventive | topological_ra | RO | applied | open --> close
N/A | RO_RA_00006 | PRA 110 kV Dobrogea | preventive | topological_ra | RO | applied | open --> close
N/A | RO_RA_00014 | PRA 400 kV Resita-Pancevo c2 | preventive | topological_ra | RO | applied | open --> close
N/A | RO_RA_00014 | PRA 400 kV Resita-Pancevo c2 | preventive | topological_ra | RO | applied | open --> close
N/A | RO_RA_00001 | PRA 400/220kV AT3 Arad | preventive | pst_ra | RO | applied | LowerStep(-12.0) CurrentStep(12) HigherStep(12.0)
N/A | RO_RA_00002 | PRA 400/220kV AT Urechesti | preventive | pst_ra | RO | applied | LowerStep(-12.0) CurrentStep(-12) HigherStep(12.0)
N/A | RO_RA_00101 | PST_ARAD 400/220_3 | preventive | pst_ra | RO | applied | LowerStep(-12.0) CurrentStep(12) HigherStep(12.0)
N/A | RO_RA_00102 | PST_URECHESTI 400/220_1 | preventive | pst_ra | RO | applied | LowerStep(-12.0) CurrentStep(-12) HigherStep(12.0)
Costly RAO
RA RD ID | TSO | Generator Name | Minimum Power [MW] | Maximum Power [MW] | RDP- | RDP+ | P [MW] before RAO | P [MW] after RAO | P0 [MW] | Plimit+ [MW] | Plimit- [MW] | Started up | Shutdown
Non Costly Reduction
CO ID | RA ID | Name of the RA | Usage | Type | Location | Status | Details
Limiting CNECs
CO ID | Name of the CO | Name of the CNE | CNE UCTE branch | Calculated I (A) | I max (PATL) | Margin (A) | Loading (%) | Flow [MW] | LF type
BG_RO_CO_00002 | N-1 TIE 400 kV TINTARENI-KOZLODUI 2 | [BG-RO] [OPP] TIE 400 kV TINTARENI-KOZLODUI 1 | XKO_TI11 VAECKO11 1 | 1886 | 1890 | -4 | 100 | 1349 | AC
BG_RO_CO_00001 | N-1 TIE 400 kV TINTARENI-KOZLODUI 1 | [BG-RO] [OPP] TIE 400 kV TINTARENI-KOZLODUI 2 | XKO_TI12 VAECKO11 1 | 1886 | 1890 | -4 | 100 | 1349 | AC
RO-BG_CO_00001 | N-1 TIE 400 kV TINTARENI-KOZLODUI 1 | [RO-BG] [OPP] TIE 400 kV TINTARENI-KOZLODUI 2 | RTINTB1 XKO_TI12 1 | 1886 | 1920 | -34 | 98 | -1309 | AC
RO-BG_CO_00002 | N-1 TIE 400 kV TINTARENI-KOZLODUI 2 | [RO-BG] [OPP] TIE 400 kV TINTARENI-KOZLODUI 1 | RTINTB1 XKO_TI11 1 | 1886 | 1920 | -34 | 98 | -1309 | AC
BG_RO_CO_00005 | N-1 TIE 400 kV MEDGIDIA SUD - DOBRUDJA | [BG-RO] [OPP] TIE 400 kV TINTARENI-KOZLODUI 2 | XKO_TI12 VAECKO11 1 | 1381 | 1890 | -509 | 73 | 988 | AC
BG_RO_CO_00005 | N-1 TIE 400 kV MEDGIDIA SUD - DOBRUDJA | [BG-RO] [OPP] TIE 400 kV TINTARENI-KOZLODUI 1 | XKO_TI11 VAECKO11 1 | 1381 | 1890 | -509 | 73 | 988 | AC
RO-BG_CO_00005 | N-1 TIE 400 kV DOBRUDJA- MEDGIDIA SUD | [RO-BG] [OPP] TIE 400 kV TINTARENI-KOZLODUI 2 | RTINTB1 XKO_TI12 1 | 1381 | 1920 | -539 | 72 | -966 | AC
RO-BG_CO_00005 | N-1 TIE 400 kV DOBRUDJA- MEDGIDIA SUD | [RO-BG] [OPP] TIE 400 kV TINTARENI-KOZLODUI 1 | RTINTB1 XKO_TI11 1 | 1381 | 1920 | -539 | 72 | -966 | AC

## 1430
Detailed results
Generated at: | 13/04/2026 22:06:53
Business day: | 2026-04-15
Horizon: | 2DA
Timestamp | 14:30
Border & direction: | South-Romania Importing
Remedial actions | True
Margin satisfied | False
Final step | Reduction
TTC [MW]: | 2660
Loading threshold | 0.7
Limiting CNEC | N-1 TIE 400 kV TINTARENI-KOZLODUI 2/[BG-RO] [OPP] TIE 400 kV TINTARENI-KOZLODUI 1
Applied RAs
Non Costly RAO
CO ID | RA ID | Name of the RA | Usage | Type | Location | Status | Details
N/A | RO_RA_00004 | PRA 110 kV S5 | preventive | topological_ra | RO | applied | open --> close
N/A | RO_RA_00004 | PRA 110 kV S5 | preventive | topological_ra | RO | applied | open --> close
N/A | RO_RA_00005 | PRA 110 kV Pelicanu | preventive | topological_ra | RO | applied | close --> open
N/A | RO_RA_00005 | PRA 110 kV Pelicanu | preventive | topological_ra | RO | applied | close --> open
N/A | RO_RA_00005 | PRA 110 kV Pelicanu | preventive | topological_ra | RO | applied | open --> close
N/A | RO_RA_00005 | PRA 110 kV Pelicanu | preventive | topological_ra | RO | applied | open --> close
N/A | RO_RA_00006 | PRA 110 kV Dobrogea | preventive | topological_ra | RO | applied | open --> close
N/A | RO_RA_00006 | PRA 110 kV Dobrogea | preventive | topological_ra | RO | applied | open --> close
N/A | RO_RA_00006 | PRA 110 kV Dobrogea | preventive | topological_ra | RO | applied | open --> close
N/A | RO_RA_00014 | PRA 400 kV Resita-Pancevo c2 | preventive | topological_ra | RO | applied | open --> close
N/A | RO_RA_00014 | PRA 400 kV Resita-Pancevo c2 | preventive | topological_ra | RO | applied | open --> close
N/A | RO_RA_00001 | PRA 400/220kV AT3 Arad | preventive | pst_ra | RO | applied | LowerStep(-12.0) CurrentStep(12) HigherStep(12.0)
N/A | RO_RA_00002 | PRA 400/220kV AT Urechesti | preventive | pst_ra | RO | applied | LowerStep(-12.0) CurrentStep(-12) HigherStep(12.0)
N/A | RO_RA_00101 | PST_ARAD 400/220_3 | preventive | pst_ra | RO | applied | LowerStep(-12.0) CurrentStep(12) HigherStep(12.0)
N/A | RO_RA_00102 | PST_URECHESTI 400/220_1 | preventive | pst_ra | RO | applied | LowerStep(-12.0) CurrentStep(-12) HigherStep(12.0)
Costly RAO
RA RD ID | TSO | Generator Name | Minimum Power [MW] | Maximum Power [MW] | RDP- | RDP+ | P [MW] before RAO | P [MW] after RAO | P0 [MW] | Plimit+ [MW] | Plimit- [MW] | Started up | Shutdown
Non Costly Reduction
CO ID | RA ID | Name of the RA | Usage | Type | Location | Status | Details
Limiting CNECs
CO ID | Name of the CO | Name of the CNE | CNE UCTE branch | Calculated I (A) | I max (PATL) | Margin (A) | Loading (%) | Flow [MW] | LF type
BG_RO_CO_00002 | N-1 TIE 400 kV TINTARENI-KOZLODUI 2 | [BG-RO] [OPP] TIE 400 kV TINTARENI-KOZLODUI 1 | XKO_TI11 VAECKO11 1 | 1887 | 1890 | -3 | 100 | 1349 | AC
BG_RO_CO_00001 | N-1 TIE 400 kV TINTARENI-KOZLODUI 1 | [BG-RO] [OPP] TIE 400 kV TINTARENI-KOZLODUI 2 | XKO_TI12 VAECKO11 1 | 1887 | 1890 | -3 | 100 | 1349 | AC
RO-BG_CO_00001 | N-1 TIE 400 kV TINTARENI-KOZLODUI 1 | [RO-BG] [OPP] TIE 400 kV TINTARENI-KOZLODUI 2 | RTINTB1 XKO_TI12 1 | 1887 | 1920 | -33 | 98 | -1309 | AC
RO-BG_CO_00002 | N-1 TIE 400 kV TINTARENI-KOZLODUI 2 | [RO-BG] [OPP] TIE 400 kV TINTARENI-KOZLODUI 1 | RTINTB1 XKO_TI11 1 | 1887 | 1920 | -33 | 98 | -1309 | AC
BG_RO_CO_00005 | N-1 TIE 400 kV MEDGIDIA SUD - DOBRUDJA | [BG-RO] [OPP] TIE 400 kV TINTARENI-KOZLODUI 1 | XKO_TI11 VAECKO11 1 | 1393 | 1890 | -497 | 74 | 996 | AC
BG_RO_CO_00005 | N-1 TIE 400 kV MEDGIDIA SUD - DOBRUDJA | [BG-RO] [OPP] TIE 400 kV TINTARENI-KOZLODUI 2 | XKO_TI12 VAECKO11 1 | 1393 | 1890 | -497 | 74 | 996 | AC
RO-BG_CO_00005 | N-1 TIE 400 kV DOBRUDJA- MEDGIDIA SUD | [RO-BG] [OPP] TIE 400 kV TINTARENI-KOZLODUI 2 | RTINTB1 XKO_TI12 1 | 1393 | 1920 | -527 | 73 | -974 | AC
RO-BG_CO_00005 | N-1 TIE 400 kV DOBRUDJA- MEDGIDIA SUD | [RO-BG] [OPP] TIE 400 kV TINTARENI-KOZLODUI 1 | RTINTB1 XKO_TI11 1 | 1393 | 1920 | -527 | 73 | -974 | AC

## 1530
Detailed results
Generated at: | 13/04/2026 22:06:53
Business day: | 2026-04-15
Horizon: | 2DA
Timestamp | 15:30
Border & direction: | South-Romania Importing
Remedial actions | True
Margin satisfied | False
Final step | Reduction
TTC [MW]: | 3023
Loading threshold | 0.7
Limiting CNEC | N-1 TIE 400 kV TINTARENI-KOZLODUI 1/[BG-RO] [OPP] TIE 400 kV TINTARENI-KOZLODUI 2
Applied RAs
Non Costly RAO
CO ID | RA ID | Name of the RA | Usage | Type | Location | Status | Details
N/A | RO_RA_00004 | PRA 110 kV S5 | preventive | topological_ra | RO | applied | open --> close
N/A | RO_RA_00004 | PRA 110 kV S5 | preventive | topological_ra | RO | applied | open --> close
N/A | RO_RA_00004 | PRA 110 kV S5 | preventive | topological_ra | RO | applied | open --> close
N/A | RO_RA_00005 | PRA 110 kV Pelicanu | preventive | topological_ra | RO | applied | open --> close
N/A | RO_RA_00005 | PRA 110 kV Pelicanu | preventive | topological_ra | RO | applied | close --> open
N/A | RO_RA_00005 | PRA 110 kV Pelicanu | preventive | topological_ra | RO | applied | close --> open
N/A | RO_RA_00005 | PRA 110 kV Pelicanu | preventive | topological_ra | RO | applied | open --> close
N/A | RO_RA_00005 | PRA 110 kV Pelicanu | preventive | topological_ra | RO | applied | open --> close
N/A | RO_RA_00014 | PRA 400 kV Resita-Pancevo c2 | preventive | topological_ra | RO | applied | open --> close
N/A | RO_RA_00014 | PRA 400 kV Resita-Pancevo c2 | preventive | topological_ra | RO | applied | open --> close
N/A | RO_RA_00001 | PRA 400/220kV AT3 Arad | preventive | pst_ra | RO | applied | LowerStep(-12.0) CurrentStep(12) HigherStep(12.0)
N/A | RO_RA_00002 | PRA 400/220kV AT Urechesti | preventive | pst_ra | RO | applied | LowerStep(-12.0) CurrentStep(-12) HigherStep(12.0)
N/A | RO_RA_00101 | PST_ARAD 400/220_3 | preventive | pst_ra | RO | applied | LowerStep(-12.0) CurrentStep(12) HigherStep(12.0)
N/A | RO_RA_00102 | PST_URECHESTI 400/220_1 | preventive | pst_ra | RO | applied | LowerStep(-12.0) CurrentStep(-12) HigherStep(12.0)
Costly RAO
RA RD ID | TSO | Generator Name | Minimum Power [MW] | Maximum Power [MW] | RDP- | RDP+ | P [MW] before RAO | P [MW] after RAO | P0 [MW] | Plimit+ [MW] | Plimit- [MW] | Started up | Shutdown
Non Costly Reduction
CO ID | RA ID | Name of the RA | Usage | Type | Location | Status | Details
Limiting CNECs
CO ID | Name of the CO | Name of the CNE | CNE UCTE branch | Calculated I (A) | I max (PATL) | Margin (A) | Loading (%) | Flow [MW] | LF type
BG_RO_CO_00001 | N-1 TIE 400 kV TINTARENI-KOZLODUI 1 | [BG-RO] [OPP] TIE 400 kV TINTARENI-KOZLODUI 2 | XKO_TI12 VAECKO11 1 | 1885 | 1890 | -5 | 100 | 1348 | AC
BG_RO_CO_00002 | N-1 TIE 400 kV TINTARENI-KOZLODUI 2 | [BG-RO] [OPP] TIE 400 kV TINTARENI-KOZLODUI 1 | XKO_TI11 VAECKO11 1 | 1885 | 1890 | -5 | 100 | 1348 | AC
RO-BG_CO_00001 | N-1 TIE 400 kV TINTARENI-KOZLODUI 1 | [RO-BG] [OPP] TIE 400 kV TINTARENI-KOZLODUI 2 | RTINTB1 XKO_TI12 1 | 1885 | 1920 | -35 | 98 | -1307 | AC
RO-BG_CO_00002 | N-1 TIE 400 kV TINTARENI-KOZLODUI 2 | [RO-BG] [OPP] TIE 400 kV TINTARENI-KOZLODUI 1 | RTINTB1 XKO_TI11 1 | 1885 | 1920 | -35 | 98 | -1307 | AC
BG_RO_CO_00005 | N-1 TIE 400 kV MEDGIDIA SUD - DOBRUDJA | [BG-RO] [OPP] TIE 400 kV TINTARENI-KOZLODUI 1 | XKO_TI11 VAECKO11 1 | 1407 | 1890 | -483 | 74 | 1006 | AC
BG_RO_CO_00005 | N-1 TIE 400 kV MEDGIDIA SUD - DOBRUDJA | [BG-RO] [OPP] TIE 400 kV TINTARENI-KOZLODUI 2 | XKO_TI12 VAECKO11 1 | 1407 | 1890 | -483 | 74 | 1006 | AC
RO-BG_CO_00005 | N-1 TIE 400 kV DOBRUDJA- MEDGIDIA SUD | [RO-BG] [OPP] TIE 400 kV TINTARENI-KOZLODUI 1 | RTINTB1 XKO_TI11 1 | 1407 | 1920 | -513 | 73 | -984 | AC
RO-BG_CO_00005 | N-1 TIE 400 kV DOBRUDJA- MEDGIDIA SUD | [RO-BG] [OPP] TIE 400 kV TINTARENI-KOZLODUI 2 | RTINTB1 XKO_TI12 1 | 1407 | 1920 | -513 | 73 | -984 | AC

## 1630
Detailed results
Generated at: | 13/04/2026 22:06:53
Business day: | 2026-04-15
Horizon: | 2DA
Timestamp | 16:30
Border & direction: | South-Romania Importing
Remedial actions | False
Margin satisfied | True
Final step | Margin Calculation
TTC [MW]: | 3471.44
Loading threshold | 0.7
Limiting CNEC | N-1 TIE 400 kV TINTARENI-KOZLODUI 2/[BG-RO] [OPP] TIE 400 kV TINTARENI-KOZLODUI 1
Applied RAs
Non Costly RAO
CO ID | RA ID | Name of the RA | Usage | Type | Location | Status | Details
Costly RAO
RA RD ID | TSO | Generator Name | Minimum Power [MW] | Maximum Power [MW] | RDP- | RDP+ | P [MW] before RAO | P [MW] after RAO | P0 [MW] | Plimit+ [MW] | Plimit- [MW] | Started up | Shutdown
Non Costly Reduction
CO ID | RA ID | Name of the RA | Usage | Type | Location | Status | Details
Limiting CNECs
CO ID | Name of the CO | Name of the CNE | CNE UCTE branch | Calculated I (A) | I max (PATL) | Margin (A) | Loading (%) | Flow [MW] | LF type
RO-BG_CO_00001 | N-1 TIE 400 kV TINTARENI-KOZLODUI 1 | [RO-RS] [OPP] TIE 400 kV Portile de Fier-Djerdap | RPDFE41 XPF_DJ11 1 | 1841 | 1836 | 5 | 100 | -1313 | AC
RO-BG_CO_00002 | N-1 TIE 400 kV TINTARENI-KOZLODUI 2 | [RO-RS] [OPP] TIE 400 kV Portile de Fier-Djerdap | RPDFE41 XPF_DJ11 1 | 1841 | 1836 | 5 | 100 | -1313 | AC
BG_RO_CO_00001 | N-1 TIE 400 kV TINTARENI-KOZLODUI 1 | [BG-RO] [OPP] TIE 400 kV TINTARENI-KOZLODUI 2 | XKO_TI12 VAECKO11 1 | 1815 | 1890 | -75 | 96 | 1298 | AC
BG_RO_CO_00002 | N-1 TIE 400 kV TINTARENI-KOZLODUI 2 | [BG-RO] [OPP] TIE 400 kV TINTARENI-KOZLODUI 1 | XKO_TI11 VAECKO11 1 | 1815 | 1890 | -75 | 96 | 1298 | AC
RO-BG_CO_00001 | N-1 TIE 400 kV TINTARENI-KOZLODUI 1 | [RO-BG] [OPP] TIE 400 kV TINTARENI-KOZLODUI 2 | RTINTB1 XKO_TI12 1 | 1815 | 1920 | -105 | 95 | -1261 | AC
RO-BG_CO_00002 | N-1 TIE 400 kV TINTARENI-KOZLODUI 2 | [RO-BG] [OPP] TIE 400 kV TINTARENI-KOZLODUI 1 | RTINTB1 XKO_TI11 1 | 1815 | 1920 | -105 | 95 | -1261 | AC
RO-HU_CO_00001 | N-1 TIE 400 kV Arad-Sandorfalva | [RO-RS] [OPP] TIE 400 kV Portile de Fier-Djerdap | RPDFE41 XPF_DJ11 1 | 1706 | 1836 | -130 | 93 | -1217 | AC
RO_CO_00027 | N-1 TRA 400/220 kV AT3 Arad | [RO-RS] [OPP] TIE 400 kV Portile de Fier-Djerdap | RPDFE41 XPF_DJ11 1 | 1703 | 1836 | -133 | 93 | -1215 | AC
RO-RS_CO_00003 | N-1 TIE 400 kV Resita-Pancevo c2 | [RO-RS] [OPP] TIE 400 kV Portile de Fier-Djerdap | RPDFE41 XPF_DJ11 1 | 1699 | 1836 | -137 | 93 | -1213 | AC
RO-RS_CO_00004 | N-1 TIE 400 kV Resita-Pancevo c1 | [RO-RS] [OPP] TIE 400 kV Portile de Fier-Djerdap | RPDFE41 XPF_DJ11 1 | 1699 | 1836 | -137 | 93 | -1213 | AC
RO-UA_CO_00001 | N-1 TIE 400 kV Rosiori-Mukacevo | [RO-RS] [OPP] TIE 400 kV Portile de Fier-Djerdap | RPDFE41 XPF_DJ11 1 | 1696 | 1836 | -140 | 92 | -1210 | AC
RO-HU_CO_00002 | N-1 TIE 400 kV Nadab-Bekescsaba | [RO-RS] [OPP] TIE 400 kV Portile de Fier-Djerdap | RPDFE41 XPF_DJ11 1 | 1694 | 1836 | -142 | 92 | -1208 | AC
Base case | Base case | [RO-RS] [OPP] TIE 400 kV Portile de Fier-Djerdap | RPDFE41 XPF_DJ11 1 | 1682 | 1836 | -154 | 92 | -1199 | AC
RO-MD_CO_00001 | N-1 TIE 400 kV Isaccea - Vulcanesti | [RO-RS] [OPP] TIE 400 kV Portile de Fier-Djerdap | RPDFE41 XPF_DJ11 1 | 1625 | 1836 | -211 | 88 | -1158 | AC
RO_CO_00029 | N-1 OHL 220 kV Resita-Timisoara 1&2 | [RO-RS] [OPP] TIE 400 kV Portile de Fier-Djerdap | RPDFE41 XPF_DJ11 1 | 1590 | 1836 | -246 | 87 | -1133 | AC
RO_CO_00001 | N-1 OHL 220 kV Portile de Fier-Resita 1&2 | [RO-RS] [OPP] TIE 400 kV Portile de Fier-Djerdap | RPDFE41 XPF_DJ11 1 | 1584 | 1836 | -252 | 86 | -1130 | AC
RO_CO_00031 | N-1 OHL 220 kV Resita-Timisoara c2 | [RO-RO] [DIR] OHL 220 kV Resita-Timisoara c1 | RRESI12 RTIMI12 1 | 804 | 960 | -156 | 84 | 325 | AC
RO_CO_00052 | N-1 OHL 400 kV Sofia Zapad -Nis | [RO-RS] [OPP] TIE 400 kV Portile de Fier-Djerdap | RPDFE41 XPF_DJ11 1 | 1515 | 1836 | -321 | 82 | -1079 | AC
BG_RO_CO_00005 | N-1 TIE 400 kV MEDGIDIA SUD - DOBRUDJA | [BG-RO] [OPP] TIE 400 kV TINTARENI-KOZLODUI 2 | XKO_TI12 VAECKO11 1 | 1377 | 1890 | -513 | 73 | 985 | AC
BG_RO_CO_00005 | N-1 TIE 400 kV MEDGIDIA SUD - DOBRUDJA | [BG-RO] [OPP] TIE 400 kV TINTARENI-KOZLODUI 1 | XKO_TI11 VAECKO11 1 | 1377 | 1890 | -513 | 73 | 985 | AC
RO_RS_CO_00001 | N-1 TIE 400 kV PORTILE DE FIER - DJERDAP | [BG-RO] [OPP] TIE 400 kV TINTARENI-KOZLODUI 1 | XKO_TI11 VAECKO11 1 | 1365 | 1890 | -525 | 72 | 977 | AC
RO_RS_CO_00001 | N-1 TIE 400 kV PORTILE DE FIER - DJERDAP | [BG-RO] [OPP] TIE 400 kV TINTARENI-KOZLODUI 2 | XKO_TI12 VAECKO11 1 | 1365 | 1890 | -525 | 72 | 977 | AC
RO-BG_CO_00005 | N-1 TIE 400 kV DOBRUDJA- MEDGIDIA SUD | [RO-BG] [OPP] TIE 400 kV TINTARENI-KOZLODUI 1 | RTINTB1 XKO_TI11 1 | 1377 | 1920 | -543 | 72 | -963 | AC
RO-BG_CO_00005 | N-1 TIE 400 kV DOBRUDJA- MEDGIDIA SUD | [RO-BG] [OPP] TIE 400 kV TINTARENI-KOZLODUI 2 | RTINTB1 XKO_TI12 1 | 1377 | 1920 | -543 | 72 | -963 | AC
RO-RS_CO_00001 | N-1 TIE 400 kV Portile de Fier-Djerdap | [RO-BG] [OPP] TIE 400 kV TINTARENI-KOZLODUI 1 | RTINTB1 XKO_TI11 1 | 1365 | 1920 | -555 | 71 | -956 | AC
RO-RS_CO_00001 | N-1 TIE 400 kV Portile de Fier-Djerdap | [RO-BG] [OPP] TIE 400 kV TINTARENI-KOZLODUI 2 | RTINTB1 XKO_TI12 1 | 1365 | 1920 | -555 | 71 | -956 | AC

## 1730
Detailed results
Generated at: | 13/04/2026 22:06:53
Business day: | 2026-04-15
Horizon: | 2DA
Timestamp | 17:30
Border & direction: | South-Romania Importing
Remedial actions | False
Margin satisfied | True
Final step | Margin Calculation
TTC [MW]: | 3116.27
Loading threshold | 0.7
Limiting CNEC | N-1 TIE 400 kV TINTARENI-KOZLODUI 2/[RO-RS] [OPP] TIE 400 kV Portile de Fier-Djerdap
Applied RAs
Non Costly RAO
CO ID | RA ID | Name of the RA | Usage | Type | Location | Status | Details
Costly RAO
RA RD ID | TSO | Generator Name | Minimum Power [MW] | Maximum Power [MW] | RDP- | RDP+ | P [MW] before RAO | P [MW] after RAO | P0 [MW] | Plimit+ [MW] | Plimit- [MW] | Started up | Shutdown
Non Costly Reduction
CO ID | RA ID | Name of the RA | Usage | Type | Location | Status | Details
Limiting CNECs
CO ID | Name of the CO | Name of the CNE | CNE UCTE branch | Calculated I (A) | I max (PATL) | Margin (A) | Loading (%) | Flow [MW] | LF type
RO-BG_CO_00002 | N-1 TIE 400 kV TINTARENI-KOZLODUI 2 | [RO-RS] [OPP] TIE 400 kV Portile de Fier-Djerdap | RPDFE41 XPF_DJ11 1 | 1846 | 1836 | 10 | 101 | -1293 | AC
RO-BG_CO_00001 | N-1 TIE 400 kV TINTARENI-KOZLODUI 1 | [RO-RS] [OPP] TIE 400 kV Portile de Fier-Djerdap | RPDFE41 XPF_DJ11 1 | 1846 | 1836 | 10 | 101 | -1293 | AC
RO-HU_CO_00001 | N-1 TIE 400 kV Arad-Sandorfalva | [RO-RS] [OPP] TIE 400 kV Portile de Fier-Djerdap | RPDFE41 XPF_DJ11 1 | 1754 | 1836 | -82 | 96 | -1228 | AC
RO-RS_CO_00003 | N-1 TIE 400 kV Resita-Pancevo c2 | [RO-RS] [OPP] TIE 400 kV Portile de Fier-Djerdap | RPDFE41 XPF_DJ11 1 | 1749 | 1836 | -87 | 95 | -1224 | AC
RO-RS_CO_00004 | N-1 TIE 400 kV Resita-Pancevo c1 | [RO-RS] [OPP] TIE 400 kV Portile de Fier-Djerdap | RPDFE41 XPF_DJ11 1 | 1749 | 1836 | -87 | 95 | -1224 | AC
RO_CO_00027 | N-1 TRA 400/220 kV AT3 Arad | [RO-RS] [OPP] TIE 400 kV Portile de Fier-Djerdap | RPDFE41 XPF_DJ11 1 | 1748 | 1836 | -88 | 95 | -1224 | AC
RO-HU_CO_00002 | N-1 TIE 400 kV Nadab-Bekescsaba | [RO-RS] [OPP] TIE 400 kV Portile de Fier-Djerdap | RPDFE41 XPF_DJ11 1 | 1738 | 1836 | -98 | 95 | -1217 | AC
RO-UA_CO_00001 | N-1 TIE 400 kV Rosiori-Mukacevo | [RO-RS] [OPP] TIE 400 kV Portile de Fier-Djerdap | RPDFE41 XPF_DJ11 1 | 1734 | 1836 | -102 | 94 | -1214 | AC
Base case | Base case | [RO-RS] [OPP] TIE 400 kV Portile de Fier-Djerdap | RPDFE41 XPF_DJ11 1 | 1721 | 1836 | -115 | 94 | -1204 | AC
RO-MD_CO_00001 | N-1 TIE 400 kV Isaccea - Vulcanesti | [RO-RS] [OPP] TIE 400 kV Portile de Fier-Djerdap | RPDFE41 XPF_DJ11 1 | 1660 | 1836 | -176 | 90 | -1161 | AC
RO_CO_00052 | N-1 OHL 400 kV Sofia Zapad -Nis | [RO-RS] [OPP] TIE 400 kV Portile de Fier-Djerdap | RPDFE41 XPF_DJ11 1 | 1651 | 1836 | -185 | 90 | -1153 | AC
RO_CO_00001 | N-1 OHL 220 kV Portile de Fier-Resita 1&2 | [RO-RS] [OPP] TIE 400 kV Portile de Fier-Djerdap | RPDFE41 XPF_DJ11 1 | 1632 | 1836 | -204 | 89 | -1141 | AC
RO_CO_00029 | N-1 OHL 220 kV Resita-Timisoara 1&2 | [RO-RS] [OPP] TIE 400 kV Portile de Fier-Djerdap | RPDFE41 XPF_DJ11 1 | 1631 | 1836 | -205 | 89 | -1140 | AC
RO_CO_00031 | N-1 OHL 220 kV Resita-Timisoara c2 | [RO-RO] [DIR] OHL 220 kV Resita-Timisoara c1 | RRESI12 RTIMI12 1 | 773 | 960 | -187 | 81 | 312 | AC
BG_RO_CO_00002 | N-1 TIE 400 kV TINTARENI-KOZLODUI 2 | [BG-RO] [OPP] TIE 400 kV TINTARENI-KOZLODUI 1 | XKO_TI11 VAECKO11 1 | 1446 | 1890 | -444 | 77 | 1035 | AC
BG_RO_CO_00001 | N-1 TIE 400 kV TINTARENI-KOZLODUI 1 | [BG-RO] [OPP] TIE 400 kV TINTARENI-KOZLODUI 2 | XKO_TI12 VAECKO11 1 | 1446 | 1890 | -444 | 77 | 1035 | AC
RO-BG_CO_00001 | N-1 TIE 400 kV TINTARENI-KOZLODUI 1 | [RO-BG] [OPP] TIE 400 kV TINTARENI-KOZLODUI 2 | RTINTB1 XKO_TI12 1 | 1446 | 1920 | -474 | 75 | -1011 | AC
RO-BG_CO_00002 | N-1 TIE 400 kV TINTARENI-KOZLODUI 2 | [RO-BG] [OPP] TIE 400 kV TINTARENI-KOZLODUI 1 | RTINTB1 XKO_TI11 1 | 1446 | 1920 | -474 | 75 | -1011 | AC
RO_CO_00009 | N-1 OHL 400 kV Iernut-Sibiu Sud | [RO-RO] [DIR] TRA 400/220 kV AT Rosiori | RROS241 RROSI22 2 | 749 | 999 | -250 | 75 | 285 | AC

## 1830
Detailed results
Generated at: | 13/04/2026 22:06:54
Business day: | 2026-04-15
Horizon: | 2DA
Timestamp | 18:30
Border & direction: | South-Romania Importing
Remedial actions | False
Margin satisfied | True
Final step | Margin Calculation
TTC [MW]: | 3369.57
Loading threshold | 0.7
Limiting CNEC | N-1 TIE 400 kV TINTARENI-KOZLODUI 2/[RO-RS] [OPP] TIE 400 kV Portile de Fier-Djerdap
Applied RAs
Non Costly RAO
CO ID | RA ID | Name of the RA | Usage | Type | Location | Status | Details
Costly RAO
RA RD ID | TSO | Generator Name | Minimum Power [MW] | Maximum Power [MW] | RDP- | RDP+ | P [MW] before RAO | P [MW] after RAO | P0 [MW] | Plimit+ [MW] | Plimit- [MW] | Started up | Shutdown
Non Costly Reduction
CO ID | RA ID | Name of the RA | Usage | Type | Location | Status | Details
Limiting CNECs
CO ID | Name of the CO | Name of the CNE | CNE UCTE branch | Calculated I (A) | I max (PATL) | Margin (A) | Loading (%) | Flow [MW] | LF type
RO-BG_CO_00002 | N-1 TIE 400 kV TINTARENI-KOZLODUI 2 | [RO-RS] [OPP] TIE 400 kV Portile de Fier-Djerdap | RPDFE41 XPF_DJ11 1 | 1847 | 1836 | 11 | 101 | -1319 | AC
RO-BG_CO_00001 | N-1 TIE 400 kV TINTARENI-KOZLODUI 1 | [RO-RS] [OPP] TIE 400 kV Portile de Fier-Djerdap | RPDFE41 XPF_DJ11 1 | 1847 | 1836 | 11 | 101 | -1319 | AC
RO-HU_CO_00001 | N-1 TIE 400 kV Arad-Sandorfalva | [RO-RS] [OPP] TIE 400 kV Portile de Fier-Djerdap | RPDFE41 XPF_DJ11 1 | 1755 | 1836 | -81 | 96 | -1253 | AC
RO-RS_CO_00003 | N-1 TIE 400 kV Resita-Pancevo c2 | [RO-RS] [OPP] TIE 400 kV Portile de Fier-Djerdap | RPDFE41 XPF_DJ11 1 | 1734 | 1836 | -102 | 94 | -1239 | AC
RO-RS_CO_00004 | N-1 TIE 400 kV Resita-Pancevo c1 | [RO-RS] [OPP] TIE 400 kV Portile de Fier-Djerdap | RPDFE41 XPF_DJ11 1 | 1734 | 1836 | -102 | 94 | -1239 | AC
RO-HU_CO_00002 | N-1 TIE 400 kV Nadab-Bekescsaba | [RO-RS] [OPP] TIE 400 kV Portile de Fier-Djerdap | RPDFE41 XPF_DJ11 1 | 1728 | 1836 | -108 | 94 | -1233 | AC
RO_CO_00027 | N-1 TRA 400/220 kV AT3 Arad | [RO-RS] [OPP] TIE 400 kV Portile de Fier-Djerdap | RPDFE41 XPF_DJ11 1 | 1724 | 1836 | -112 | 94 | -1231 | AC
RO_CO_00002 | N-1 OHL 400 kV Mintia-Arad | [RO-RS] [OPP] TIE 400 kV Portile de Fier-Djerdap | RPDFE41 XPF_DJ11 1 | 1719 | 1836 | -117 | 94 | -1227 | AC
Base case | Base case | [RO-RS] [OPP] TIE 400 kV Portile de Fier-Djerdap | RPDFE41 XPF_DJ11 1 | 1710 | 1836 | -126 | 93 | -1220 | AC
RO-UA_CO_00001 | N-1 TIE 400 kV Rosiori-Mukacevo | [RO-RS] [OPP] TIE 400 kV Portile de Fier-Djerdap | RPDFE41 XPF_DJ11 1 | 1708 | 1836 | -128 | 93 | -1219 | AC
RO_CO_00052 | N-1 OHL 400 kV Sofia Zapad -Nis | [RO-RS] [OPP] TIE 400 kV Portile de Fier-Djerdap | RPDFE41 XPF_DJ11 1 | 1642 | 1836 | -194 | 89 | -1172 | AC
RO_CO_00031 | N-1 OHL 220 kV Resita-Timisoara c2 | [RO-RO] [DIR] OHL 220 kV Resita-Timisoara c1 | RRESI12 RTIMI12 1 | 856 | 960 | -104 | 89 | 346 | AC
RO-MD_CO_00001 | N-1 TIE 400 kV Isaccea - Vulcanesti | [RO-RS] [OPP] TIE 400 kV Portile de Fier-Djerdap | RPDFE41 XPF_DJ11 1 | 1632 | 1836 | -204 | 89 | -1165 | AC
RO_CO_00029 | N-1 OHL 220 kV Resita-Timisoara 1&2 | [RO-RS] [OPP] TIE 400 kV Portile de Fier-Djerdap | RPDFE41 XPF_DJ11 1 | 1611 | 1836 | -225 | 88 | -1149 | AC
RO_CO_00001 | N-1 OHL 220 kV Portile de Fier-Resita 1&2 | [RO-RS] [OPP] TIE 400 kV Portile de Fier-Djerdap | RPDFE41 XPF_DJ11 1 | 1600 | 1836 | -236 | 87 | -1143 | AC
BG_RO_CO_00001 | N-1 TIE 400 kV TINTARENI-KOZLODUI 1 | [BG-RO] [OPP] TIE 400 kV TINTARENI-KOZLODUI 2 | XKO_TI12 VAECKO11 1 | 1620 | 1890 | -270 | 86 | 1159 | AC
BG_RO_CO_00002 | N-1 TIE 400 kV TINTARENI-KOZLODUI 2 | [BG-RO] [OPP] TIE 400 kV TINTARENI-KOZLODUI 1 | XKO_TI11 VAECKO11 1 | 1620 | 1890 | -270 | 86 | 1159 | AC
RO-BG_CO_00001 | N-1 TIE 400 kV TINTARENI-KOZLODUI 1 | [RO-BG] [OPP] TIE 400 kV TINTARENI-KOZLODUI 2 | RTINTB1 XKO_TI12 1 | 1620 | 1920 | -300 | 84 | -1129 | AC
RO-BG_CO_00002 | N-1 TIE 400 kV TINTARENI-KOZLODUI 2 | [RO-BG] [OPP] TIE 400 kV TINTARENI-KOZLODUI 1 | RTINTB1 XKO_TI11 1 | 1620 | 1920 | -300 | 84 | -1129 | AC
RO_CO_00009 | N-1 OHL 400 kV Iernut-Sibiu Sud | [RO-RO] [DIR] TRA 400/220 kV AT Rosiori | RROS241 RROSI22 2 | 718 | 999 | -281 | 72 | 270 | AC

## 1930
Detailed results
Generated at: | 13/04/2026 22:06:54
Business day: | 2026-04-15
Horizon: | 2DA
Timestamp | 19:30
Border & direction: | South-Romania Importing
Remedial actions | False
Margin satisfied | True
Final step | Margin Calculation
TTC [MW]: | 3525.7
Loading threshold | 0.7
Limiting CNEC | N-1 TIE 400 kV TINTARENI-KOZLODUI 2/[RO-RS] [OPP] TIE 400 kV Portile de Fier-Djerdap
Applied RAs
Non Costly RAO
CO ID | RA ID | Name of the RA | Usage | Type | Location | Status | Details
Costly RAO
RA RD ID | TSO | Generator Name | Minimum Power [MW] | Maximum Power [MW] | RDP- | RDP+ | P [MW] before RAO | P [MW] after RAO | P0 [MW] | Plimit+ [MW] | Plimit- [MW] | Started up | Shutdown
Non Costly Reduction
CO ID | RA ID | Name of the RA | Usage | Type | Location | Status | Details
Limiting CNECs
CO ID | Name of the CO | Name of the CNE | CNE UCTE branch | Calculated I (A) | I max (PATL) | Margin (A) | Loading (%) | Flow [MW] | LF type
RO-BG_CO_00002 | N-1 TIE 400 kV TINTARENI-KOZLODUI 2 | [RO-RS] [OPP] TIE 400 kV Portile de Fier-Djerdap | RPDFE41 XPF_DJ11 1 | 1847 | 1836 | 11 | 101 | -1312 | AC
RO-BG_CO_00001 | N-1 TIE 400 kV TINTARENI-KOZLODUI 1 | [RO-RS] [OPP] TIE 400 kV Portile de Fier-Djerdap | RPDFE41 XPF_DJ11 1 | 1847 | 1836 | 11 | 101 | -1312 | AC
RO-HU_CO_00001 | N-1 TIE 400 kV Arad-Sandorfalva | [RO-RS] [OPP] TIE 400 kV Portile de Fier-Djerdap | RPDFE41 XPF_DJ11 1 | 1742 | 1836 | -94 | 95 | -1237 | AC
RO-RS_CO_00003 | N-1 TIE 400 kV Resita-Pancevo c2 | [RO-RS] [OPP] TIE 400 kV Portile de Fier-Djerdap | RPDFE41 XPF_DJ11 1 | 1717 | 1836 | -119 | 94 | -1220 | AC
RO-RS_CO_00004 | N-1 TIE 400 kV Resita-Pancevo c1 | [RO-RS] [OPP] TIE 400 kV Portile de Fier-Djerdap | RPDFE41 XPF_DJ11 1 | 1717 | 1836 | -119 | 94 | -1220 | AC
RO-HU_CO_00002 | N-1 TIE 400 kV Nadab-Bekescsaba | [RO-RS] [OPP] TIE 400 kV Portile de Fier-Djerdap | RPDFE41 XPF_DJ11 1 | 1715 | 1836 | -121 | 93 | -1217 | AC
RO_CO_00027 | N-1 TRA 400/220 kV AT3 Arad | [RO-RS] [OPP] TIE 400 kV Portile de Fier-Djerdap | RPDFE41 XPF_DJ11 1 | 1714 | 1836 | -122 | 93 | -1218 | AC
RO_CO_00031 | N-1 OHL 220 kV Resita-Timisoara c2 | [RO-RO] [DIR] OHL 220 kV Resita-Timisoara c1 | RRESI12 RTIMI12 1 | 893 | 960 | -67 | 93 | 360 | AC
RO_CO_00002 | N-1 OHL 400 kV Mintia-Arad | [RO-RS] [OPP] TIE 400 kV Portile de Fier-Djerdap | RPDFE41 XPF_DJ11 1 | 1705 | 1836 | -131 | 93 | -1210 | AC
Base case | Base case | [RO-RS] [OPP] TIE 400 kV Portile de Fier-Djerdap | RPDFE41 XPF_DJ11 1 | 1702 | 1836 | -134 | 93 | -1208 | AC
RO-UA_CO_00001 | N-1 TIE 400 kV Rosiori-Mukacevo | [RO-RS] [OPP] TIE 400 kV Portile de Fier-Djerdap | RPDFE41 XPF_DJ11 1 | 1691 | 1836 | -145 | 92 | -1200 | AC
BG_RO_CO_00001 | N-1 TIE 400 kV TINTARENI-KOZLODUI 1 | [BG-RO] [OPP] TIE 400 kV TINTARENI-KOZLODUI 2 | XKO_TI12 VAECKO11 1 | 1730 | 1890 | -160 | 92 | 1240 | AC
BG_RO_CO_00002 | N-1 TIE 400 kV TINTARENI-KOZLODUI 2 | [BG-RO] [OPP] TIE 400 kV TINTARENI-KOZLODUI 1 | XKO_TI11 VAECKO11 1 | 1730 | 1890 | -160 | 92 | 1240 | AC
RO-BG_CO_00002 | N-1 TIE 400 kV TINTARENI-KOZLODUI 2 | [RO-BG] [OPP] TIE 400 kV TINTARENI-KOZLODUI 1 | RTINTB1 XKO_TI11 1 | 1730 | 1920 | -190 | 90 | -1206 | AC
RO-BG_CO_00001 | N-1 TIE 400 kV TINTARENI-KOZLODUI 1 | [RO-BG] [OPP] TIE 400 kV TINTARENI-KOZLODUI 2 | RTINTB1 XKO_TI12 1 | 1730 | 1920 | -190 | 90 | -1206 | AC
RO-MD_CO_00001 | N-1 TIE 400 kV Isaccea - Vulcanesti | [RO-RS] [OPP] TIE 400 kV Portile de Fier-Djerdap | RPDFE41 XPF_DJ11 1 | 1613 | 1836 | -223 | 88 | -1145 | AC
RO_CO_00052 | N-1 OHL 400 kV Sofia Zapad -Nis | [RO-RS] [OPP] TIE 400 kV Portile de Fier-Djerdap | RPDFE41 XPF_DJ11 1 | 1606 | 1836 | -230 | 87 | -1139 | AC
RO_CO_00029 | N-1 OHL 220 kV Resita-Timisoara 1&2 | [RO-RS] [OPP] TIE 400 kV Portile de Fier-Djerdap | RPDFE41 XPF_DJ11 1 | 1600 | 1836 | -236 | 87 | -1134 | AC
RO_CO_00001 | N-1 OHL 220 kV Portile de Fier-Resita 1&2 | [RO-RS] [OPP] TIE 400 kV Portile de Fier-Djerdap | RPDFE41 XPF_DJ11 1 | 1584 | 1836 | -252 | 86 | -1124 | AC

## 2030
Detailed results
Generated at: | 13/04/2026 22:06:54
Business day: | 2026-04-15
Horizon: | 2DA
Timestamp | 20:30
Border & direction: | South-Romania Importing
Remedial actions | False
Margin satisfied | True
Final step | Margin Calculation
TTC [MW]: | 3513.05
Loading threshold | 0.7
Limiting CNEC | N-1 TIE 400 kV TINTARENI-KOZLODUI 2/[RO-RS] [OPP] TIE 400 kV Portile de Fier-Djerdap
Applied RAs
Non Costly RAO
CO ID | RA ID | Name of the RA | Usage | Type | Location | Status | Details
Costly RAO
RA RD ID | TSO | Generator Name | Minimum Power [MW] | Maximum Power [MW] | RDP- | RDP+ | P [MW] before RAO | P [MW] after RAO | P0 [MW] | Plimit+ [MW] | Plimit- [MW] | Started up | Shutdown
Non Costly Reduction
CO ID | RA ID | Name of the RA | Usage | Type | Location | Status | Details
Limiting CNECs
CO ID | Name of the CO | Name of the CNE | CNE UCTE branch | Calculated I (A) | I max (PATL) | Margin (A) | Loading (%) | Flow [MW] | LF type
RO-BG_CO_00002 | N-1 TIE 400 kV TINTARENI-KOZLODUI 2 | [RO-RS] [OPP] TIE 400 kV Portile de Fier-Djerdap | RPDFE41 XPF_DJ11 1 | 1840 | 1836 | 4 | 100 | -1307 | AC
RO-BG_CO_00001 | N-1 TIE 400 kV TINTARENI-KOZLODUI 1 | [RO-RS] [OPP] TIE 400 kV Portile de Fier-Djerdap | RPDFE41 XPF_DJ11 1 | 1840 | 1836 | 4 | 100 | -1307 | AC
RO-HU_CO_00001 | N-1 TIE 400 kV Arad-Sandorfalva | [RO-RS] [OPP] TIE 400 kV Portile de Fier-Djerdap | RPDFE41 XPF_DJ11 1 | 1730 | 1836 | -106 | 94 | -1228 | AC
RO_CO_00027 | N-1 TRA 400/220 kV AT3 Arad | [RO-RS] [OPP] TIE 400 kV Portile de Fier-Djerdap | RPDFE41 XPF_DJ11 1 | 1703 | 1836 | -133 | 93 | -1210 | AC
RO-HU_CO_00002 | N-1 TIE 400 kV Nadab-Bekescsaba | [RO-RS] [OPP] TIE 400 kV Portile de Fier-Djerdap | RPDFE41 XPF_DJ11 1 | 1702 | 1836 | -134 | 93 | -1208 | AC
RO-RS_CO_00003 | N-1 TIE 400 kV Resita-Pancevo c2 | [RO-RS] [OPP] TIE 400 kV Portile de Fier-Djerdap | RPDFE41 XPF_DJ11 1 | 1700 | 1836 | -136 | 93 | -1208 | AC
RO-RS_CO_00004 | N-1 TIE 400 kV Resita-Pancevo c1 | [RO-RS] [OPP] TIE 400 kV Portile de Fier-Djerdap | RPDFE41 XPF_DJ11 1 | 1700 | 1836 | -136 | 93 | -1208 | AC
BG_RO_CO_00002 | N-1 TIE 400 kV TINTARENI-KOZLODUI 2 | [BG-RO] [OPP] TIE 400 kV TINTARENI-KOZLODUI 1 | XKO_TI11 VAECKO11 1 | 1748 | 1890 | -142 | 92 | 1253 | AC
BG_RO_CO_00001 | N-1 TIE 400 kV TINTARENI-KOZLODUI 1 | [BG-RO] [OPP] TIE 400 kV TINTARENI-KOZLODUI 2 | XKO_TI12 VAECKO11 1 | 1748 | 1890 | -142 | 92 | 1253 | AC
Base case | Base case | [RO-RS] [OPP] TIE 400 kV Portile de Fier-Djerdap | RPDFE41 XPF_DJ11 1 | 1693 | 1836 | -143 | 92 | -1201 | AC
RO_CO_00002 | N-1 OHL 400 kV Mintia-Arad | [RO-RS] [OPP] TIE 400 kV Portile de Fier-Djerdap | RPDFE41 XPF_DJ11 1 | 1692 | 1836 | -144 | 92 | -1201 | AC
RO-UA_CO_00001 | N-1 TIE 400 kV Rosiori-Mukacevo | [RO-RS] [OPP] TIE 400 kV Portile de Fier-Djerdap | RPDFE41 XPF_DJ11 1 | 1681 | 1836 | -155 | 92 | -1193 | AC
RO-BG_CO_00001 | N-1 TIE 400 kV TINTARENI-KOZLODUI 1 | [RO-BG] [OPP] TIE 400 kV TINTARENI-KOZLODUI 2 | RTINTB1 XKO_TI12 1 | 1748 | 1920 | -172 | 91 | -1218 | AC
RO-BG_CO_00002 | N-1 TIE 400 kV TINTARENI-KOZLODUI 2 | [RO-BG] [OPP] TIE 400 kV TINTARENI-KOZLODUI 1 | RTINTB1 XKO_TI11 1 | 1748 | 1920 | -172 | 91 | -1218 | AC
RO-MD_CO_00001 | N-1 TIE 400 kV Isaccea - Vulcanesti | [RO-RS] [OPP] TIE 400 kV Portile de Fier-Djerdap | RPDFE41 XPF_DJ11 1 | 1603 | 1836 | -233 | 87 | -1138 | AC
RO_CO_00029 | N-1 OHL 220 kV Resita-Timisoara 1&2 | [RO-RS] [OPP] TIE 400 kV Portile de Fier-Djerdap | RPDFE41 XPF_DJ11 1 | 1590 | 1836 | -246 | 87 | -1127 | AC
RO_CO_00052 | N-1 OHL 400 kV Sofia Zapad -Nis | [RO-RS] [OPP] TIE 400 kV Portile de Fier-Djerdap | RPDFE41 XPF_DJ11 1 | 1580 | 1836 | -256 | 86 | -1120 | AC
RO_CO_00001 | N-1 OHL 220 kV Portile de Fier-Resita 1&2 | [RO-RS] [OPP] TIE 400 kV Portile de Fier-Djerdap | RPDFE41 XPF_DJ11 1 | 1569 | 1836 | -267 | 85 | -1114 | AC

## 2130
Detailed results
Generated at: | 13/04/2026 22:06:54
Business day: | 2026-04-15
Horizon: | 2DA
Timestamp | 21:30
Border & direction: | South-Romania Importing
Remedial actions | False
Margin satisfied | True
Final step | Margin Calculation
TTC [MW]: | 3380.19
Loading threshold | 0.7
Limiting CNEC | N-1 TIE 400 kV TINTARENI-KOZLODUI 1/[RO-RS] [OPP] TIE 400 kV Portile de Fier-Djerdap
Applied RAs
Non Costly RAO
CO ID | RA ID | Name of the RA | Usage | Type | Location | Status | Details
Costly RAO
RA RD ID | TSO | Generator Name | Minimum Power [MW] | Maximum Power [MW] | RDP- | RDP+ | P [MW] before RAO | P [MW] after RAO | P0 [MW] | Plimit+ [MW] | Plimit- [MW] | Started up | Shutdown
Non Costly Reduction
CO ID | RA ID | Name of the RA | Usage | Type | Location | Status | Details
Limiting CNECs
CO ID | Name of the CO | Name of the CNE | CNE UCTE branch | Calculated I (A) | I max (PATL) | Margin (A) | Loading (%) | Flow [MW] | LF type
RO-BG_CO_00002 | N-1 TIE 400 kV TINTARENI-KOZLODUI 2 | [RO-RS] [OPP] TIE 400 kV Portile de Fier-Djerdap | RPDFE41 XPF_DJ11 1 | 1848 | 1836 | 12 | 101 | -1303 | AC
RO-BG_CO_00001 | N-1 TIE 400 kV TINTARENI-KOZLODUI 1 | [RO-RS] [OPP] TIE 400 kV Portile de Fier-Djerdap | RPDFE41 XPF_DJ11 1 | 1848 | 1836 | 12 | 101 | -1303 | AC
RO-HU_CO_00001 | N-1 TIE 400 kV Arad-Sandorfalva | [RO-RS] [OPP] TIE 400 kV Portile de Fier-Djerdap | RPDFE41 XPF_DJ11 1 | 1748 | 1836 | -88 | 95 | -1232 | AC
RO-HU_CO_00002 | N-1 TIE 400 kV Nadab-Bekescsaba | [RO-RS] [OPP] TIE 400 kV Portile de Fier-Djerdap | RPDFE41 XPF_DJ11 1 | 1722 | 1836 | -114 | 94 | -1213 | AC
RO_CO_00027 | N-1 TRA 400/220 kV AT3 Arad | [RO-RS] [OPP] TIE 400 kV Portile de Fier-Djerdap | RPDFE41 XPF_DJ11 1 | 1720 | 1836 | -116 | 94 | -1213 | AC
RO-RS_CO_00003 | N-1 TIE 400 kV Resita-Pancevo c2 | [RO-RS] [OPP] TIE 400 kV Portile de Fier-Djerdap | RPDFE41 XPF_DJ11 1 | 1720 | 1836 | -116 | 94 | -1214 | AC
RO-RS_CO_00004 | N-1 TIE 400 kV Resita-Pancevo c1 | [RO-RS] [OPP] TIE 400 kV Portile de Fier-Djerdap | RPDFE41 XPF_DJ11 1 | 1720 | 1836 | -116 | 94 | -1214 | AC
RO_CO_00002 | N-1 OHL 400 kV Mintia-Arad | [RO-RS] [OPP] TIE 400 kV Portile de Fier-Djerdap | RPDFE41 XPF_DJ11 1 | 1713 | 1836 | -123 | 93 | -1206 | AC
Base case | Base case | [RO-RS] [OPP] TIE 400 kV Portile de Fier-Djerdap | RPDFE41 XPF_DJ11 1 | 1710 | 1836 | -126 | 93 | -1204 | AC
RO-UA_CO_00001 | N-1 TIE 400 kV Rosiori-Mukacevo | [RO-RS] [OPP] TIE 400 kV Portile de Fier-Djerdap | RPDFE41 XPF_DJ11 1 | 1704 | 1836 | -132 | 93 | -1200 | AC
RO_CO_00031 | N-1 OHL 220 kV Resita-Timisoara c2 | [RO-RO] [DIR] OHL 220 kV Resita-Timisoara c1 | RRESI12 RTIMI12 1 | 874 | 960 | -86 | 91 | 352 | AC
RO-MD_CO_00001 | N-1 TIE 400 kV Isaccea - Vulcanesti | [RO-RS] [OPP] TIE 400 kV Portile de Fier-Djerdap | RPDFE41 XPF_DJ11 1 | 1623 | 1836 | -213 | 88 | -1142 | AC
RO_CO_00052 | N-1 OHL 400 kV Sofia Zapad -Nis | [RO-RS] [OPP] TIE 400 kV Portile de Fier-Djerdap | RPDFE41 XPF_DJ11 1 | 1617 | 1836 | -219 | 88 | -1137 | AC
RO_CO_00029 | N-1 OHL 220 kV Resita-Timisoara 1&2 | [RO-RS] [OPP] TIE 400 kV Portile de Fier-Djerdap | RPDFE41 XPF_DJ11 1 | 1611 | 1836 | -225 | 88 | -1132 | AC
BG_RO_CO_00001 | N-1 TIE 400 kV TINTARENI-KOZLODUI 1 | [BG-RO] [OPP] TIE 400 kV TINTARENI-KOZLODUI 2 | XKO_TI12 VAECKO11 1 | 1653 | 1890 | -237 | 87 | 1184 | AC
BG_RO_CO_00002 | N-1 TIE 400 kV TINTARENI-KOZLODUI 2 | [BG-RO] [OPP] TIE 400 kV TINTARENI-KOZLODUI 1 | XKO_TI11 VAECKO11 1 | 1653 | 1890 | -237 | 87 | 1184 | AC
RO_CO_00001 | N-1 OHL 220 kV Portile de Fier-Resita 1&2 | [RO-RS] [OPP] TIE 400 kV Portile de Fier-Djerdap | RPDFE41 XPF_DJ11 1 | 1593 | 1836 | -243 | 87 | -1121 | AC
RO-BG_CO_00001 | N-1 TIE 400 kV TINTARENI-KOZLODUI 1 | [RO-BG] [OPP] TIE 400 kV TINTARENI-KOZLODUI 2 | RTINTB1 XKO_TI12 1 | 1653 | 1920 | -267 | 86 | -1153 | AC
RO-BG_CO_00002 | N-1 TIE 400 kV TINTARENI-KOZLODUI 2 | [RO-BG] [OPP] TIE 400 kV TINTARENI-KOZLODUI 1 | RTINTB1 XKO_TI11 1 | 1653 | 1920 | -267 | 86 | -1153 | AC

## 2230
Detailed results
Generated at: | 13/04/2026 22:06:54
Business day: | 2026-04-15
Horizon: | 2DA
Timestamp | 22:30
Border & direction: | South-Romania Importing
Remedial actions | False
Margin satisfied | True
Final step | Margin Calculation
TTC [MW]: | 3298.55
Loading threshold | 0.7
Limiting CNEC | N-1 TIE 400 kV TINTARENI-KOZLODUI 1/[RO-RS] [OPP] TIE 400 kV Portile de Fier-Djerdap
Applied RAs
Non Costly RAO
CO ID | RA ID | Name of the RA | Usage | Type | Location | Status | Details
Costly RAO
RA RD ID | TSO | Generator Name | Minimum Power [MW] | Maximum Power [MW] | RDP- | RDP+ | P [MW] before RAO | P [MW] after RAO | P0 [MW] | Plimit+ [MW] | Plimit- [MW] | Started up | Shutdown
Non Costly Reduction
CO ID | RA ID | Name of the RA | Usage | Type | Location | Status | Details
Limiting CNECs
CO ID | Name of the CO | Name of the CNE | CNE UCTE branch | Calculated I (A) | I max (PATL) | Margin (A) | Loading (%) | Flow [MW] | LF type
RO-BG_CO_00002 | N-1 TIE 400 kV TINTARENI-KOZLODUI 2 | [RO-RS] [OPP] TIE 400 kV Portile de Fier-Djerdap | RPDFE41 XPF_DJ11 1 | 1845 | 1836 | 9 | 100 | -1303 | AC
RO-BG_CO_00001 | N-1 TIE 400 kV TINTARENI-KOZLODUI 1 | [RO-RS] [OPP] TIE 400 kV Portile de Fier-Djerdap | RPDFE41 XPF_DJ11 1 | 1845 | 1836 | 9 | 100 | -1303 | AC
RO-HU_CO_00001 | N-1 TIE 400 kV Arad-Sandorfalva | [RO-RS] [OPP] TIE 400 kV Portile de Fier-Djerdap | RPDFE41 XPF_DJ11 1 | 1752 | 1836 | -84 | 95 | -1237 | AC
RO-RS_CO_00003 | N-1 TIE 400 kV Resita-Pancevo c2 | [RO-RS] [OPP] TIE 400 kV Portile de Fier-Djerdap | RPDFE41 XPF_DJ11 1 | 1735 | 1836 | -101 | 94 | -1226 | AC
RO-RS_CO_00004 | N-1 TIE 400 kV Resita-Pancevo c1 | [RO-RS] [OPP] TIE 400 kV Portile de Fier-Djerdap | RPDFE41 XPF_DJ11 1 | 1735 | 1836 | -101 | 94 | -1226 | AC
RO-UA_CO_00001 | N-1 TIE 400 kV Rosiori-Mukacevo | [RO-RS] [OPP] TIE 400 kV Portile de Fier-Djerdap | RPDFE41 XPF_DJ11 1 | 1732 | 1836 | -104 | 94 | -1222 | AC
RO-HU_CO_00002 | N-1 TIE 400 kV Nadab-Bekescsaba | [RO-RS] [OPP] TIE 400 kV Portile de Fier-Djerdap | RPDFE41 XPF_DJ11 1 | 1731 | 1836 | -105 | 94 | -1221 | AC
RO_CO_00027 | N-1 TRA 400/220 kV AT3 Arad | [RO-RS] [OPP] TIE 400 kV Portile de Fier-Djerdap | RPDFE41 XPF_DJ11 1 | 1728 | 1836 | -108 | 94 | -1221 | AC
RO_CO_00002 | N-1 OHL 400 kV Mintia-Arad | [RO-RS] [OPP] TIE 400 kV Portile de Fier-Djerdap | RPDFE41 XPF_DJ11 1 | 1724 | 1836 | -112 | 94 | -1217 | AC
Base case | Base case | [RO-RS] [OPP] TIE 400 kV Portile de Fier-Djerdap | RPDFE41 XPF_DJ11 1 | 1712 | 1836 | -124 | 93 | -1207 | AC
RO-MD_CO_00001 | N-1 TIE 400 kV Isaccea - Vulcanesti | [RO-RS] [OPP] TIE 400 kV Portile de Fier-Djerdap | RPDFE41 XPF_DJ11 1 | 1663 | 1836 | -173 | 91 | -1172 | AC
RO_CO_00029 | N-1 OHL 220 kV Resita-Timisoara 1&2 | [RO-RS] [OPP] TIE 400 kV Portile de Fier-Djerdap | RPDFE41 XPF_DJ11 1 | 1620 | 1836 | -216 | 88 | -1141 | AC
RO_CO_00052 | N-1 OHL 400 kV Sofia Zapad -Nis | [RO-RS] [OPP] TIE 400 kV Portile de Fier-Djerdap | RPDFE41 XPF_DJ11 1 | 1618 | 1836 | -218 | 88 | -1140 | AC
RO_CO_00001 | N-1 OHL 220 kV Portile de Fier-Resita 1&2 | [RO-RS] [OPP] TIE 400 kV Portile de Fier-Djerdap | RPDFE41 XPF_DJ11 1 | 1606 | 1836 | -230 | 87 | -1133 | AC
BG_RO_CO_00001 | N-1 TIE 400 kV TINTARENI-KOZLODUI 1 | [BG-RO] [OPP] TIE 400 kV TINTARENI-KOZLODUI 2 | XKO_TI12 VAECKO11 1 | 1585 | 1890 | -305 | 84 | 1129 | AC
BG_RO_CO_00002 | N-1 TIE 400 kV TINTARENI-KOZLODUI 2 | [BG-RO] [OPP] TIE 400 kV TINTARENI-KOZLODUI 1 | XKO_TI11 VAECKO11 1 | 1585 | 1890 | -305 | 84 | 1129 | AC
RO_CO_00031 | N-1 OHL 220 kV Resita-Timisoara c2 | [RO-RO] [DIR] OHL 220 kV Resita-Timisoara c1 | RRESI12 RTIMI12 1 | 798 | 960 | -162 | 83 | 321 | AC
RO-BG_CO_00002 | N-1 TIE 400 kV TINTARENI-KOZLODUI 2 | [RO-BG] [OPP] TIE 400 kV TINTARENI-KOZLODUI 1 | RTINTB1 XKO_TI11 1 | 1585 | 1920 | -335 | 83 | -1100 | AC
RO-BG_CO_00001 | N-1 TIE 400 kV TINTARENI-KOZLODUI 1 | [RO-BG] [OPP] TIE 400 kV TINTARENI-KOZLODUI 2 | RTINTB1 XKO_TI12 1 | 1585 | 1920 | -335 | 83 | -1100 | AC
RO_CO_00009 | N-1 OHL 400 kV Iernut-Sibiu Sud | [RO-RO] [DIR] TRA 400/220 kV AT Rosiori | RROS241 RROSI22 2 | 815 | 999 | -184 | 82 | 309 | AC
Base case | Base case | [RO-RO] [DIR] TRA 400/220 kV AT Rosiori | RROS241 RROSI22 2 | 731 | 999 | -268 | 73 | 282 | AC
RO_CO_00023 | N-1 OHL 400 kV Gutinas – Smardan | [RO-RO] [DIR] OHL 220 kV Lacu Sarat - Filesti | RLAC222 RFILE12 1 | 628 | 890 | -262 | 71 | 248 | AC

## 2330
Detailed results
Generated at: | 13/04/2026 22:06:54
Business day: | 2026-04-15
Horizon: | 2DA
Timestamp | 23:30
Border & direction: | South-Romania Importing
Remedial actions | False
Margin satisfied | True
Final step | Margin Calculation
TTC [MW]: | 3346.33
Loading threshold | 0.7
Limiting CNEC | N-1 TIE 400 kV TINTARENI-KOZLODUI 2/[RO-RS] [OPP] TIE 400 kV Portile de Fier-Djerdap
Applied RAs
Non Costly RAO
CO ID | RA ID | Name of the RA | Usage | Type | Location | Status | Details
Costly RAO
RA RD ID | TSO | Generator Name | Minimum Power [MW] | Maximum Power [MW] | RDP- | RDP+ | P [MW] before RAO | P [MW] after RAO | P0 [MW] | Plimit+ [MW] | Plimit- [MW] | Started up | Shutdown
Non Costly Reduction
CO ID | RA ID | Name of the RA | Usage | Type | Location | Status | Details
Limiting CNECs
CO ID | Name of the CO | Name of the CNE | CNE UCTE branch | Calculated I (A) | I max (PATL) | Margin (A) | Loading (%) | Flow [MW] | LF type
RO-BG_CO_00001 | N-1 TIE 400 kV TINTARENI-KOZLODUI 1 | [RO-RS] [OPP] TIE 400 kV Portile de Fier-Djerdap | RPDFE41 XPF_DJ11 1 | 1849 | 1836 | 13 | 101 | -1307 | AC
RO-BG_CO_00002 | N-1 TIE 400 kV TINTARENI-KOZLODUI 2 | [RO-RS] [OPP] TIE 400 kV Portile de Fier-Djerdap | RPDFE41 XPF_DJ11 1 | 1849 | 1836 | 13 | 101 | -1307 | AC
RO-HU_CO_00001 | N-1 TIE 400 kV Arad-Sandorfalva | [RO-RS] [OPP] TIE 400 kV Portile de Fier-Djerdap | RPDFE41 XPF_DJ11 1 | 1764 | 1836 | -72 | 96 | -1246 | AC
RO-RS_CO_00003 | N-1 TIE 400 kV Resita-Pancevo c2 | [RO-RS] [OPP] TIE 400 kV Portile de Fier-Djerdap | RPDFE41 XPF_DJ11 1 | 1751 | 1836 | -85 | 95 | -1238 | AC
RO-RS_CO_00004 | N-1 TIE 400 kV Resita-Pancevo c1 | [RO-RS] [OPP] TIE 400 kV Portile de Fier-Djerdap | RPDFE41 XPF_DJ11 1 | 1751 | 1836 | -85 | 95 | -1238 | AC
RO-UA_CO_00001 | N-1 TIE 400 kV Rosiori-Mukacevo | [RO-RS] [OPP] TIE 400 kV Portile de Fier-Djerdap | RPDFE41 XPF_DJ11 1 | 1747 | 1836 | -89 | 95 | -1234 | AC
RO-HU_CO_00002 | N-1 TIE 400 kV Nadab-Bekescsaba | [RO-RS] [OPP] TIE 400 kV Portile de Fier-Djerdap | RPDFE41 XPF_DJ11 1 | 1744 | 1836 | -92 | 95 | -1231 | AC
RO_CO_00027 | N-1 TRA 400/220 kV AT3 Arad | [RO-RS] [OPP] TIE 400 kV Portile de Fier-Djerdap | RPDFE41 XPF_DJ11 1 | 1739 | 1836 | -97 | 95 | -1229 | AC
RO_CO_00002 | N-1 OHL 400 kV Mintia-Arad | [RO-RS] [OPP] TIE 400 kV Portile de Fier-Djerdap | RPDFE41 XPF_DJ11 1 | 1738 | 1836 | -98 | 95 | -1227 | AC
Base case | Base case | [RO-RS] [OPP] TIE 400 kV Portile de Fier-Djerdap | RPDFE41 XPF_DJ11 1 | 1720 | 1836 | -116 | 94 | -1214 | AC
RO-MD_CO_00001 | N-1 TIE 400 kV Isaccea - Vulcanesti | [RO-RS] [OPP] TIE 400 kV Portile de Fier-Djerdap | RPDFE41 XPF_DJ11 1 | 1679 | 1836 | -157 | 91 | -1184 | AC
RO_CO_00029 | N-1 OHL 220 kV Resita-Timisoara 1&2 | [RO-RS] [OPP] TIE 400 kV Portile de Fier-Djerdap | RPDFE41 XPF_DJ11 1 | 1632 | 1836 | -204 | 89 | -1151 | AC
RO_CO_00052 | N-1 OHL 400 kV Sofia Zapad -Nis | [RO-RS] [OPP] TIE 400 kV Portile de Fier-Djerdap | RPDFE41 XPF_DJ11 1 | 1630 | 1836 | -206 | 89 | -1149 | AC
RO_CO_00001 | N-1 OHL 220 kV Portile de Fier-Resita 1&2 | [RO-RS] [OPP] TIE 400 kV Portile de Fier-Djerdap | RPDFE41 XPF_DJ11 1 | 1620 | 1836 | -216 | 88 | -1144 | AC
RO_CO_00009 | N-1 OHL 400 kV Iernut-Sibiu Sud | [RO-RO] [DIR] TRA 400/220 kV AT Rosiori | RROS241 RROSI22 2 | 869 | 999 | -130 | 87 | 329 | AC
BG_RO_CO_00001 | N-1 TIE 400 kV TINTARENI-KOZLODUI 1 | [BG-RO] [OPP] TIE 400 kV TINTARENI-KOZLODUI 2 | XKO_TI12 VAECKO11 1 | 1536 | 1890 | -354 | 81 | 1094 | AC
BG_RO_CO_00002 | N-1 TIE 400 kV TINTARENI-KOZLODUI 2 | [BG-RO] [OPP] TIE 400 kV TINTARENI-KOZLODUI 1 | XKO_TI11 VAECKO11 1 | 1536 | 1890 | -354 | 81 | 1094 | AC
RO-BG_CO_00001 | N-1 TIE 400 kV TINTARENI-KOZLODUI 1 | [RO-BG] [OPP] TIE 400 kV TINTARENI-KOZLODUI 2 | RTINTB1 XKO_TI12 1 | 1536 | 1920 | -384 | 80 | -1068 | AC
RO-BG_CO_00002 | N-1 TIE 400 kV TINTARENI-KOZLODUI 2 | [RO-BG] [OPP] TIE 400 kV TINTARENI-KOZLODUI 1 | RTINTB1 XKO_TI11 1 | 1536 | 1920 | -384 | 80 | -1068 | AC
Base case | Base case | [RO-RO] [DIR] TRA 400/220 kV AT Rosiori | RROS241 RROSI22 2 | 791 | 999 | -208 | 79 | 304 | AC
RO_CO_00031 | N-1 OHL 220 kV Resita-Timisoara c2 | [RO-RO] [DIR] OHL 220 kV Resita-Timisoara c1 | RRESI12 RTIMI12 1 | 758 | 960 | -202 | 79 | 306 | AC
RO-UA_CO_00001 | N-1 TIE 400 kV Rosiori-Mukacevo | [RO-RO] [DIR] TRA 400/220 kV AT Rosiori | RROS241 RROSI22 2 | 702 | 999 | -298 | 70 | 259 | AC