## 0030
Detailed results
Generated at: | 28/04/2026 22:14:01
Business day: | 2026-04-30
Horizon: | 2DA
Timestamp | 00:30
Border & direction: | South-Romania Importing
Remedial actions | False
Margin satisfied | True
Final step | Margin Calculation
TTC [MW]: | 2705.53
Loading threshold | 0.7
Limiting CNEC | N-1 TIE 400 kV TINTARENI-KOZLODUI 2/[RO-RS] [OPP] TIE 400 kV Portile de Fier-Djerdap
Applied RAs
Non Costly RAO
CO ID | RA ID | Name of the RA | Usage | Type | Location | Status | Details
Costly RAO
RA RD ID | TSO | Generator Name | Minimum Power [MW] | Maximum Power [MW] | RDP- | RDP+ | P [MW] before RAO | P [MW] after RAO | P0 [MW] | Plimit+ [MW] | Plimit- [MW] | Started up | Shutdown
Non Costly Reduction
CO ID | RA ID | Name of the RA | Usage | Type | Location | Status | Details
Limiting CNECs
CO ID | Name of the CO | Name of the CNE | CNE UCTE branch | Calculated I (A) | I max (PATL) | Margin (A) | Loading (%) | Flow [MW] | LF type
RO-BG_CO_00002 | N-1 TIE 400 kV TINTARENI-KOZLODUI 2 | [RO-RS] [OPP] TIE 400 kV Portile de Fier-Djerdap | RPDFE41 XPF_DJ11 1 | 1860 | 1836 | 24 | 101 | -1307 | AC
RO_RS_CO_00001 | N-1 TIE 400 kV PORTILE DE FIER - DJERDAP | [BG-RO] [OPP] TIE 400 kV TINTARENI-KOZLODUI 2 | XKO_TI12 VAECKO11 1 | 1739 | 1890 | -151 | 92 | 1235 | AC
RO-RS_CO_00001 | N-1 TIE 400 kV Portile de Fier-Djerdap | [RO-BG] [OPP] TIE 400 kV TINTARENI-KOZLODUI 2 | RTINTB1 XKO_TI12 1 | 1739 | 1920 | -181 | 91 | -1200 | AC
RO-RS_CO_00004 | N-1 TIE 400 kV Resita-Pancevo c1 | [RO-RS] [OPP] TIE 400 kV Portile de Fier-Djerdap | RPDFE41 XPF_DJ11 1 | 1563 | 1836 | -273 | 85 | -1086 | AC
RO_CO_00009 | N-1 OHL 400 kV Iernut-Sibiu Sud | [RO-RO] [DIR] TRA 400/220 kV AT Rosiori | RROS241 RROSI22 2 | 825 | 999 | -174 | 83 | 320 | AC
Base case | Base case | [RO-RO] [DIR] TRA 400/220 kV AT Rosiori | RROS241 RROSI22 2 | 792 | 999 | -207 | 79 | 310 | AC
RO-HU_CO_00001 | N-1 TIE 400 kV Arad-Sandorfalva | [RO-RS] [OPP] TIE 400 kV Portile de Fier-Djerdap | RPDFE41 XPF_DJ11 1 | 1431 | 1836 | -405 | 78 | -984 | AC
RO_CO_00052 | N-1 OHL 400 kV Sofia Zapad -Nis | [RO-BG] [OPP] TIE 400 kV TINTARENI-KOZLODUI 2 | RTINTB1 XKO_TI12 1 | 1488 | 1920 | -432 | 77 | -1032 | AC
RO-UA_CO_00001 | N-1 TIE 400 kV Rosiori-Mukacevo | [RO-RS] [OPP] TIE 400 kV Portile de Fier-Djerdap | RPDFE41 XPF_DJ11 1 | 1420 | 1836 | -416 | 77 | -975 | AC
RO_CO_00027 | N-1 TRA 400/220 kV AT3 Arad | [RO-RS] [OPP] TIE 400 kV Portile de Fier-Djerdap | RPDFE41 XPF_DJ11 1 | 1412 | 1836 | -424 | 77 | -967 | AC
RO-HU_CO_00002 | N-1 TIE 400 kV Nadab-Bekescsaba | [RO-RS] [OPP] TIE 400 kV Portile de Fier-Djerdap | RPDFE41 XPF_DJ11 1 | 1411 | 1836 | -425 | 77 | -970 | AC
BG_RO_CO_00004 | N-1 TIE 400 kV MEDGIDIA SUD - VARNA | [BG-RO] [OPP] TIE 400 kV TINTARENI-KOZLODUI 2 | XKO_TI12 VAECKO11 1 | 1452 | 1890 | -438 | 77 | 1033 | AC
RO_CO_00002 | N-1 OHL 400 kV Mintia-Arad | [RO-RS] [OPP] TIE 400 kV Portile de Fier-Djerdap | RPDFE41 XPF_DJ11 1 | 1410 | 1836 | -426 | 77 | -968 | AC
BG_RO_CO_00005 | N-1 TIE 400 kV MEDGIDIA SUD - DOBRUDJA | [BG-RO] [OPP] TIE 400 kV TINTARENI-KOZLODUI 2 | XKO_TI12 VAECKO11 1 | 1442 | 1890 | -448 | 76 | 1026 | AC
RO-BG_CO_00004 | N-1 TIE 400 kV MEDGIDIA SUD - VARNA | [RO-BG] [OPP] TIE 400 kV TINTARENI-KOZLODUI 2 | RTINTB1 XKO_TI12 1 | 1452 | 1920 | -468 | 76 | -1009 | AC
RO-BG_CO_00005 | N-1 TIE 400 kV DOBRUDJA- MEDGIDIA SUD | [RO-BG] [OPP] TIE 400 kV TINTARENI-KOZLODUI 2 | RTINTB1 XKO_TI12 1 | 1442 | 1920 | -478 | 75 | -1003 | AC
Base case | Base case | [RO-RS] [OPP] TIE 400 kV Portile de Fier-Djerdap | RPDFE41 XPF_DJ11 1 | 1369 | 1836 | -467 | 75 | -940 | AC
RO-RS_CO_00004 | N-1 TIE 400 kV Resita-Pancevo c1 | [RO-BG] [OPP] TIE 400 kV TINTARENI-KOZLODUI 2 | RTINTB1 XKO_TI12 1 | 1408 | 1920 | -512 | 73 | -980 | AC
Base case | Base case | [BG-RO] [OPP] TIE 400 kV TINTARENI-KOZLODUI 2 | XKO_TI12 VAECKO11 1 | 1382 | 1890 | -508 | 73 | 984 | AC
RO-MD_CO_00001 | N-1 TIE 400 kV Isaccea - Vulcanesti | [RO-BG] [OPP] TIE 400 kV TINTARENI-KOZLODUI 2 | RTINTB1 XKO_TI12 1 | 1403 | 1920 | -517 | 73 | -977 | AC
RO-MD_CO_00001 | N-1 TIE 400 kV Isaccea - Vulcanesti | [RO-RS] [OPP] TIE 400 kV Portile de Fier-Djerdap | RPDFE41 XPF_DJ11 1 | 1338 | 1836 | -498 | 73 | -918 | AC
RO_CO_00001 | N-1 OHL 220 kV Portile de Fier-Resita 1&2 | [RO-RS] [OPP] TIE 400 kV Portile de Fier-Djerdap | RPDFE41 XPF_DJ11 1 | 1333 | 1836 | -503 | 73 | -909 | AC
Base case | Base case | [RO-BG] [OPP] TIE 400 kV TINTARENI-KOZLODUI 2 | RTINTB1 XKO_TI12 1 | 1382 | 1920 | -538 | 72 | -962 | AC
RO_CO_00029 | N-1 OHL 220 kV Resita-Timisoara 1&2 | [RO-RS] [OPP] TIE 400 kV Portile de Fier-Djerdap | RPDFE41 XPF_DJ11 1 | 1303 | 1836 | -533 | 71 | -885 | AC

## 0130
Detailed results
Generated at: | 28/04/2026 22:14:01
Business day: | 2026-04-30
Horizon: | 2DA
Timestamp | 01:30
Border & direction: | South-Romania Importing
Remedial actions | False
Margin satisfied | True
Final step | Margin Calculation
TTC [MW]: | 2768.33
Loading threshold | 0.7
Limiting CNEC | N-1 TIE 400 kV TINTARENI-KOZLODUI 2/[RO-RS] [OPP] TIE 400 kV Portile de Fier-Djerdap
Applied RAs
Non Costly RAO
CO ID | RA ID | Name of the RA | Usage | Type | Location | Status | Details
Costly RAO
RA RD ID | TSO | Generator Name | Minimum Power [MW] | Maximum Power [MW] | RDP- | RDP+ | P [MW] before RAO | P [MW] after RAO | P0 [MW] | Plimit+ [MW] | Plimit- [MW] | Started up | Shutdown
Non Costly Reduction
CO ID | RA ID | Name of the RA | Usage | Type | Location | Status | Details
Limiting CNECs
CO ID | Name of the CO | Name of the CNE | CNE UCTE branch | Calculated I (A) | I max (PATL) | Margin (A) | Loading (%) | Flow [MW] | LF type
RO-BG_CO_00002 | N-1 TIE 400 kV TINTARENI-KOZLODUI 2 | [RO-RS] [OPP] TIE 400 kV Portile de Fier-Djerdap | RPDFE41 XPF_DJ11 1 | 1860 | 1836 | 24 | 101 | -1305 | AC
RO_RS_CO_00001 | N-1 TIE 400 kV PORTILE DE FIER - DJERDAP | [BG-RO] [OPP] TIE 400 kV TINTARENI-KOZLODUI 2 | XKO_TI12 VAECKO11 1 | 1756 | 1890 | -134 | 93 | 1247 | AC
RO-RS_CO_00001 | N-1 TIE 400 kV Portile de Fier-Djerdap | [RO-BG] [OPP] TIE 400 kV TINTARENI-KOZLODUI 2 | RTINTB1 XKO_TI12 1 | 1756 | 1920 | -164 | 91 | -1212 | AC
RO-RS_CO_00004 | N-1 TIE 400 kV Resita-Pancevo c1 | [RO-RS] [OPP] TIE 400 kV Portile de Fier-Djerdap | RPDFE41 XPF_DJ11 1 | 1564 | 1836 | -272 | 85 | -1095 | AC
RO_CO_00009 | N-1 OHL 400 kV Iernut-Sibiu Sud | [RO-RO] [DIR] TRA 400/220 kV AT Rosiori | RROS241 RROSI22 2 | 851 | 999 | -149 | 85 | 330 | AC
Base case | Base case | [RO-RO] [DIR] TRA 400/220 kV AT Rosiori | RROS241 RROSI22 2 | 810 | 999 | -189 | 81 | 317 | AC
RO_CO_00052 | N-1 OHL 400 kV Sofia Zapad -Nis | [RO-BG] [OPP] TIE 400 kV TINTARENI-KOZLODUI 2 | RTINTB1 XKO_TI12 1 | 1505 | 1920 | -415 | 78 | -1043 | AC
BG_RO_CO_00004 | N-1 TIE 400 kV MEDGIDIA SUD - VARNA | [BG-RO] [OPP] TIE 400 kV TINTARENI-KOZLODUI 2 | XKO_TI12 VAECKO11 1 | 1475 | 1890 | -415 | 78 | 1049 | AC
BG_RO_CO_00005 | N-1 TIE 400 kV MEDGIDIA SUD - DOBRUDJA | [BG-RO] [OPP] TIE 400 kV TINTARENI-KOZLODUI 2 | XKO_TI12 VAECKO11 1 | 1466 | 1890 | -424 | 78 | 1043 | AC
RO-BG_CO_00004 | N-1 TIE 400 kV MEDGIDIA SUD - VARNA | [RO-BG] [OPP] TIE 400 kV TINTARENI-KOZLODUI 2 | RTINTB1 XKO_TI12 1 | 1475 | 1920 | -445 | 77 | -1024 | AC
RO-HU_CO_00001 | N-1 TIE 400 kV Arad-Sandorfalva | [RO-RS] [OPP] TIE 400 kV Portile de Fier-Djerdap | RPDFE41 XPF_DJ11 1 | 1411 | 1836 | -425 | 77 | -981 | AC
RO-BG_CO_00005 | N-1 TIE 400 kV DOBRUDJA- MEDGIDIA SUD | [RO-BG] [OPP] TIE 400 kV TINTARENI-KOZLODUI 2 | RTINTB1 XKO_TI12 1 | 1466 | 1920 | -454 | 76 | -1018 | AC
RO-UA_CO_00001 | N-1 TIE 400 kV Rosiori-Mukacevo | [RO-RS] [OPP] TIE 400 kV Portile de Fier-Djerdap | RPDFE41 XPF_DJ11 1 | 1398 | 1836 | -438 | 76 | -972 | AC
RO-HU_CO_00002 | N-1 TIE 400 kV Nadab-Bekescsaba | [RO-RS] [OPP] TIE 400 kV Portile de Fier-Djerdap | RPDFE41 XPF_DJ11 1 | 1392 | 1836 | -444 | 76 | -968 | AC
RO_CO_00002 | N-1 OHL 400 kV Mintia-Arad | [RO-RS] [OPP] TIE 400 kV Portile de Fier-Djerdap | RPDFE41 XPF_DJ11 1 | 1389 | 1836 | -447 | 76 | -965 | AC
RO_CO_00027 | N-1 TRA 400/220 kV AT3 Arad | [RO-RS] [OPP] TIE 400 kV Portile de Fier-Djerdap | RPDFE41 XPF_DJ11 1 | 1386 | 1836 | -450 | 75 | -965 | AC
RO-RS_CO_00004 | N-1 TIE 400 kV Resita-Pancevo c1 | [RO-BG] [OPP] TIE 400 kV TINTARENI-KOZLODUI 2 | RTINTB1 XKO_TI12 1 | 1431 | 1920 | -489 | 75 | -995 | AC
RO-MD_CO_00001 | N-1 TIE 400 kV Isaccea - Vulcanesti | [RO-BG] [OPP] TIE 400 kV TINTARENI-KOZLODUI 2 | RTINTB1 XKO_TI12 1 | 1425 | 1920 | -495 | 74 | -991 | AC
Base case | Base case | [BG-RO] [OPP] TIE 400 kV TINTARENI-KOZLODUI 2 | XKO_TI12 VAECKO11 1 | 1402 | 1890 | -488 | 74 | 998 | AC
Base case | Base case | [RO-RS] [OPP] TIE 400 kV Portile de Fier-Djerdap | RPDFE41 XPF_DJ11 1 | 1352 | 1836 | -484 | 74 | -938 | AC
Base case | Base case | [RO-BG] [OPP] TIE 400 kV TINTARENI-KOZLODUI 2 | RTINTB1 XKO_TI12 1 | 1402 | 1920 | -518 | 73 | -975 | AC
RO-MD_CO_00001 | N-1 TIE 400 kV Isaccea - Vulcanesti | [RO-RS] [OPP] TIE 400 kV Portile de Fier-Djerdap | RPDFE41 XPF_DJ11 1 | 1319 | 1836 | -517 | 72 | -915 | AC
RO_CO_00001 | N-1 OHL 220 kV Portile de Fier-Resita 1&2 | [RO-RS] [OPP] TIE 400 kV Portile de Fier-Djerdap | RPDFE41 XPF_DJ11 1 | 1296 | 1836 | -540 | 71 | -899 | AC

## 0230
Detailed results
Generated at: | 28/04/2026 22:14:01
Business day: | 2026-04-30
Horizon: | 2DA
Timestamp | 02:30
Border & direction: | South-Romania Importing
Remedial actions | False
Margin satisfied | True
Final step | Margin Calculation
TTC [MW]: | 3072.55
Loading threshold | 0.7
Limiting CNEC | N-1 TIE 400 kV Resita-Pancevo c1/[RO-RS] [OPP] TIE 400 kV Portile de Fier-Djerdap
Applied RAs
Non Costly RAO
CO ID | RA ID | Name of the RA | Usage | Type | Location | Status | Details
Costly RAO
RA RD ID | TSO | Generator Name | Minimum Power [MW] | Maximum Power [MW] | RDP- | RDP+ | P [MW] before RAO | P [MW] after RAO | P0 [MW] | Plimit+ [MW] | Plimit- [MW] | Started up | Shutdown
Non Costly Reduction
CO ID | RA ID | Name of the RA | Usage | Type | Location | Status | Details
Limiting CNECs
CO ID | Name of the CO | Name of the CNE | CNE UCTE branch | Calculated I (A) | I max (PATL) | Margin (A) | Loading (%) | Flow [MW] | LF type
RO_CO_00009 | N-1 OHL 400 kV Iernut-Sibiu Sud | [RO-RO] [DIR] TRA 400/220 kV AT Rosiori | RROS241 RROSI22 2 | 908 | 999 | -91 | 91 | 353 | AC
RO-RS_CO_00004 | N-1 TIE 400 kV Resita-Pancevo c1 | [RO-RS] [OPP] TIE 400 kV Portile de Fier-Djerdap | RPDFE41 XPF_DJ11 1 | 1627 | 1836 | -209 | 89 | -1134 | AC
Base case | Base case | [RO-RO] [DIR] TRA 400/220 kV AT Rosiori | RROS241 RROSI22 2 | 866 | 999 | -133 | 87 | 339 | AC
RO-BG_CO_00001 | N-1 TIE 400 kV TINTARENI-KOZLODUI 1 | [RO-RS] [OPP] TIE 400 kV Portile de Fier-Djerdap | RPDFE41 XPF_DJ11 1 | 1511 | 1836 | -325 | 82 | -1050 | AC
RO-BG_CO_00002 | N-1 TIE 400 kV TINTARENI-KOZLODUI 2 | [RO-RS] [OPP] TIE 400 kV Portile de Fier-Djerdap | RPDFE41 XPF_DJ11 1 | 1511 | 1836 | -325 | 82 | -1050 | AC
BG_RO_CO_00002 | N-1 TIE 400 kV TINTARENI-KOZLODUI 2 | [BG-RO] [OPP] TIE 400 kV TINTARENI-KOZLODUI 1 | XKO_TI11 VAECKO11 1 | 1481 | 1890 | -409 | 78 | 1053 | AC
BG_RO_CO_00001 | N-1 TIE 400 kV TINTARENI-KOZLODUI 1 | [BG-RO] [OPP] TIE 400 kV TINTARENI-KOZLODUI 2 | XKO_TI12 VAECKO11 1 | 1481 | 1890 | -409 | 78 | 1053 | AC
RO-HU_CO_00001 | N-1 TIE 400 kV Arad-Sandorfalva | [RO-RS] [OPP] TIE 400 kV Portile de Fier-Djerdap | RPDFE41 XPF_DJ11 1 | 1435 | 1836 | -401 | 78 | -996 | AC
RO-UA_CO_00001 | N-1 TIE 400 kV Rosiori-Mukacevo | [RO-RS] [OPP] TIE 400 kV Portile de Fier-Djerdap | RPDFE41 XPF_DJ11 1 | 1427 | 1836 | -409 | 78 | -991 | AC
RO_CO_00002 | N-1 OHL 400 kV Mintia-Arad | [RO-RS] [OPP] TIE 400 kV Portile de Fier-Djerdap | RPDFE41 XPF_DJ11 1 | 1420 | 1836 | -416 | 77 | -986 | AC
RO-HU_CO_00002 | N-1 TIE 400 kV Nadab-Bekescsaba | [RO-RS] [OPP] TIE 400 kV Portile de Fier-Djerdap | RPDFE41 XPF_DJ11 1 | 1419 | 1836 | -417 | 77 | -986 | AC
RO-BG_CO_00002 | N-1 TIE 400 kV TINTARENI-KOZLODUI 2 | [RO-BG] [OPP] TIE 400 kV TINTARENI-KOZLODUI 1 | RTINTB1 XKO_TI11 1 | 1481 | 1920 | -439 | 77 | -1028 | AC
RO-BG_CO_00001 | N-1 TIE 400 kV TINTARENI-KOZLODUI 1 | [RO-BG] [OPP] TIE 400 kV TINTARENI-KOZLODUI 2 | RTINTB1 XKO_TI12 1 | 1481 | 1920 | -439 | 77 | -1028 | AC
RO_CO_00027 | N-1 TRA 400/220 kV AT3 Arad | [RO-RS] [OPP] TIE 400 kV Portile de Fier-Djerdap | RPDFE41 XPF_DJ11 1 | 1393 | 1836 | -443 | 76 | -968 | AC
Base case | Base case | [RO-RS] [OPP] TIE 400 kV Portile de Fier-Djerdap | RPDFE41 XPF_DJ11 1 | 1379 | 1836 | -457 | 75 | -958 | AC
RO-MD_CO_00001 | N-1 TIE 400 kV Isaccea - Vulcanesti | [RO-RS] [OPP] TIE 400 kV Portile de Fier-Djerdap | RPDFE41 XPF_DJ11 1 | 1348 | 1836 | -488 | 73 | -936 | AC
RO-UA_CO_00001 | N-1 TIE 400 kV Rosiori-Mukacevo | [RO-RO] [DIR] TRA 400/220 kV AT Rosiori | RROS241 RROSI22 2 | 717 | 999 | -283 | 72 | 271 | AC
RO_CO_00052 | N-1 OHL 400 kV Sofia Zapad -Nis | [RO-RS] [OPP] TIE 400 kV Portile de Fier-Djerdap | RPDFE41 XPF_DJ11 1 | 1315 | 1836 | -521 | 72 | -912 | AC
RO_CO_00001 | N-1 OHL 220 kV Portile de Fier-Resita 1&2 | [RO-RS] [OPP] TIE 400 kV Portile de Fier-Djerdap | RPDFE41 XPF_DJ11 1 | 1311 | 1836 | -525 | 71 | -910 | AC

## 0330
Detailed results
Generated at: | 28/04/2026 22:14:01
Business day: | 2026-04-30
Horizon: | 2DA
Timestamp | 03:30
Border & direction: | South-Romania Importing
Remedial actions | False
Margin satisfied | True
Final step | Margin Calculation
TTC [MW]: | 2852.36
Loading threshold | 0.7
Limiting CNEC | N-1 TIE 400 kV TINTARENI-KOZLODUI 2/[RO-RS] [OPP] TIE 400 kV Portile de Fier-Djerdap
Applied RAs
Non Costly RAO
CO ID | RA ID | Name of the RA | Usage | Type | Location | Status | Details
Costly RAO
RA RD ID | TSO | Generator Name | Minimum Power [MW] | Maximum Power [MW] | RDP- | RDP+ | P [MW] before RAO | P [MW] after RAO | P0 [MW] | Plimit+ [MW] | Plimit- [MW] | Started up | Shutdown
Non Costly Reduction
CO ID | RA ID | Name of the RA | Usage | Type | Location | Status | Details
Limiting CNECs
CO ID | Name of the CO | Name of the CNE | CNE UCTE branch | Calculated I (A) | I max (PATL) | Margin (A) | Loading (%) | Flow [MW] | LF type
RO-BG_CO_00002 | N-1 TIE 400 kV TINTARENI-KOZLODUI 2 | [RO-RS] [OPP] TIE 400 kV Portile de Fier-Djerdap | RPDFE41 XPF_DJ11 1 | 1840 | 1836 | 4 | 100 | -1263 | AC
RO_RS_CO_00001 | N-1 TIE 400 kV PORTILE DE FIER - DJERDAP | [BG-RO] [OPP] TIE 400 kV TINTARENI-KOZLODUI 2 | XKO_TI12 VAECKO11 1 | 1759 | 1890 | -131 | 93 | 1249 | AC
RO-RS_CO_00001 | N-1 TIE 400 kV Portile de Fier-Djerdap | [RO-BG] [OPP] TIE 400 kV TINTARENI-KOZLODUI 2 | RTINTB1 XKO_TI12 1 | 1759 | 1920 | -161 | 92 | -1214 | AC
RO_CO_00009 | N-1 OHL 400 kV Iernut-Sibiu Sud | [RO-RO] [DIR] TRA 400/220 kV AT Rosiori | RROS241 RROSI22 2 | 878 | 999 | -121 | 88 | 342 | AC
Base case | Base case | [RO-RO] [DIR] TRA 400/220 kV AT Rosiori | RROS241 RROSI22 2 | 837 | 999 | -162 | 84 | 328 | AC
RO_CO_00052 | N-1 OHL 400 kV Sofia Zapad -Nis | [RO-BG] [OPP] TIE 400 kV TINTARENI-KOZLODUI 2 | RTINTB1 XKO_TI12 1 | 1560 | 1920 | -360 | 81 | -1080 | AC
BG_RO_CO_00004 | N-1 TIE 400 kV MEDGIDIA SUD - VARNA | [BG-RO] [OPP] TIE 400 kV TINTARENI-KOZLODUI 2 | XKO_TI12 VAECKO11 1 | 1525 | 1890 | -365 | 81 | 1085 | AC
BG_RO_CO_00005 | N-1 TIE 400 kV MEDGIDIA SUD - DOBRUDJA | [BG-RO] [OPP] TIE 400 kV TINTARENI-KOZLODUI 2 | XKO_TI12 VAECKO11 1 | 1517 | 1890 | -373 | 80 | 1079 | AC
RO-BG_CO_00004 | N-1 TIE 400 kV MEDGIDIA SUD - VARNA | [RO-BG] [OPP] TIE 400 kV TINTARENI-KOZLODUI 2 | RTINTB1 XKO_TI12 1 | 1525 | 1920 | -395 | 79 | -1058 | AC
RO-BG_CO_00005 | N-1 TIE 400 kV DOBRUDJA- MEDGIDIA SUD | [RO-BG] [OPP] TIE 400 kV TINTARENI-KOZLODUI 2 | RTINTB1 XKO_TI12 1 | 1517 | 1920 | -403 | 79 | -1052 | AC
RO-MD_CO_00001 | N-1 TIE 400 kV Isaccea - Vulcanesti | [RO-BG] [OPP] TIE 400 kV TINTARENI-KOZLODUI 2 | RTINTB1 XKO_TI12 1 | 1476 | 1920 | -444 | 77 | -1026 | AC
Base case | Base case | [BG-RO] [OPP] TIE 400 kV TINTARENI-KOZLODUI 2 | XKO_TI12 VAECKO11 1 | 1452 | 1890 | -438 | 77 | 1034 | AC
RO-RS_CO_00003 | N-1 TIE 400 kV Resita-Pancevo c2 | [RO-BG] [OPP] TIE 400 kV TINTARENI-KOZLODUI 2 | RTINTB1 XKO_TI12 1 | 1460 | 1920 | -460 | 76 | -1015 | AC
RO-RS_CO_00004 | N-1 TIE 400 kV Resita-Pancevo c1 | [RO-BG] [OPP] TIE 400 kV TINTARENI-KOZLODUI 2 | RTINTB1 XKO_TI12 1 | 1460 | 1920 | -460 | 76 | -1015 | AC
Base case | Base case | [RO-BG] [OPP] TIE 400 kV TINTARENI-KOZLODUI 2 | RTINTB1 XKO_TI12 1 | 1452 | 1920 | -468 | 76 | -1009 | AC
RO-RS_CO_00003 | N-1 TIE 400 kV Resita-Pancevo c2 | [RO-RS] [OPP] TIE 400 kV Portile de Fier-Djerdap | RPDFE41 XPF_DJ11 1 | 1387 | 1836 | -449 | 76 | -940 | AC
RO-RS_CO_00004 | N-1 TIE 400 kV Resita-Pancevo c1 | [RO-RS] [OPP] TIE 400 kV Portile de Fier-Djerdap | RPDFE41 XPF_DJ11 1 | 1387 | 1836 | -449 | 76 | -940 | AC
RO-HU_CO_00001 | N-1 TIE 400 kV Arad-Sandorfalva | [RO-RS] [OPP] TIE 400 kV Portile de Fier-Djerdap | RPDFE41 XPF_DJ11 1 | 1378 | 1836 | -458 | 75 | -934 | AC
RO-UA_CO_00001 | N-1 TIE 400 kV Rosiori-Mukacevo | [RO-RS] [OPP] TIE 400 kV Portile de Fier-Djerdap | RPDFE41 XPF_DJ11 1 | 1373 | 1836 | -463 | 75 | -930 | AC
RO-HU_CO_00002 | N-1 TIE 400 kV Nadab-Bekescsaba | [RO-RS] [OPP] TIE 400 kV Portile de Fier-Djerdap | RPDFE41 XPF_DJ11 1 | 1364 | 1836 | -472 | 74 | -923 | AC
RO_CO_00002 | N-1 OHL 400 kV Mintia-Arad | [RO-RS] [OPP] TIE 400 kV Portile de Fier-Djerdap | RPDFE41 XPF_DJ11 1 | 1362 | 1836 | -474 | 74 | -922 | AC
RO_CO_00027 | N-1 TRA 400/220 kV AT3 Arad | [RO-RS] [OPP] TIE 400 kV Portile de Fier-Djerdap | RPDFE41 XPF_DJ11 1 | 1356 | 1836 | -480 | 74 | -918 | AC
Base case | Base case | [RO-RS] [OPP] TIE 400 kV Portile de Fier-Djerdap | RPDFE41 XPF_DJ11 1 | 1327 | 1836 | -509 | 72 | -898 | AC
RO-MD_CO_00001 | N-1 TIE 400 kV Isaccea - Vulcanesti | [RO-RS] [OPP] TIE 400 kV Portile de Fier-Djerdap | RPDFE41 XPF_DJ11 1 | 1298 | 1836 | -538 | 71 | -877 | AC

## 0430
Detailed results
Generated at: | 28/04/2026 22:14:01
Business day: | 2026-04-30
Horizon: | 2DA
Timestamp | 04:30
Border & direction: | South-Romania Importing
Remedial actions | False
Margin satisfied | False
Final step | Adjustment
TTC [MW]: | 3215.49
Loading threshold | 0.7
Limiting CNEC | N-1 TIE 400 kV TINTARENI-KOZLODUI 1/[BG-RO] [OPP] TIE 400 kV TINTARENI-KOZLODUI 2
Applied RAs
Non Costly RAO
CO ID | RA ID | Name of the RA | Usage | Type | Location | Status | Details
Costly RAO
RA RD ID | TSO | Generator Name | Minimum Power [MW] | Maximum Power [MW] | RDP- | RDP+ | P [MW] before RAO | P [MW] after RAO | P0 [MW] | Plimit+ [MW] | Plimit- [MW] | Started up | Shutdown
Non Costly Reduction
CO ID | RA ID | Name of the RA | Usage | Type | Location | Status | Details
Limiting CNECs
CO ID | Name of the CO | Name of the CNE | CNE UCTE branch | Calculated I (A) | I max (PATL) | Margin (A) | Loading (%) | Flow [MW] | LF type
RO-RS_CO_00004 | N-1 TIE 400 kV Resita-Pancevo c1 | [RO-RS] [OPP] TIE 400 kV Portile de Fier-Djerdap | RPDFE41 XPF_DJ11 1 | 1625 | 1836 | -211 | 88 | -1122 | AC
BG_RO_CO_00001 | N-1 TIE 400 kV TINTARENI-KOZLODUI 1 | [BG-RO] [OPP] TIE 400 kV TINTARENI-KOZLODUI 2 | XKO_TI12 VAECKO11 1 | 1649 | 1890 | -241 | 87 | 1171 | AC
BG_RO_CO_00002 | N-1 TIE 400 kV TINTARENI-KOZLODUI 2 | [BG-RO] [OPP] TIE 400 kV TINTARENI-KOZLODUI 1 | XKO_TI11 VAECKO11 1 | 1649 | 1890 | -241 | 87 | 1171 | AC
RO_CO_00009 | N-1 OHL 400 kV Iernut-Sibiu Sud | [RO-RO] [DIR] TRA 400/220 kV AT Rosiori | RROS241 RROSI22 2 | 868 | 999 | -131 | 87 | 341 | AC
RO-BG_CO_00002 | N-1 TIE 400 kV TINTARENI-KOZLODUI 2 | [RO-BG] [OPP] TIE 400 kV TINTARENI-KOZLODUI 1 | RTINTB1 XKO_TI11 1 | 1649 | 1920 | -271 | 86 | -1140 | AC
RO-BG_CO_00001 | N-1 TIE 400 kV TINTARENI-KOZLODUI 1 | [RO-BG] [OPP] TIE 400 kV TINTARENI-KOZLODUI 2 | RTINTB1 XKO_TI12 1 | 1649 | 1920 | -271 | 86 | -1140 | AC
RO-BG_CO_00001 | N-1 TIE 400 kV TINTARENI-KOZLODUI 1 | [RO-RS] [OPP] TIE 400 kV Portile de Fier-Djerdap | RPDFE41 XPF_DJ11 1 | 1541 | 1836 | -295 | 84 | -1055 | AC
RO-BG_CO_00002 | N-1 TIE 400 kV TINTARENI-KOZLODUI 2 | [RO-RS] [OPP] TIE 400 kV Portile de Fier-Djerdap | RPDFE41 XPF_DJ11 1 | 1541 | 1836 | -295 | 84 | -1055 | AC
Base case | Base case | [RO-RO] [DIR] TRA 400/220 kV AT Rosiori | RROS241 RROSI22 2 | 814 | 999 | -185 | 81 | 322 | AC
RO-HU_CO_00001 | N-1 TIE 400 kV Arad-Sandorfalva | [RO-RS] [OPP] TIE 400 kV Portile de Fier-Djerdap | RPDFE41 XPF_DJ11 1 | 1445 | 1836 | -391 | 79 | -989 | AC
RO-UA_CO_00001 | N-1 TIE 400 kV Rosiori-Mukacevo | [RO-RS] [OPP] TIE 400 kV Portile de Fier-Djerdap | RPDFE41 XPF_DJ11 1 | 1429 | 1836 | -407 | 78 | -977 | AC
RO-HU_CO_00002 | N-1 TIE 400 kV Nadab-Bekescsaba | [RO-RS] [OPP] TIE 400 kV Portile de Fier-Djerdap | RPDFE41 XPF_DJ11 1 | 1426 | 1836 | -410 | 78 | -975 | AC
RO_CO_00002 | N-1 OHL 400 kV Mintia-Arad | [RO-RS] [OPP] TIE 400 kV Portile de Fier-Djerdap | RPDFE41 XPF_DJ11 1 | 1425 | 1836 | -411 | 78 | -974 | AC
RO_CO_00031 | N-1 OHL 220 kV Resita-Timisoara c2 | [RO-RO] [DIR] OHL 220 kV Resita-Timisoara c1 | RRESI12 RTIMI12 1 | 742 | 960 | -218 | 77 | 299 | AC
RO_CO_00027 | N-1 TRA 400/220 kV AT3 Arad | [RO-RS] [OPP] TIE 400 kV Portile de Fier-Djerdap | RPDFE41 XPF_DJ11 1 | 1402 | 1836 | -434 | 76 | -958 | AC
Base case | Base case | [RO-RS] [OPP] TIE 400 kV Portile de Fier-Djerdap | RPDFE41 XPF_DJ11 1 | 1393 | 1836 | -443 | 76 | -952 | AC
RO-MD_CO_00001 | N-1 TIE 400 kV Isaccea - Vulcanesti | [RO-RS] [OPP] TIE 400 kV Portile de Fier-Djerdap | RPDFE41 XPF_DJ11 1 | 1347 | 1836 | -489 | 73 | -920 | AC
RO_CO_00001 | N-1 OHL 220 kV Portile de Fier-Resita 1&2 | [RO-RS] [OPP] TIE 400 kV Portile de Fier-Djerdap | RPDFE41 XPF_DJ11 1 | 1314 | 1836 | -522 | 72 | -896 | AC
RO_CO_00052 | N-1 OHL 400 kV Sofia Zapad -Nis | [RO-RS] [OPP] TIE 400 kV Portile de Fier-Djerdap | RPDFE41 XPF_DJ11 1 | 1305 | 1836 | -531 | 71 | -889 | AC
RO_CO_00023 | N-1 OHL 400 kV Gutinas – Smardan | [RO-RO] [DIR] OHL 220 kV Lacu Sarat - Filesti | RLAC222 RFILE12 1 | 632 | 890 | -258 | 71 | 248 | AC
RO-UA_CO_00001 | N-1 TIE 400 kV Rosiori-Mukacevo | [RO-RO] [DIR] TRA 400/220 kV AT Rosiori | RROS241 RROSI22 2 | 704 | 999 | -295 | 70 | 268 | AC

## 0530
Detailed results
Generated at: | 28/04/2026 22:14:01
Business day: | 2026-04-30
Horizon: | 2DA
Timestamp | 05:30
Border & direction: | South-Romania Importing
Remedial actions | False
Margin satisfied | True
Final step | Margin Calculation
TTC [MW]: | 2653.25
Loading threshold | 0.7
Limiting CNEC | N-1 TIE 400 kV TINTARENI-KOZLODUI 2/[RO-RS] [OPP] TIE 400 kV Portile de Fier-Djerdap
Applied RAs
Non Costly RAO
CO ID | RA ID | Name of the RA | Usage | Type | Location | Status | Details
Costly RAO
RA RD ID | TSO | Generator Name | Minimum Power [MW] | Maximum Power [MW] | RDP- | RDP+ | P [MW] before RAO | P [MW] after RAO | P0 [MW] | Plimit+ [MW] | Plimit- [MW] | Started up | Shutdown
Non Costly Reduction
CO ID | RA ID | Name of the RA | Usage | Type | Location | Status | Details
Limiting CNECs
CO ID | Name of the CO | Name of the CNE | CNE UCTE branch | Calculated I (A) | I max (PATL) | Margin (A) | Loading (%) | Flow [MW] | LF type
RO-BG_CO_00002 | N-1 TIE 400 kV TINTARENI-KOZLODUI 2 | [RO-RS] [OPP] TIE 400 kV Portile de Fier-Djerdap | RPDFE41 XPF_DJ11 1 | 1857 | 1836 | 21 | 101 | -1277 | AC
RO_RS_CO_00001 | N-1 TIE 400 kV PORTILE DE FIER - DJERDAP | [BG-RO] [OPP] TIE 400 kV TINTARENI-KOZLODUI 2 | XKO_TI12 VAECKO11 1 | 1779 | 1890 | -111 | 94 | 1263 | AC
RO-RS_CO_00001 | N-1 TIE 400 kV Portile de Fier-Djerdap | [RO-BG] [OPP] TIE 400 kV TINTARENI-KOZLODUI 2 | RTINTB1 XKO_TI12 1 | 1779 | 1920 | -141 | 93 | -1226 | AC
RO-RS_CO_00004 | N-1 TIE 400 kV Resita-Pancevo c1 | [RO-RS] [OPP] TIE 400 kV Portile de Fier-Djerdap | RPDFE41 XPF_DJ11 1 | 1553 | 1836 | -283 | 85 | -1064 | AC
RO_CO_00052 | N-1 OHL 400 kV Sofia Zapad -Nis | [RO-BG] [OPP] TIE 400 kV TINTARENI-KOZLODUI 2 | RTINTB1 XKO_TI12 1 | 1549 | 1920 | -371 | 81 | -1072 | AC
BG_RO_CO_00004 | N-1 TIE 400 kV MEDGIDIA SUD - VARNA | [BG-RO] [OPP] TIE 400 kV TINTARENI-KOZLODUI 2 | XKO_TI12 VAECKO11 1 | 1499 | 1890 | -391 | 79 | 1065 | AC
BG_RO_CO_00005 | N-1 TIE 400 kV MEDGIDIA SUD - DOBRUDJA | [BG-RO] [OPP] TIE 400 kV TINTARENI-KOZLODUI 2 | XKO_TI12 VAECKO11 1 | 1491 | 1890 | -399 | 79 | 1060 | AC
RO-BG_CO_00004 | N-1 TIE 400 kV MEDGIDIA SUD - VARNA | [RO-BG] [OPP] TIE 400 kV TINTARENI-KOZLODUI 2 | RTINTB1 XKO_TI12 1 | 1499 | 1920 | -421 | 78 | -1040 | AC
RO-BG_CO_00005 | N-1 TIE 400 kV DOBRUDJA- MEDGIDIA SUD | [RO-BG] [OPP] TIE 400 kV TINTARENI-KOZLODUI 2 | RTINTB1 XKO_TI12 1 | 1491 | 1920 | -429 | 78 | -1034 | AC
RO-RS_CO_00004 | N-1 TIE 400 kV Resita-Pancevo c1 | [RO-BG] [OPP] TIE 400 kV TINTARENI-KOZLODUI 2 | RTINTB1 XKO_TI12 1 | 1470 | 1920 | -450 | 77 | -1020 | AC
RO-MD_CO_00001 | N-1 TIE 400 kV Isaccea - Vulcanesti | [RO-BG] [OPP] TIE 400 kV TINTARENI-KOZLODUI 2 | RTINTB1 XKO_TI12 1 | 1470 | 1920 | -450 | 77 | -1020 | AC
Base case | Base case | [BG-RO] [OPP] TIE 400 kV TINTARENI-KOZLODUI 2 | XKO_TI12 VAECKO11 1 | 1440 | 1890 | -450 | 76 | 1024 | AC
RO-HU_CO_00001 | N-1 TIE 400 kV Arad-Sandorfalva | [RO-RS] [OPP] TIE 400 kV Portile de Fier-Djerdap | RPDFE41 XPF_DJ11 1 | 1382 | 1836 | -454 | 75 | -940 | AC
Base case | Base case | [RO-BG] [OPP] TIE 400 kV TINTARENI-KOZLODUI 2 | RTINTB1 XKO_TI12 1 | 1440 | 1920 | -480 | 75 | -1000 | AC
RO_CO_00027 | N-1 TRA 400/220 kV AT3 Arad | [RO-RS] [OPP] TIE 400 kV Portile de Fier-Djerdap | RPDFE41 XPF_DJ11 1 | 1361 | 1836 | -475 | 74 | -926 | AC
RO-UA_CO_00001 | N-1 TIE 400 kV Rosiori-Mukacevo | [RO-RS] [OPP] TIE 400 kV Portile de Fier-Djerdap | RPDFE41 XPF_DJ11 1 | 1359 | 1836 | -477 | 74 | -924 | AC
RO-HU_CO_00002 | N-1 TIE 400 kV Nadab-Bekescsaba | [RO-RS] [OPP] TIE 400 kV Portile de Fier-Djerdap | RPDFE41 XPF_DJ11 1 | 1359 | 1836 | -477 | 74 | -924 | AC
RO_CO_00002 | N-1 OHL 400 kV Mintia-Arad | [RO-RS] [OPP] TIE 400 kV Portile de Fier-Djerdap | RPDFE41 XPF_DJ11 1 | 1353 | 1836 | -483 | 74 | -920 | AC
Base case | Base case | [RO-RS] [OPP] TIE 400 kV Portile de Fier-Djerdap | RPDFE41 XPF_DJ11 1 | 1328 | 1836 | -508 | 72 | -903 | AC
RO-MD_CO_00001 | N-1 TIE 400 kV Isaccea - Vulcanesti | [RO-RS] [OPP] TIE 400 kV Portile de Fier-Djerdap | RPDFE41 XPF_DJ11 1 | 1286 | 1836 | -550 | 70 | -873 | AC

## 0630
Detailed results
Generated at: | 28/04/2026 22:14:01
Business day: | 2026-04-30
Horizon: | 2DA
Timestamp | 06:30
Border & direction: | South-Romania Importing
Remedial actions | False
Margin satisfied | True
Final step | Margin Calculation
TTC [MW]: | 2608.78
Loading threshold | 0.7
Limiting CNEC | N-1 TIE 400 kV TINTARENI-KOZLODUI 2/[RO-RS] [OPP] TIE 400 kV Portile de Fier-Djerdap
Applied RAs
Non Costly RAO
CO ID | RA ID | Name of the RA | Usage | Type | Location | Status | Details
Costly RAO
RA RD ID | TSO | Generator Name | Minimum Power [MW] | Maximum Power [MW] | RDP- | RDP+ | P [MW] before RAO | P [MW] after RAO | P0 [MW] | Plimit+ [MW] | Plimit- [MW] | Started up | Shutdown
Non Costly Reduction
CO ID | RA ID | Name of the RA | Usage | Type | Location | Status | Details
Limiting CNECs
CO ID | Name of the CO | Name of the CNE | CNE UCTE branch | Calculated I (A) | I max (PATL) | Margin (A) | Loading (%) | Flow [MW] | LF type
RO-BG_CO_00002 | N-1 TIE 400 kV TINTARENI-KOZLODUI 2 | [RO-RS] [OPP] TIE 400 kV Portile de Fier-Djerdap | RPDFE41 XPF_DJ11 1 | 1854 | 1836 | 18 | 101 | -1327 | AC
RO_RS_CO_00001 | N-1 TIE 400 kV PORTILE DE FIER - DJERDAP | [BG-RO] [OPP] TIE 400 kV TINTARENI-KOZLODUI 2 | XKO_TI12 VAECKO11 1 | 1787 | 1890 | -103 | 95 | 1267 | AC
RO-RS_CO_00001 | N-1 TIE 400 kV Portile de Fier-Djerdap | [RO-BG] [OPP] TIE 400 kV TINTARENI-KOZLODUI 2 | RTINTB1 XKO_TI12 1 | 1787 | 1920 | -133 | 93 | -1230 | AC
RO-RS_CO_00004 | N-1 TIE 400 kV Resita-Pancevo c1 | [RO-RS] [OPP] TIE 400 kV Portile de Fier-Djerdap | RPDFE41 XPF_DJ11 1 | 1513 | 1836 | -323 | 82 | -1082 | AC
RO_CO_00052 | N-1 OHL 400 kV Sofia Zapad -Nis | [RO-BG] [OPP] TIE 400 kV TINTARENI-KOZLODUI 2 | RTINTB1 XKO_TI12 1 | 1534 | 1920 | -386 | 80 | -1062 | AC
BG_RO_CO_00004 | N-1 TIE 400 kV MEDGIDIA SUD - VARNA | [BG-RO] [OPP] TIE 400 kV TINTARENI-KOZLODUI 2 | XKO_TI12 VAECKO11 1 | 1481 | 1890 | -409 | 78 | 1052 | AC
BG_RO_CO_00005 | N-1 TIE 400 kV MEDGIDIA SUD - DOBRUDJA | [BG-RO] [OPP] TIE 400 kV TINTARENI-KOZLODUI 2 | XKO_TI12 VAECKO11 1 | 1472 | 1890 | -418 | 78 | 1046 | AC
RO-BG_CO_00004 | N-1 TIE 400 kV MEDGIDIA SUD - VARNA | [RO-BG] [OPP] TIE 400 kV TINTARENI-KOZLODUI 2 | RTINTB1 XKO_TI12 1 | 1481 | 1920 | -439 | 77 | -1027 | AC
RO-BG_CO_00005 | N-1 TIE 400 kV DOBRUDJA- MEDGIDIA SUD | [RO-BG] [OPP] TIE 400 kV TINTARENI-KOZLODUI 2 | RTINTB1 XKO_TI12 1 | 1472 | 1920 | -448 | 77 | -1021 | AC
RO-MD_CO_00001 | N-1 TIE 400 kV Isaccea - Vulcanesti | [RO-BG] [OPP] TIE 400 kV TINTARENI-KOZLODUI 2 | RTINTB1 XKO_TI12 1 | 1451 | 1920 | -469 | 76 | -1007 | AC
RO-RS_CO_00004 | N-1 TIE 400 kV Resita-Pancevo c1 | [RO-BG] [OPP] TIE 400 kV TINTARENI-KOZLODUI 2 | RTINTB1 XKO_TI12 1 | 1450 | 1920 | -470 | 76 | -1006 | AC
Base case | Base case | [BG-RO] [OPP] TIE 400 kV TINTARENI-KOZLODUI 2 | XKO_TI12 VAECKO11 1 | 1424 | 1890 | -466 | 75 | 1012 | AC
RO_CO_00027 | N-1 TRA 400/220 kV AT3 Arad | [RO-RS] [OPP] TIE 400 kV Portile de Fier-Djerdap | RPDFE41 XPF_DJ11 1 | 1365 | 1836 | -471 | 74 | -976 | AC
Base case | Base case | [RO-BG] [OPP] TIE 400 kV TINTARENI-KOZLODUI 2 | RTINTB1 XKO_TI12 1 | 1424 | 1920 | -496 | 74 | -989 | AC
RO-HU_CO_00001 | N-1 TIE 400 kV Arad-Sandorfalva | [RO-RS] [OPP] TIE 400 kV Portile de Fier-Djerdap | RPDFE41 XPF_DJ11 1 | 1360 | 1836 | -476 | 74 | -972 | AC
RO-UA_CO_00001 | N-1 TIE 400 kV Rosiori-Mukacevo | [RO-RS] [OPP] TIE 400 kV Portile de Fier-Djerdap | RPDFE41 XPF_DJ11 1 | 1355 | 1836 | -481 | 74 | -969 | AC
RO-HU_CO_00002 | N-1 TIE 400 kV Nadab-Bekescsaba | [RO-RS] [OPP] TIE 400 kV Portile de Fier-Djerdap | RPDFE41 XPF_DJ11 1 | 1343 | 1836 | -493 | 73 | -961 | AC
Base case | Base case | [RO-RS] [OPP] TIE 400 kV Portile de Fier-Djerdap | RPDFE41 XPF_DJ11 1 | 1320 | 1836 | -516 | 72 | -945 | AC

## 0730
Detailed results
Generated at: | 28/04/2026 22:14:01
Business day: | 2026-04-30
Horizon: | 2DA
Timestamp | 07:30
Border & direction: | South-Romania Importing
Remedial actions | False
Margin satisfied | True
Final step | Margin Calculation
TTC [MW]: | 2468.78
Loading threshold | 0.7
Limiting CNEC | N-1 TIE 400 kV TINTARENI-KOZLODUI 2/[RO-RS] [OPP] TIE 400 kV Portile de Fier-Djerdap
Applied RAs
Non Costly RAO
CO ID | RA ID | Name of the RA | Usage | Type | Location | Status | Details
Costly RAO
RA RD ID | TSO | Generator Name | Minimum Power [MW] | Maximum Power [MW] | RDP- | RDP+ | P [MW] before RAO | P [MW] after RAO | P0 [MW] | Plimit+ [MW] | Plimit- [MW] | Started up | Shutdown
Non Costly Reduction
CO ID | RA ID | Name of the RA | Usage | Type | Location | Status | Details
Limiting CNECs
CO ID | Name of the CO | Name of the CNE | CNE UCTE branch | Calculated I (A) | I max (PATL) | Margin (A) | Loading (%) | Flow [MW] | LF type
RO-BG_CO_00001 | N-1 TIE 400 kV TINTARENI-KOZLODUI 1 | [RO-RS] [OPP] TIE 400 kV Portile de Fier-Djerdap | RPDFE41 XPF_DJ11 1 | 1458 | 1836 | -378 | 79 | -1037 | AC
RO-BG_CO_00002 | N-1 TIE 400 kV TINTARENI-KOZLODUI 2 | [RO-RS] [OPP] TIE 400 kV Portile de Fier-Djerdap | RPDFE41 XPF_DJ11 1 | 1458 | 1836 | -378 | 79 | -1037 | AC
RO-UA_CO_00001 | N-1 TIE 400 kV Rosiori-Mukacevo | [RO-RS] [OPP] TIE 400 kV Portile de Fier-Djerdap | RPDFE41 XPF_DJ11 1 | 1367 | 1836 | -469 | 74 | -972 | AC
RO-HU_CO_00001 | N-1 TIE 400 kV Arad-Sandorfalva | [RO-RS] [OPP] TIE 400 kV Portile de Fier-Djerdap | RPDFE41 XPF_DJ11 1 | 1362 | 1836 | -474 | 74 | -968 | AC
RO-HU_CO_00002 | N-1 TIE 400 kV Nadab-Bekescsaba | [RO-RS] [OPP] TIE 400 kV Portile de Fier-Djerdap | RPDFE41 XPF_DJ11 1 | 1354 | 1836 | -482 | 74 | -962 | AC
RO-RS_CO_00003 | N-1 TIE 400 kV Resita-Pancevo c2 | [RO-RS] [OPP] TIE 400 kV Portile de Fier-Djerdap | RPDFE41 XPF_DJ11 1 | 1352 | 1836 | -484 | 74 | -963 | AC
RO-RS_CO_00004 | N-1 TIE 400 kV Resita-Pancevo c1 | [RO-RS] [OPP] TIE 400 kV Portile de Fier-Djerdap | RPDFE41 XPF_DJ11 1 | 1352 | 1836 | -484 | 74 | -963 | AC
RO_CO_00027 | N-1 TRA 400/220 kV AT3 Arad | [RO-RS] [OPP] TIE 400 kV Portile de Fier-Djerdap | RPDFE41 XPF_DJ11 1 | 1346 | 1836 | -490 | 73 | -956 | AC
Base case | Base case | [RO-RS] [OPP] TIE 400 kV Portile de Fier-Djerdap | RPDFE41 XPF_DJ11 1 | 1345 | 1836 | -491 | 73 | -955 | AC
BG_RO_CO_00002 | N-1 TIE 400 kV TINTARENI-KOZLODUI 2 | [BG-RO] [OPP] TIE 400 kV TINTARENI-KOZLODUI 1 | XKO_TI11 VAECKO11 1 | 1345 | 1890 | -545 | 71 | 961 | AC
BG_RO_CO_00001 | N-1 TIE 400 kV TINTARENI-KOZLODUI 1 | [BG-RO] [OPP] TIE 400 kV TINTARENI-KOZLODUI 2 | XKO_TI12 VAECKO11 1 | 1345 | 1890 | -545 | 71 | 961 | AC
RO-BG_CO_00002 | N-1 TIE 400 kV TINTARENI-KOZLODUI 2 | [RO-BG] [OPP] TIE 400 kV TINTARENI-KOZLODUI 1 | RTINTB1 XKO_TI11 1 | 1345 | 1920 | -575 | 70 | -941 | AC
RO-BG_CO_00001 | N-1 TIE 400 kV TINTARENI-KOZLODUI 1 | [RO-BG] [OPP] TIE 400 kV TINTARENI-KOZLODUI 2 | RTINTB1 XKO_TI12 1 | 1345 | 1920 | -575 | 70 | -941 | AC

## 0830
Detailed results
Generated at: | 28/04/2026 22:14:01
Business day: | 2026-04-30
Horizon: | 2DA
Timestamp | 08:30
Border & direction: | South-Romania Importing
Remedial actions | False
Margin satisfied | True
Final step | Margin Calculation
TTC [MW]: | 2699.13
Loading threshold | 0.7
Limiting CNEC | N-1 TIE 400 kV PORTILE DE FIER - DJERDAP/[BG-RO] [OPP] TIE 400 kV TINTARENI-KOZLODUI 2
Applied RAs
Non Costly RAO
CO ID | RA ID | Name of the RA | Usage | Type | Location | Status | Details
Costly RAO
RA RD ID | TSO | Generator Name | Minimum Power [MW] | Maximum Power [MW] | RDP- | RDP+ | P [MW] before RAO | P [MW] after RAO | P0 [MW] | Plimit+ [MW] | Plimit- [MW] | Started up | Shutdown
Non Costly Reduction
CO ID | RA ID | Name of the RA | Usage | Type | Location | Status | Details
Limiting CNECs
CO ID | Name of the CO | Name of the CNE | CNE UCTE branch | Calculated I (A) | I max (PATL) | Margin (A) | Loading (%) | Flow [MW] | LF type
RO_RS_CO_00001 | N-1 TIE 400 kV PORTILE DE FIER - DJERDAP | [BG-RO] [OPP] TIE 400 kV TINTARENI-KOZLODUI 2 | XKO_TI12 VAECKO11 1 | 1838 | 1890 | -52 | 97 | 1309 | AC
RO-BG_CO_00002 | N-1 TIE 400 kV TINTARENI-KOZLODUI 2 | [RO-RS] [OPP] TIE 400 kV Portile de Fier-Djerdap | RPDFE41 XPF_DJ11 1 | 1777 | 1836 | -59 | 97 | -1267 | AC
RO-RS_CO_00001 | N-1 TIE 400 kV Portile de Fier-Djerdap | [RO-BG] [OPP] TIE 400 kV TINTARENI-KOZLODUI 2 | RTINTB1 XKO_TI12 1 | 1838 | 1920 | -82 | 96 | -1270 | AC
RO_CO_00052 | N-1 OHL 400 kV Sofia Zapad -Nis | [RO-BG] [OPP] TIE 400 kV TINTARENI-KOZLODUI 2 | RTINTB1 XKO_TI12 1 | 1651 | 1920 | -269 | 86 | -1146 | AC
BG_RO_CO_00004 | N-1 TIE 400 kV MEDGIDIA SUD - VARNA | [BG-RO] [OPP] TIE 400 kV TINTARENI-KOZLODUI 2 | XKO_TI12 VAECKO11 1 | 1573 | 1890 | -317 | 83 | 1122 | AC
BG_RO_CO_00005 | N-1 TIE 400 kV MEDGIDIA SUD - DOBRUDJA | [BG-RO] [OPP] TIE 400 kV TINTARENI-KOZLODUI 2 | XKO_TI12 VAECKO11 1 | 1563 | 1890 | -327 | 83 | 1115 | AC
RO-BG_CO_00004 | N-1 TIE 400 kV MEDGIDIA SUD - VARNA | [RO-BG] [OPP] TIE 400 kV TINTARENI-KOZLODUI 2 | RTINTB1 XKO_TI12 1 | 1573 | 1920 | -347 | 82 | -1094 | AC
RO-BG_CO_00005 | N-1 TIE 400 kV DOBRUDJA- MEDGIDIA SUD | [RO-BG] [OPP] TIE 400 kV TINTARENI-KOZLODUI 2 | RTINTB1 XKO_TI12 1 | 1563 | 1920 | -357 | 81 | -1087 | AC
RO_CO_00009 | N-1 OHL 400 kV Iernut-Sibiu Sud | [RO-RO] [DIR] TRA 400/220 kV AT Rosiori | RROS241 RROSI22 2 | 799 | 999 | -200 | 80 | 315 | AC
RO-MD_CO_00001 | N-1 TIE 400 kV Isaccea - Vulcanesti | [RO-BG] [OPP] TIE 400 kV TINTARENI-KOZLODUI 2 | RTINTB1 XKO_TI12 1 | 1534 | 1920 | -386 | 80 | -1068 | AC
RO-RS_CO_00004 | N-1 TIE 400 kV Resita-Pancevo c1 | [RO-BG] [OPP] TIE 400 kV TINTARENI-KOZLODUI 2 | RTINTB1 XKO_TI12 1 | 1525 | 1920 | -395 | 79 | -1062 | AC
Base case | Base case | [BG-RO] [OPP] TIE 400 kV TINTARENI-KOZLODUI 2 | XKO_TI12 VAECKO11 1 | 1501 | 1890 | -389 | 79 | 1072 | AC
Base case | Base case | [RO-BG] [OPP] TIE 400 kV TINTARENI-KOZLODUI 2 | RTINTB1 XKO_TI12 1 | 1501 | 1920 | -419 | 78 | -1046 | AC
Base case | Base case | [RO-RO] [DIR] TRA 400/220 kV AT Rosiori | RROS241 RROSI22 2 | 776 | 999 | -223 | 78 | 307 | AC
RO-RS_CO_00004 | N-1 TIE 400 kV Resita-Pancevo c1 | [RO-RS] [OPP] TIE 400 kV Portile de Fier-Djerdap | RPDFE41 XPF_DJ11 1 | 1384 | 1836 | -452 | 75 | -987 | AC
RO_CO_00023 | N-1 OHL 400 kV Gutinas – Smardan | [RO-RO] [OPP] OHL 220 kV Filesti - Barbosi | RBARB22 RFILE22 1 | 630 | 890 | -260 | 71 | 245 | AC

## 0930
Detailed results
Generated at: | 28/04/2026 22:14:01
Business day: | 2026-04-30
Horizon: | 2DA
Timestamp | 09:30
Border & direction: | South-Romania Importing
Remedial actions | True
Margin satisfied | False
Final step | RAO
TTC [MW]: | 2775
Loading threshold | 0.7
Limiting CNEC | N-1 TIE 400 kV PORTILE DE FIER - DJERDAP/[BG-RO] [OPP] TIE 400 kV TINTARENI-KOZLODUI 2
Applied RAs
Non Costly RAO
CO ID | RA ID | Name of the RA | Usage | Type | Location | Status | Details
N/A | BG_RA_00001 | PRA 400 kV TINTARENI-KOZLODUI 1 | preventive | topological_ra | BG | applied | open --> close
N/A | BG_RA_00001 | PRA 400 kV TINTARENI-KOZLODUI 1 | preventive | topological_ra | BG | applied | open --> close
N/A | RO_RA_00004 | PRA 110 kV S5 | preventive | topological_ra | RO | applied | open --> close
N/A | RO_RA_00004 | PRA 110 kV S5 | preventive | topological_ra | RO | applied | open --> close
N/A | RO_RA_00010 | PRA 400 kV Tantareni-Kozlodui 1 | preventive | topological_ra | RO | applied | open --> close
N/A | RO_RA_00010 | PRA 400 kV Tantareni-Kozlodui 1 | preventive | topological_ra | RO | applied | open --> close
N/A | RO_RA_00014 | PRA 400 kV Resita-Pancevo c2 | preventive | topological_ra | RO | applied | open --> close
N/A | RO_RA_00014 | PRA 400 kV Resita-Pancevo c2 | preventive | topological_ra | RO | applied | open --> close
N/A | RO_RA_00103 | TOP_CLOSE_400kV_Tantareni _ Kozlodui_c1 | preventive | topological_ra | RO | applied | open --> close
N/A | RO_RA_00103 | TOP_CLOSE_400kV_Tantareni _ Kozlodui_c1 | preventive | topological_ra | RO | applied | open --> close
N/A | RO_RA_00001 | PRA 400/220kV AT3 Arad | preventive | pst_ra | RO | applied | LowerStep(-12.0) CurrentStep(12) HigherStep(12.0)
N/A | RO_RA_00002 | PRA 400/220kV AT Urechesti | preventive | pst_ra | RO | applied | LowerStep(-12.0) CurrentStep(-12) HigherStep(12.0)
N/A | RO_RA_00101 | PST_ARAD 400/220_3 | preventive | pst_ra | RO | applied | LowerStep(-12.0) CurrentStep(12) HigherStep(12.0)
N/A | RO_RA_00102 | PST_URECHESTI 400/220_1 | preventive | pst_ra | RO | applied | LowerStep(-12.0) CurrentStep(-12) HigherStep(12.0)
Costly RAO
RA RD ID | TSO | Generator Name | Minimum Power [MW] | Maximum Power [MW] | RDP- | RDP+ | P [MW] before RAO | P [MW] after RAO | P0 [MW] | Plimit+ [MW] | Plimit- [MW] | Started up | Shutdown
Non Costly Reduction
CO ID | RA ID | Name of the RA | Usage | Type | Location | Status | Details
Limiting CNECs
CO ID | Name of the CO | Name of the CNE | CNE UCTE branch | Calculated I (A) | I max (PATL) | Margin (A) | Loading (%) | Flow [MW] | LF type
BG_RO_CO_00002 | N-1 TIE 400 kV TINTARENI-KOZLODUI 2 | [BG-RO] [OPP] TIE 400 kV TINTARENI-KOZLODUI 1 | XKO_TI11 VAECKO11 1 | 1640 | 1890 | -250 | 87 | 1170 | AC
BG_RO_CO_00001 | N-1 TIE 400 kV TINTARENI-KOZLODUI 1 | [BG-RO] [OPP] TIE 400 kV TINTARENI-KOZLODUI 2 | XKO_TI12 VAECKO11 1 | 1640 | 1890 | -250 | 87 | 1170 | AC
RO-BG_CO_00002 | N-1 TIE 400 kV TINTARENI-KOZLODUI 2 | [RO-BG] [OPP] TIE 400 kV TINTARENI-KOZLODUI 1 | RTINTB1 XKO_TI11 1 | 1640 | 1920 | -280 | 85 | -1139 | AC
RO-BG_CO_00001 | N-1 TIE 400 kV TINTARENI-KOZLODUI 1 | [RO-BG] [OPP] TIE 400 kV TINTARENI-KOZLODUI 2 | RTINTB1 XKO_TI12 1 | 1640 | 1920 | -280 | 85 | -1139 | AC
RO_CO_00009 | N-1 OHL 400 kV Iernut-Sibiu Sud | [RO-RO] [DIR] TRA 400/220 kV AT Rosiori | RROS241 RROSI22 2 | 807 | 999 | -192 | 81 | 318 | AC
Base case | Base case | [RO-RO] [DIR] TRA 400/220 kV AT Rosiori | RROS241 RROSI22 2 | 776 | 999 | -223 | 78 | 307 | AC
RO-RS_CO_00003 | N-1 TIE 400 kV Resita-Pancevo c2 | [RO-RO] [DIR] TRA 400/220 kV AT3 Arad | RARA4D1 RARAD22 3 | 430 | 577 | -147 | 74 | 265 | AC

## 1030
Detailed results
Generated at: | 28/04/2026 22:14:02
Business day: | 2026-04-30
Horizon: | 2DA
Timestamp | 10:30
Border & direction: | South-Romania Importing
Remedial actions | True
Margin satisfied | False
Final step | Reduction
TTC [MW]: | 2946
Loading threshold | 0.7
Limiting CNEC | N-1 TIE 400 kV PORTILE DE FIER - DJERDAP/[BG-RO] [OPP] TIE 400 kV TINTARENI-KOZLODUI 2
Applied RAs
Non Costly RAO
CO ID | RA ID | Name of the RA | Usage | Type | Location | Status | Details
N/A | RO_RA_00004 | PRA 110 kV S5 | preventive | topological_ra | RO | applied | open --> close
N/A | RO_RA_00004 | PRA 110 kV S5 | preventive | topological_ra | RO | applied | open --> close
N/A | RO_RA_00014 | PRA 400 kV Resita-Pancevo c2 | preventive | topological_ra | RO | applied | open --> close
N/A | RO_RA_00014 | PRA 400 kV Resita-Pancevo c2 | preventive | topological_ra | RO | applied | open --> close
N/A | RO_RA_00001 | PRA 400/220kV AT3 Arad | preventive | pst_ra | RO | applied | LowerStep(-12.0) CurrentStep(12) HigherStep(12.0)
N/A | RO_RA_00002 | PRA 400/220kV AT Urechesti | preventive | pst_ra | RO | applied | LowerStep(-12.0) CurrentStep(-12) HigherStep(12.0)
N/A | RO_RA_00101 | PST_ARAD 400/220_3 | preventive | pst_ra | RO | applied | LowerStep(-12.0) CurrentStep(12) HigherStep(12.0)
N/A | RO_RA_00102 | PST_URECHESTI 400/220_1 | preventive | pst_ra | RO | applied | LowerStep(-12.0) CurrentStep(-12) HigherStep(12.0)
Costly RAO
RA RD ID | TSO | Generator Name | Minimum Power [MW] | Maximum Power [MW] | RDP- | RDP+ | P [MW] before RAO | P [MW] after RAO | P0 [MW] | Plimit+ [MW] | Plimit- [MW] | Started up | Shutdown
RO_RA_00116 | RO | RVMAR_5 _generator | 0 | 50 |  |  | 25 | 50 |  | 50 | 0 | FALSE | FALSE
RO_RA_00117 | RO | RGODI_5 _generator | 0 | 114 |  |  | 56 | 114 |  | 114 | 0 | FALSE | FALSE
RO_RA_00120 | RO | RTOPV_5 _generator | 0 | 10 |  |  | 5 | 0 |  | 10 | 0 | FALSE | TRUE
RO_RA_00122 | RO | RVLCE15 _generator | 0 | 55 |  |  | 2 | 0 |  | 55 | 0 | FALSE | TRUE
RO_RA_00126 | RO | RARGS_5 _generator | 0 | 31 |  |  | 1 | 0 |  | 31 | 0 | FALSE | TRUE
RO_RA_00127 | RO | RALBE_5 _generator | 0 | 30 |  |  | 1 | 0 |  | 30 | 0 | FALSE | TRUE
RO_RA_00130 | RO | RCLNG_5 _generator | 0 | 90 |  |  | 13 | 0 |  | 90 | 0 | FALSE | TRUE
RO_RA_00134 | RO | RSTUP_5 _generator | 0 | 45 |  |  | 8 | 0 |  | 45 | 0 | FALSE | TRUE
RO_RA_00135 | RO | RDAIES5 _generator | 0 | 37 |  |  | 13 | 0 |  | 37 | 0 | FALSE | TRUE
RO_RA_00136 | RO | RVILN_5 _generator | 0 | 46 |  |  | 8 | 0 |  | 46 | 0 | FALSE | TRUE
RO_RA_00137 | RO | RRIUR15 _generator | 0 | 48 |  |  | 16 | 0 |  | 48 | 0 | FALSE | TRUE
RO_RA_00138 | RO | RMARC_5 _generator | 0 | 39 |  |  | 7 | 0 |  | 39 | 0 | FALSE | TRUE
RO_RA_00139 | RO | RIONE_5 _generator | 0 | 38 |  |  | 13 | 0 |  | 38 | 0 | FALSE | TRUE
RO_RA_00140 | RO | RJIBL_5 _generator | 0 | 38 |  |  | 7 | 0 |  | 38 | 0 | FALSE | TRUE
RO_RA_00141 | RO | RZAVI_5 _generator | 0 | 38 |  |  | 13 | 0 |  | 38 | 0 | FALSE | TRUE
RO_RA_00142 | RO | RCHTU_5 _generator | 0 | 74 |  |  | 12 | 0 |  | 74 | 0 | FALSE | TRUE
RO_RA_00143 | RO | RTRAI_5 _generator | 0 | 45 |  |  | 14 | 38 |  | 45 | 0 | FALSE | FALSE
RO_RA_00144 | RO | RHGLOT5 _generator | 0 | 25 |  |  | 5 | 0 |  | 25 | 0 | FALSE | TRUE
RO_RA_00145 | RO | RCHESJ5 _generator | 0 | 50 |  |  | 1 | 50 |  | 50 | 0 | FALSE | FALSE
RO_RA_00146 | RO | RCHEAC5 _generator | 0 | 38 |  |  | 1 | 38 |  | 38 | 0 | FALSE | FALSE
RO_RA_00147 | RO | RCHEST5 _generator | 0 | 26 |  |  | 1 | 26 |  | 26 | 0 | FALSE | FALSE
RO_RA_00148 | RO | RCHEIO5 _generator | 0 | 53 |  |  | 1 | 53 |  | 53 | 0 | FALSE | FALSE
RO_RA_00149 | RO | RCHDO_5 _generator | 0 | 53 |  |  | 1 | 53 |  | 53 | 0 | FALSE | FALSE
RO_RA_00150 | RO | RFRUN_5 _generator | 0 | 53 |  |  | 1 | 0 |  | 53 | 0 | FALSE | TRUE
RO_RA_00151 | RO | RCIZBI5 _generator | 0 | 53 |  |  | 1 | 0 |  | 53 | 0 | FALSE | TRUE
RO_RA_00152 | RO | RRUSA_5 _generator | 0 | 53 |  |  | 1 | 0 |  | 53 | 0 | FALSE | TRUE
RO_RA_00153 | RO | RHCORN5 _generator | 0 | 59 |  |  | 6 | 0 |  | 59 | 0 | FALSE | TRUE
RO_RA_00154 | RO | RFAGA_5 _generator | 0 | 20 |  |  | 3 | 0 |  | 20 | 0 | FALSE | TRUE
RO_RA_00155 | RO | RUCEA25 _generator | 0 | 32 |  |  | 10 | 0 |  | 32 | 0 | FALSE | TRUE
RO_RA_00156 | RO | RUCEA15 _generator | 0 | 49 |  |  | 16 | 0 |  | 49 | 0 | FALSE | TRUE
RO_RA_00157 | RO | RCIRT_5 _generator | 0 | 54 |  |  | 9 | 0 |  | 54 | 0 | FALSE | TRUE
RO_RA_00160 | RO | RVADU_5 _generator | 0 | 67 |  |  | 17 | 0 |  | 67 | 0 | FALSE | TRUE
RO_RA_00161 | RO | RIZVO_5 _generator | 0 | 9 |  |  | 1 | 0 |  | 9 | 0 | FALSE | TRUE
RO_RA_00162 | RO | RDUMB_5 _generator | 0 | 23 |  |  | 2 | 0 |  | 23 | 0 | FALSE | TRUE
RO_RA_00163 | RO | RCOST_5 _generator | 0 | 24 |  |  | 2 | 0 |  | 24 | 0 | FALSE | TRUE
RO_RA_00164 | RO | RBUHU_5 _generator | 0 | 13 |  |  | 1 | 0 |  | 13 | 0 | FALSE | TRUE
RO_RA_00165 | RO | RRACO_5 _generator | 0 | 23 |  |  | 8 | 0 |  | 23 | 0 | FALSE | TRUE
RO_RA_00166 | RO | RGARL_5 _generator | 0 | 23 |  |  | 4 | 0 |  | 23 | 0 | FALSE | TRUE
RO_RA_00167 | RO | RLILI_5 _generator | 0 | 23 |  |  | 4 | 0 |  | 23 | 0 | FALSE | TRUE
RO_RA_00168 | RO | RBACS_5 _generator | 0 | 98 |  |  | 34 | 0 |  | 98 | 0 | FALSE | TRUE
RO_RA_00169 | RO | RFARA_5 _generator | 0 | 30 |  |  | 10 | 0 |  | 30 | 0 | FALSE | TRUE
RO_RA_00170 | RO | RSISC_5 _generator | 0 | 44 |  |  | 14 | 0 |  | 44 | 0 | FALSE | TRUE
RO_RA_00171 | RO | RMARA_5 _generator | 0 | 46 |  |  | 15 | 0 |  | 46 | 0 | FALSE | TRUE
RO_RA_00172 | RO | RTECU_5 _generator | 0 | 34 |  |  | 11 | 0 |  | 34 | 0 | FALSE | TRUE
RO_RA_00176 | RO | RSEBE_5 _generator | 0 | 55 |  |  | 28 | 0 |  | 55 | 0 | FALSE | TRUE
Non Costly Reduction
CO ID | RA ID | Name of the RA | Usage | Type | Location | Status | Details
N/A | BG_RA_00001 | PRA 400 kV TINTARENI-KOZLODUI 1 | preventive | topological_ra | BG | applied | open --> close
N/A | BG_RA_00001 | PRA 400 kV TINTARENI-KOZLODUI 1 | preventive | topological_ra | BG | applied | open --> close
N/A | RO_RA_00010 | PRA 400 kV Tantareni-Kozlodui 1 | preventive | topological_ra | RO | applied | open --> close
N/A | RO_RA_00010 | PRA 400 kV Tantareni-Kozlodui 1 | preventive | topological_ra | RO | applied | open --> close
Limiting CNECs
CO ID | Name of the CO | Name of the CNE | CNE UCTE branch | Calculated I (A) | I max (PATL) | Margin (A) | Loading (%) | Flow [MW] | LF type
BG_RO_CO_00002 | N-1 TIE 400 kV TINTARENI-KOZLODUI 2 | [BG-RO] [OPP] TIE 400 kV TINTARENI-KOZLODUI 1 | XKO_TI11 VAECKO11 1 | 1747 | 1890 | -143 | 92 | 1244 | AC
BG_RO_CO_00001 | N-1 TIE 400 kV TINTARENI-KOZLODUI 1 | [BG-RO] [OPP] TIE 400 kV TINTARENI-KOZLODUI 2 | XKO_TI12 VAECKO11 1 | 1747 | 1890 | -143 | 92 | 1244 | AC
RO-BG_CO_00002 | N-1 TIE 400 kV TINTARENI-KOZLODUI 2 | [RO-BG] [OPP] TIE 400 kV TINTARENI-KOZLODUI 1 | RTINTB1 XKO_TI11 1 | 1747 | 1920 | -173 | 91 | -1209 | AC
RO-BG_CO_00001 | N-1 TIE 400 kV TINTARENI-KOZLODUI 1 | [RO-BG] [OPP] TIE 400 kV TINTARENI-KOZLODUI 2 | RTINTB1 XKO_TI12 1 | 1747 | 1920 | -173 | 91 | -1209 | AC
RO_CO_00009 | N-1 OHL 400 kV Iernut-Sibiu Sud | [RO-RO] [DIR] TRA 400/220 kV AT Rosiori | RROS241 RROSI22 2 | 826 | 999 | -173 | 83 | 325 | AC
Base case | Base case | [RO-RO] [DIR] TRA 400/220 kV AT Rosiori | RROS241 RROSI22 2 | 794 | 999 | -205 | 80 | 314 | AC
RO-RS_CO_00003 | N-1 TIE 400 kV Resita-Pancevo c2 | [RO-RO] [DIR] TRA 400/220 kV AT3 Arad | RARA4D1 RARAD22 3 | 438 | 577 | -139 | 76 | 268 | AC

## 1130
Detailed results
Generated at: | 28/04/2026 22:14:02
Business day: | 2026-04-30
Horizon: | 2DA
Timestamp | 11:30
Border & direction: | South-Romania Importing
Remedial actions | True
Margin satisfied | False
Final step | RAO
TTC [MW]: | 3029
Loading threshold | 0.7
Limiting CNEC | N-1 TIE 400 kV PORTILE DE FIER - DJERDAP/[BG-RO] [OPP] TIE 400 kV TINTARENI-KOZLODUI 2
Applied RAs
Non Costly RAO
CO ID | RA ID | Name of the RA | Usage | Type | Location | Status | Details
N/A | BG_RA_00001 | PRA 400 kV TINTARENI-KOZLODUI 1 | preventive | topological_ra | BG | applied | open --> close
N/A | BG_RA_00001 | PRA 400 kV TINTARENI-KOZLODUI 1 | preventive | topological_ra | BG | applied | open --> close
N/A | RO_RA_00004 | PRA 110 kV S5 | preventive | topological_ra | RO | applied | open --> close
N/A | RO_RA_00004 | PRA 110 kV S5 | preventive | topological_ra | RO | applied | open --> close
N/A | RO_RA_00007 | PRA 110 kV Resita | preventive | topological_ra | RO | applied | open --> close
N/A | RO_RA_00007 | PRA 110 kV Resita | preventive | topological_ra | RO | applied | close --> open
N/A | RO_RA_00007 | PRA 110 kV Resita | preventive | topological_ra | RO | applied | open --> close
N/A | RO_RA_00007 | PRA 110 kV Resita | preventive | topological_ra | RO | applied | close --> open
N/A | RO_RA_00007 | PRA 110 kV Resita | preventive | topological_ra | RO | applied | close --> open
N/A | RO_RA_00007 | PRA 110 kV Resita | preventive | topological_ra | RO | applied | open --> close
N/A | RO_RA_00010 | PRA 400 kV Tantareni-Kozlodui 1 | preventive | topological_ra | RO | applied | open --> close
N/A | RO_RA_00010 | PRA 400 kV Tantareni-Kozlodui 1 | preventive | topological_ra | RO | applied | open --> close
N/A | RO_RA_00014 | PRA 400 kV Resita-Pancevo c2 | preventive | topological_ra | RO | applied | open --> close
N/A | RO_RA_00014 | PRA 400 kV Resita-Pancevo c2 | preventive | topological_ra | RO | applied | open --> close
N/A | RO_RA_00103 | TOP_CLOSE_400kV_Tantareni _ Kozlodui_c1 | preventive | topological_ra | RO | applied | open --> close
N/A | RO_RA_00103 | TOP_CLOSE_400kV_Tantareni _ Kozlodui_c1 | preventive | topological_ra | RO | applied | open --> close
N/A | RO_RA_00001 | PRA 400/220kV AT3 Arad | preventive | pst_ra | RO | applied | LowerStep(-12.0) CurrentStep(12) HigherStep(12.0)
N/A | RO_RA_00002 | PRA 400/220kV AT Urechesti | preventive | pst_ra | RO | applied | LowerStep(-12.0) CurrentStep(-12) HigherStep(12.0)
N/A | RO_RA_00101 | PST_ARAD 400/220_3 | preventive | pst_ra | RO | applied | LowerStep(-12.0) CurrentStep(12) HigherStep(12.0)
N/A | RO_RA_00102 | PST_URECHESTI 400/220_1 | preventive | pst_ra | RO | applied | LowerStep(-12.0) CurrentStep(-12) HigherStep(12.0)
Costly RAO
RA RD ID | TSO | Generator Name | Minimum Power [MW] | Maximum Power [MW] | RDP- | RDP+ | P [MW] before RAO | P [MW] after RAO | P0 [MW] | Plimit+ [MW] | Plimit- [MW] | Started up | Shutdown
Non Costly Reduction
CO ID | RA ID | Name of the RA | Usage | Type | Location | Status | Details
Limiting CNECs
CO ID | Name of the CO | Name of the CNE | CNE UCTE branch | Calculated I (A) | I max (PATL) | Margin (A) | Loading (%) | Flow [MW] | LF type
BG_RO_CO_00001 | N-1 TIE 400 kV TINTARENI-KOZLODUI 1 | [BG-RO] [OPP] TIE 400 kV TINTARENI-KOZLODUI 2 | XKO_TI12 VAECKO11 1 | 1738 | 1890 | -152 | 92 | 1238 | AC
BG_RO_CO_00002 | N-1 TIE 400 kV TINTARENI-KOZLODUI 2 | [BG-RO] [OPP] TIE 400 kV TINTARENI-KOZLODUI 1 | XKO_TI11 VAECKO11 1 | 1738 | 1890 | -152 | 92 | 1238 | AC
RO-BG_CO_00002 | N-1 TIE 400 kV TINTARENI-KOZLODUI 2 | [RO-BG] [OPP] TIE 400 kV TINTARENI-KOZLODUI 1 | RTINTB1 XKO_TI11 1 | 1738 | 1920 | -182 | 91 | -1203 | AC
RO-BG_CO_00001 | N-1 TIE 400 kV TINTARENI-KOZLODUI 1 | [RO-BG] [OPP] TIE 400 kV TINTARENI-KOZLODUI 2 | RTINTB1 XKO_TI12 1 | 1738 | 1920 | -182 | 91 | -1203 | AC
RO_CO_00009 | N-1 OHL 400 kV Iernut-Sibiu Sud | [RO-RO] [DIR] TRA 400/220 kV AT Rosiori | RROS241 RROSI22 2 | 848 | 999 | -151 | 85 | 335 | AC
RO-RS_CO_00003 | N-1 TIE 400 kV Resita-Pancevo c2 | [RO-RO] [DIR] TRA 400/220 kV AT3 Arad | RARA4D1 RARAD22 3 | 488 | 577 | -89 | 85 | 307 | AC
Base case | Base case | [RO-RO] [DIR] TRA 400/220 kV AT Rosiori | RROS241 RROSI22 2 | 825 | 999 | -174 | 83 | 327 | AC

## 1230
Detailed results
Generated at: | 28/04/2026 22:14:02
Business day: | 2026-04-30
Horizon: | 2DA
Timestamp | 12:30
Border & direction: | South-Romania Importing
Remedial actions | True
Margin satisfied | False
Final step | RAO
TTC [MW]: | 2717
Loading threshold | 0.7
Limiting CNEC | N-1 TIE 400 kV PORTILE DE FIER - DJERDAP/[BG-RO] [OPP] TIE 400 kV TINTARENI-KOZLODUI 2
Applied RAs
Non Costly RAO
CO ID | RA ID | Name of the RA | Usage | Type | Location | Status | Details
N/A | BG_RA_00001 | PRA 400 kV TINTARENI-KOZLODUI 1 | preventive | topological_ra | BG | applied | open --> close
N/A | BG_RA_00001 | PRA 400 kV TINTARENI-KOZLODUI 1 | preventive | topological_ra | BG | applied | open --> close
N/A | RO_RA_00004 | PRA 110 kV S5 | preventive | topological_ra | RO | applied | open --> close
N/A | RO_RA_00004 | PRA 110 kV S5 | preventive | topological_ra | RO | applied | open --> close
N/A | RO_RA_00010 | PRA 400 kV Tantareni-Kozlodui 1 | preventive | topological_ra | RO | applied | open --> close
N/A | RO_RA_00010 | PRA 400 kV Tantareni-Kozlodui 1 | preventive | topological_ra | RO | applied | open --> close
N/A | RO_RA_00014 | PRA 400 kV Resita-Pancevo c2 | preventive | topological_ra | RO | applied | open --> close
N/A | RO_RA_00014 | PRA 400 kV Resita-Pancevo c2 | preventive | topological_ra | RO | applied | open --> close
N/A | RO_RA_00103 | TOP_CLOSE_400kV_Tantareni _ Kozlodui_c1 | preventive | topological_ra | RO | applied | open --> close
N/A | RO_RA_00103 | TOP_CLOSE_400kV_Tantareni _ Kozlodui_c1 | preventive | topological_ra | RO | applied | open --> close
N/A | RO_RA_00001 | PRA 400/220kV AT3 Arad | preventive | pst_ra | RO | applied | LowerStep(-12.0) CurrentStep(12) HigherStep(12.0)
N/A | RO_RA_00002 | PRA 400/220kV AT Urechesti | preventive | pst_ra | RO | applied | LowerStep(-12.0) CurrentStep(-12) HigherStep(12.0)
N/A | RO_RA_00101 | PST_ARAD 400/220_3 | preventive | pst_ra | RO | applied | LowerStep(-12.0) CurrentStep(12) HigherStep(12.0)
N/A | RO_RA_00102 | PST_URECHESTI 400/220_1 | preventive | pst_ra | RO | applied | LowerStep(-12.0) CurrentStep(-12) HigherStep(12.0)
Costly RAO
RA RD ID | TSO | Generator Name | Minimum Power [MW] | Maximum Power [MW] | RDP- | RDP+ | P [MW] before RAO | P [MW] after RAO | P0 [MW] | Plimit+ [MW] | Plimit- [MW] | Started up | Shutdown
Non Costly Reduction
CO ID | RA ID | Name of the RA | Usage | Type | Location | Status | Details
Limiting CNECs
CO ID | Name of the CO | Name of the CNE | CNE UCTE branch | Calculated I (A) | I max (PATL) | Margin (A) | Loading (%) | Flow [MW] | LF type
RO-RS_CO_00003 | N-1 TIE 400 kV Resita-Pancevo c2 | [RO-RO] [DIR] TRA 400/220 kV AT3 Arad | RARA4D1 RARAD22 3 | 555 | 577 | -22 | 96 | 359 | AC
RO_CO_00009 | N-1 OHL 400 kV Iernut-Sibiu Sud | [RO-RO] [DIR] TRA 400/220 kV AT Rosiori | RROS241 RROSI22 2 | 825 | 999 | -174 | 83 | 324 | AC
BG_RO_CO_00001 | N-1 TIE 400 kV TINTARENI-KOZLODUI 1 | [BG-RO] [OPP] TIE 400 kV TINTARENI-KOZLODUI 2 | XKO_TI12 VAECKO11 1 | 1542 | 1890 | -348 | 82 | 1101 | AC
BG_RO_CO_00002 | N-1 TIE 400 kV TINTARENI-KOZLODUI 2 | [BG-RO] [OPP] TIE 400 kV TINTARENI-KOZLODUI 1 | XKO_TI11 VAECKO11 1 | 1542 | 1890 | -348 | 82 | 1101 | AC
Base case | Base case | [RO-RO] [DIR] TRA 400/220 kV AT Rosiori | RROS241 RROSI22 2 | 810 | 999 | -190 | 81 | 318 | AC
RO-BG_CO_00001 | N-1 TIE 400 kV TINTARENI-KOZLODUI 1 | [RO-BG] [OPP] TIE 400 kV TINTARENI-KOZLODUI 2 | RTINTB1 XKO_TI12 1 | 1542 | 1920 | -378 | 80 | -1073 | AC
RO-BG_CO_00002 | N-1 TIE 400 kV TINTARENI-KOZLODUI 2 | [RO-BG] [OPP] TIE 400 kV TINTARENI-KOZLODUI 1 | RTINTB1 XKO_TI11 1 | 1542 | 1920 | -378 | 80 | -1073 | AC

## 1330
Detailed results
Generated at: | 28/04/2026 22:14:02
Business day: | 2026-04-30
Horizon: | 2DA
Timestamp | 13:30
Border & direction: | South-Romania Importing
Remedial actions | False
Margin satisfied | True
Final step | Margin Calculation
TTC [MW]: | 2546.52
Loading threshold | 0.7
Limiting CNEC | N-1 TIE 400 kV TINTARENI-KOZLODUI 2/[RO-RS] [OPP] TIE 400 kV Portile de Fier-Djerdap
Applied RAs
Non Costly RAO
CO ID | RA ID | Name of the RA | Usage | Type | Location | Status | Details
Costly RAO
RA RD ID | TSO | Generator Name | Minimum Power [MW] | Maximum Power [MW] | RDP- | RDP+ | P [MW] before RAO | P [MW] after RAO | P0 [MW] | Plimit+ [MW] | Plimit- [MW] | Started up | Shutdown
Non Costly Reduction
CO ID | RA ID | Name of the RA | Usage | Type | Location | Status | Details
Limiting CNECs
CO ID | Name of the CO | Name of the CNE | CNE UCTE branch | Calculated I (A) | I max (PATL) | Margin (A) | Loading (%) | Flow [MW] | LF type
RO-BG_CO_00002 | N-1 TIE 400 kV TINTARENI-KOZLODUI 2 | [RO-RS] [OPP] TIE 400 kV Portile de Fier-Djerdap | RPDFE41 XPF_DJ11 1 | 1857 | 1836 | 21 | 101 | -1307 | AC
RO_RS_CO_00001 | N-1 TIE 400 kV PORTILE DE FIER - DJERDAP | [BG-RO] [OPP] TIE 400 kV TINTARENI-KOZLODUI 2 | XKO_TI12 VAECKO11 1 | 1754 | 1890 | -136 | 93 | 1251 | AC
RO-RS_CO_00001 | N-1 TIE 400 kV Portile de Fier-Djerdap | [RO-BG] [OPP] TIE 400 kV TINTARENI-KOZLODUI 2 | RTINTB1 XKO_TI12 1 | 1754 | 1920 | -166 | 91 | -1215 | AC
RO_CO_00009 | N-1 OHL 400 kV Iernut-Sibiu Sud | [RO-RO] [DIR] TRA 400/220 kV AT Rosiori | RROS241 RROSI22 2 | 910 | 999 | -90 | 91 | 354 | AC
Base case | Base case | [RO-RO] [DIR] TRA 400/220 kV AT Rosiori | RROS241 RROSI22 2 | 908 | 999 | -91 | 91 | 354 | AC
RO-RS_CO_00004 | N-1 TIE 400 kV Resita-Pancevo c1 | [RO-RS] [OPP] TIE 400 kV Portile de Fier-Djerdap | RPDFE41 XPF_DJ11 1 | 1517 | 1836 | -319 | 83 | -1053 | AC
RO_CO_00027 | N-1 TRA 400/220 kV AT3 Arad | [RO-RS] [OPP] TIE 400 kV Portile de Fier-Djerdap | RPDFE41 XPF_DJ11 1 | 1424 | 1836 | -412 | 78 | -974 | AC
RO-UA_CO_00001 | N-1 TIE 400 kV Rosiori-Mukacevo | [RO-RS] [OPP] TIE 400 kV Portile de Fier-Djerdap | RPDFE41 XPF_DJ11 1 | 1423 | 1836 | -413 | 78 | -973 | AC
RO_CO_00052 | N-1 OHL 400 kV Sofia Zapad -Nis | [RO-BG] [OPP] TIE 400 kV TINTARENI-KOZLODUI 2 | RTINTB1 XKO_TI12 1 | 1480 | 1920 | -440 | 77 | -1032 | AC
BG_RO_CO_00004 | N-1 TIE 400 kV MEDGIDIA SUD - VARNA | [BG-RO] [OPP] TIE 400 kV TINTARENI-KOZLODUI 2 | XKO_TI12 VAECKO11 1 | 1445 | 1890 | -445 | 76 | 1032 | AC
RO-HU_CO_00002 | N-1 TIE 400 kV Nadab-Bekescsaba | [RO-RS] [OPP] TIE 400 kV Portile de Fier-Djerdap | RPDFE41 XPF_DJ11 1 | 1400 | 1836 | -436 | 76 | -958 | AC
BG_RO_CO_00005 | N-1 TIE 400 kV MEDGIDIA SUD - DOBRUDJA | [BG-RO] [OPP] TIE 400 kV TINTARENI-KOZLODUI 2 | XKO_TI12 VAECKO11 1 | 1438 | 1890 | -452 | 76 | 1028 | AC
RO-HU_CO_00001 | N-1 TIE 400 kV Arad-Sandorfalva | [RO-RS] [OPP] TIE 400 kV Portile de Fier-Djerdap | RPDFE41 XPF_DJ11 1 | 1393 | 1836 | -443 | 76 | -953 | AC
RO-BG_CO_00004 | N-1 TIE 400 kV MEDGIDIA SUD - VARNA | [RO-BG] [OPP] TIE 400 kV TINTARENI-KOZLODUI 2 | RTINTB1 XKO_TI12 1 | 1445 | 1920 | -475 | 75 | -1009 | AC
RO-UA_CO_00001 | N-1 TIE 400 kV Rosiori-Mukacevo | [RO-RO] [DIR] TRA 400/220 kV AT Rosiori | RROS241 RROSI22 2 | 750 | 999 | -249 | 75 | 274 | AC
RO-BG_CO_00005 | N-1 TIE 400 kV DOBRUDJA- MEDGIDIA SUD | [RO-BG] [OPP] TIE 400 kV TINTARENI-KOZLODUI 2 | RTINTB1 XKO_TI12 1 | 1438 | 1920 | -482 | 75 | -1004 | AC
RO-RS_CO_00004 | N-1 TIE 400 kV Resita-Pancevo c1 | [RO-BG] [OPP] TIE 400 kV TINTARENI-KOZLODUI 2 | RTINTB1 XKO_TI12 1 | 1415 | 1920 | -505 | 74 | -989 | AC
RO-MD_CO_00001 | N-1 TIE 400 kV Isaccea - Vulcanesti | [RO-BG] [OPP] TIE 400 kV TINTARENI-KOZLODUI 2 | RTINTB1 XKO_TI12 1 | 1413 | 1920 | -507 | 74 | -988 | AC
Base case | Base case | [BG-RO] [OPP] TIE 400 kV TINTARENI-KOZLODUI 2 | XKO_TI12 VAECKO11 1 | 1390 | 1890 | -500 | 74 | 994 | AC
Base case | Base case | [RO-RS] [OPP] TIE 400 kV Portile de Fier-Djerdap | RPDFE41 XPF_DJ11 1 | 1350 | 1836 | -486 | 74 | -922 | AC
RO-HU_CO_00002 | N-1 TIE 400 kV Nadab-Bekescsaba | [RO-HU] [OPP] TIE 400 kV Arad-Sandorfalva | RARA4D1 XSA_AR11 1 | 1162 | 1600 | -438 | 73 | -788 | AC
Base case | Base case | [RO-BG] [OPP] TIE 400 kV TINTARENI-KOZLODUI 2 | RTINTB1 XKO_TI12 1 | 1390 | 1920 | -530 | 72 | -972 | AC
RO_CO_00029 | N-1 OHL 220 kV Resita-Timisoara 1&2 | [RO-RS] [OPP] TIE 400 kV Portile de Fier-Djerdap | RPDFE41 XPF_DJ11 1 | 1329 | 1836 | -507 | 72 | -903 | AC
RO_CO_00001 | N-1 OHL 220 kV Portile de Fier-Resita 1&2 | [RO-RS] [OPP] TIE 400 kV Portile de Fier-Djerdap | RPDFE41 XPF_DJ11 1 | 1327 | 1836 | -509 | 72 | -900 | AC
RO-MD_CO_00001 | N-1 TIE 400 kV Isaccea - Vulcanesti | [RO-RS] [OPP] TIE 400 kV Portile de Fier-Djerdap | RPDFE41 XPF_DJ11 1 | 1309 | 1836 | -527 | 71 | -894 | AC

## 1430
Detailed results
Generated at: | 28/04/2026 22:14:02
Business day: | 2026-04-30
Horizon: | 2DA
Timestamp | 14:30
Border & direction: | South-Romania Importing
Remedial actions | False
Margin satisfied | True
Final step | Margin Calculation
TTC [MW]: | 2453.29
Loading threshold | 0.7
Limiting CNEC | N-1 TIE 400 kV TINTARENI-KOZLODUI 2/[RO-RS] [OPP] TIE 400 kV Portile de Fier-Djerdap
Applied RAs
Non Costly RAO
CO ID | RA ID | Name of the RA | Usage | Type | Location | Status | Details
Costly RAO
RA RD ID | TSO | Generator Name | Minimum Power [MW] | Maximum Power [MW] | RDP- | RDP+ | P [MW] before RAO | P [MW] after RAO | P0 [MW] | Plimit+ [MW] | Plimit- [MW] | Started up | Shutdown
Non Costly Reduction
CO ID | RA ID | Name of the RA | Usage | Type | Location | Status | Details
Limiting CNECs
CO ID | Name of the CO | Name of the CNE | CNE UCTE branch | Calculated I (A) | I max (PATL) | Margin (A) | Loading (%) | Flow [MW] | LF type
RO-BG_CO_00002 | N-1 TIE 400 kV TINTARENI-KOZLODUI 2 | [RO-RS] [OPP] TIE 400 kV Portile de Fier-Djerdap | RPDFE41 XPF_DJ11 1 | 1844 | 1836 | 8 | 100 | -1292 | AC
Base case | Base case | [RO-RO] [DIR] TRA 400/220 kV AT Rosiori | RROS241 RROSI22 2 | 898 | 999 | -101 | 90 | 350 | AC
RO_RS_CO_00001 | N-1 TIE 400 kV PORTILE DE FIER - DJERDAP | [BG-RO] [OPP] TIE 400 kV TINTARENI-KOZLODUI 2 | XKO_TI12 VAECKO11 1 | 1698 | 1890 | -192 | 90 | 1212 | AC
RO_CO_00009 | N-1 OHL 400 kV Iernut-Sibiu Sud | [RO-RO] [DIR] TRA 400/220 kV AT Rosiori | RROS241 RROSI22 2 | 898 | 999 | -102 | 90 | 349 | AC
RO-RS_CO_00001 | N-1 TIE 400 kV Portile de Fier-Djerdap | [RO-BG] [OPP] TIE 400 kV TINTARENI-KOZLODUI 2 | RTINTB1 XKO_TI12 1 | 1698 | 1920 | -222 | 88 | -1179 | AC
RO-RS_CO_00004 | N-1 TIE 400 kV Resita-Pancevo c1 | [RO-RS] [OPP] TIE 400 kV Portile de Fier-Djerdap | RPDFE41 XPF_DJ11 1 | 1541 | 1836 | -295 | 84 | -1059 | AC
RO_CO_00027 | N-1 TRA 400/220 kV AT3 Arad | [RO-RS] [OPP] TIE 400 kV Portile de Fier-Djerdap | RPDFE41 XPF_DJ11 1 | 1444 | 1836 | -392 | 79 | -974 | AC
RO-UA_CO_00001 | N-1 TIE 400 kV Rosiori-Mukacevo | [RO-RS] [OPP] TIE 400 kV Portile de Fier-Djerdap | RPDFE41 XPF_DJ11 1 | 1441 | 1836 | -395 | 78 | -971 | AC
RO-HU_CO_00002 | N-1 TIE 400 kV Nadab-Bekescsaba | [RO-RS] [OPP] TIE 400 kV Portile de Fier-Djerdap | RPDFE41 XPF_DJ11 1 | 1419 | 1836 | -417 | 77 | -958 | AC
RO-HU_CO_00001 | N-1 TIE 400 kV Arad-Sandorfalva | [RO-RS] [OPP] TIE 400 kV Portile de Fier-Djerdap | RPDFE41 XPF_DJ11 1 | 1414 | 1836 | -422 | 77 | -954 | AC
RO-UA_CO_00001 | N-1 TIE 400 kV Rosiori-Mukacevo | [RO-RO] [DIR] TRA 400/220 kV AT Rosiori | RROS241 RROSI22 2 | 746 | 999 | -254 | 75 | 271 | AC
Base case | Base case | [RO-RS] [OPP] TIE 400 kV Portile de Fier-Djerdap | RPDFE41 XPF_DJ11 1 | 1370 | 1836 | -466 | 75 | -922 | AC
RO_CO_00001 | N-1 OHL 220 kV Portile de Fier-Resita 1&2 | [RO-RS] [OPP] TIE 400 kV Portile de Fier-Djerdap | RPDFE41 XPF_DJ11 1 | 1351 | 1836 | -485 | 74 | -901 | AC
RO_CO_00029 | N-1 OHL 220 kV Resita-Timisoara 1&2 | [RO-RS] [OPP] TIE 400 kV Portile de Fier-Djerdap | RPDFE41 XPF_DJ11 1 | 1349 | 1836 | -487 | 73 | -902 | AC
RO_CO_00052 | N-1 OHL 400 kV Sofia Zapad -Nis | [RO-BG] [OPP] TIE 400 kV TINTARENI-KOZLODUI 2 | RTINTB1 XKO_TI12 1 | 1410 | 1920 | -510 | 73 | -985 | AC
BG_RO_CO_00004 | N-1 TIE 400 kV MEDGIDIA SUD - VARNA | [BG-RO] [OPP] TIE 400 kV TINTARENI-KOZLODUI 2 | XKO_TI12 VAECKO11 1 | 1382 | 1890 | -508 | 73 | 988 | AC
BG_RO_CO_00005 | N-1 TIE 400 kV MEDGIDIA SUD - DOBRUDJA | [BG-RO] [OPP] TIE 400 kV TINTARENI-KOZLODUI 2 | XKO_TI12 VAECKO11 1 | 1376 | 1890 | -514 | 73 | 984 | AC
RO-MD_CO_00001 | N-1 TIE 400 kV Isaccea - Vulcanesti | [RO-RS] [OPP] TIE 400 kV Portile de Fier-Djerdap | RPDFE41 XPF_DJ11 1 | 1326 | 1836 | -510 | 72 | -891 | AC
RO-BG_CO_00004 | N-1 TIE 400 kV MEDGIDIA SUD - VARNA | [RO-BG] [OPP] TIE 400 kV TINTARENI-KOZLODUI 2 | RTINTB1 XKO_TI12 1 | 1382 | 1920 | -538 | 72 | -966 | AC
RO-BG_CO_00005 | N-1 TIE 400 kV DOBRUDJA- MEDGIDIA SUD | [RO-BG] [OPP] TIE 400 kV TINTARENI-KOZLODUI 2 | RTINTB1 XKO_TI12 1 | 1376 | 1920 | -544 | 72 | -963 | AC
RO_CO_00052 | N-1 OHL 400 kV Sofia Zapad -Nis | [RO-RS] [OPP] TIE 400 kV Portile de Fier-Djerdap | RPDFE41 XPF_DJ11 1 | 1308 | 1836 | -528 | 71 | -872 | AC
RO-HU_CO_00002 | N-1 TIE 400 kV Nadab-Bekescsaba | [RO-HU] [OPP] TIE 400 kV Arad-Sandorfalva | RARA4D1 XSA_AR11 1 | 1139 | 1600 | -461 | 71 | -771 | AC
RO-RS_CO_00004 | N-1 TIE 400 kV Resita-Pancevo c1 | [RO-BG] [OPP] TIE 400 kV TINTARENI-KOZLODUI 2 | RTINTB1 XKO_TI12 1 | 1362 | 1920 | -558 | 71 | -953 | AC
RO-MD_CO_00001 | N-1 TIE 400 kV Isaccea - Vulcanesti | [RO-BG] [OPP] TIE 400 kV TINTARENI-KOZLODUI 2 | RTINTB1 XKO_TI12 1 | 1360 | 1920 | -560 | 71 | -952 | AC
Base case | Base case | [BG-RO] [OPP] TIE 400 kV TINTARENI-KOZLODUI 2 | XKO_TI12 VAECKO11 1 | 1336 | 1890 | -554 | 71 | 956 | AC

## 1530
Detailed results
Generated at: | 28/04/2026 22:14:02
Business day: | 2026-04-30
Horizon: | 2DA
Timestamp | 15:30
Border & direction: | South-Romania Importing
Remedial actions | False
Margin satisfied | True
Final step | Margin Calculation
TTC [MW]: | 2596.32
Loading threshold | 0.7
Limiting CNEC | N-1 TIE 400 kV TINTARENI-KOZLODUI 2/[RO-RS] [OPP] TIE 400 kV Portile de Fier-Djerdap
Applied RAs
Non Costly RAO
CO ID | RA ID | Name of the RA | Usage | Type | Location | Status | Details
Costly RAO
RA RD ID | TSO | Generator Name | Minimum Power [MW] | Maximum Power [MW] | RDP- | RDP+ | P [MW] before RAO | P [MW] after RAO | P0 [MW] | Plimit+ [MW] | Plimit- [MW] | Started up | Shutdown
Non Costly Reduction
CO ID | RA ID | Name of the RA | Usage | Type | Location | Status | Details
Limiting CNECs
CO ID | Name of the CO | Name of the CNE | CNE UCTE branch | Calculated I (A) | I max (PATL) | Margin (A) | Loading (%) | Flow [MW] | LF type
RO-BG_CO_00002 | N-1 TIE 400 kV TINTARENI-KOZLODUI 2 | [RO-RS] [OPP] TIE 400 kV Portile de Fier-Djerdap | RPDFE41 XPF_DJ11 1 | 1848 | 1836 | 12 | 101 | -1296 | AC
RO_RS_CO_00001 | N-1 TIE 400 kV PORTILE DE FIER - DJERDAP | [BG-RO] [OPP] TIE 400 kV TINTARENI-KOZLODUI 2 | XKO_TI12 VAECKO11 1 | 1772 | 1890 | -118 | 94 | 1263 | AC
RO-RS_CO_00001 | N-1 TIE 400 kV Portile de Fier-Djerdap | [RO-BG] [OPP] TIE 400 kV TINTARENI-KOZLODUI 2 | RTINTB1 XKO_TI12 1 | 1772 | 1920 | -148 | 92 | -1227 | AC
RO_CO_00009 | N-1 OHL 400 kV Iernut-Sibiu Sud | [RO-RO] [DIR] TRA 400/220 kV AT Rosiori | RROS241 RROSI22 2 | 904 | 999 | -95 | 91 | 351 | AC
Base case | Base case | [RO-RO] [DIR] TRA 400/220 kV AT Rosiori | RROS241 RROSI22 2 | 900 | 999 | -100 | 90 | 350 | AC
RO-RS_CO_00004 | N-1 TIE 400 kV Resita-Pancevo c1 | [RO-RS] [OPP] TIE 400 kV Portile de Fier-Djerdap | RPDFE41 XPF_DJ11 1 | 1525 | 1836 | -311 | 83 | -1047 | AC
RO_CO_00052 | N-1 OHL 400 kV Sofia Zapad -Nis | [RO-BG] [OPP] TIE 400 kV TINTARENI-KOZLODUI 2 | RTINTB1 XKO_TI12 1 | 1530 | 1920 | -390 | 80 | -1066 | AC
BG_RO_CO_00004 | N-1 TIE 400 kV MEDGIDIA SUD - VARNA | [BG-RO] [OPP] TIE 400 kV TINTARENI-KOZLODUI 2 | XKO_TI12 VAECKO11 1 | 1477 | 1890 | -413 | 78 | 1056 | AC
RO_CO_00027 | N-1 TRA 400/220 kV AT3 Arad | [RO-RS] [OPP] TIE 400 kV Portile de Fier-Djerdap | RPDFE41 XPF_DJ11 1 | 1432 | 1836 | -404 | 78 | -964 | AC
BG_RO_CO_00005 | N-1 TIE 400 kV MEDGIDIA SUD - DOBRUDJA | [BG-RO] [OPP] TIE 400 kV TINTARENI-KOZLODUI 2 | XKO_TI12 VAECKO11 1 | 1471 | 1890 | -419 | 78 | 1051 | AC
RO-UA_CO_00001 | N-1 TIE 400 kV Rosiori-Mukacevo | [RO-RS] [OPP] TIE 400 kV Portile de Fier-Djerdap | RPDFE41 XPF_DJ11 1 | 1419 | 1836 | -417 | 77 | -955 | AC
RO-BG_CO_00004 | N-1 TIE 400 kV MEDGIDIA SUD - VARNA | [RO-BG] [OPP] TIE 400 kV TINTARENI-KOZLODUI 2 | RTINTB1 XKO_TI12 1 | 1477 | 1920 | -443 | 77 | -1031 | AC
RO-BG_CO_00005 | N-1 TIE 400 kV DOBRUDJA- MEDGIDIA SUD | [RO-BG] [OPP] TIE 400 kV TINTARENI-KOZLODUI 2 | RTINTB1 XKO_TI12 1 | 1471 | 1920 | -449 | 77 | -1026 | AC
RO-HU_CO_00002 | N-1 TIE 400 kV Nadab-Bekescsaba | [RO-RS] [OPP] TIE 400 kV Portile de Fier-Djerdap | RPDFE41 XPF_DJ11 1 | 1405 | 1836 | -431 | 77 | -947 | AC
RO-HU_CO_00001 | N-1 TIE 400 kV Arad-Sandorfalva | [RO-RS] [OPP] TIE 400 kV Portile de Fier-Djerdap | RPDFE41 XPF_DJ11 1 | 1404 | 1836 | -432 | 76 | -946 | AC
RO-UA_CO_00001 | N-1 TIE 400 kV Rosiori-Mukacevo | [RO-RO] [DIR] TRA 400/220 kV AT Rosiori | RROS241 RROSI22 2 | 753 | 999 | -246 | 75 | 276 | AC
RO-MD_CO_00001 | N-1 TIE 400 kV Isaccea - Vulcanesti | [RO-BG] [OPP] TIE 400 kV TINTARENI-KOZLODUI 2 | RTINTB1 XKO_TI12 1 | 1447 | 1920 | -473 | 75 | -1011 | AC
RO-RS_CO_00004 | N-1 TIE 400 kV Resita-Pancevo c1 | [RO-BG] [OPP] TIE 400 kV TINTARENI-KOZLODUI 2 | RTINTB1 XKO_TI12 1 | 1446 | 1920 | -474 | 75 | -1010 | AC
Base case | Base case | [BG-RO] [OPP] TIE 400 kV TINTARENI-KOZLODUI 2 | XKO_TI12 VAECKO11 1 | 1420 | 1890 | -470 | 75 | 1016 | AC
Base case | Base case | [RO-BG] [OPP] TIE 400 kV TINTARENI-KOZLODUI 2 | RTINTB1 XKO_TI12 1 | 1420 | 1920 | -500 | 74 | -993 | AC
Base case | Base case | [RO-RS] [OPP] TIE 400 kV Portile de Fier-Djerdap | RPDFE41 XPF_DJ11 1 | 1352 | 1836 | -484 | 74 | -908 | AC
RO_CO_00001 | N-1 OHL 220 kV Portile de Fier-Resita 1&2 | [RO-RS] [OPP] TIE 400 kV Portile de Fier-Djerdap | RPDFE41 XPF_DJ11 1 | 1331 | 1836 | -505 | 72 | -885 | AC
RO_CO_00029 | N-1 OHL 220 kV Resita-Timisoara 1&2 | [RO-RS] [OPP] TIE 400 kV Portile de Fier-Djerdap | RPDFE41 XPF_DJ11 1 | 1325 | 1836 | -511 | 72 | -883 | AC
RO-HU_CO_00002 | N-1 TIE 400 kV Nadab-Bekescsaba | [RO-HU] [OPP] TIE 400 kV Arad-Sandorfalva | RARA4D1 XSA_AR11 1 | 1144 | 1600 | -456 | 71 | -777 | AC
RO-MD_CO_00001 | N-1 TIE 400 kV Isaccea - Vulcanesti | [RO-RS] [OPP] TIE 400 kV Portile de Fier-Djerdap | RPDFE41 XPF_DJ11 1 | 1293 | 1836 | -543 | 70 | -865 | AC

## 1630
Detailed results
Generated at: | 28/04/2026 22:14:02
Business day: | 2026-04-30
Horizon: | 2DA
Timestamp | 16:30
Border & direction: | South-Romania Importing
Remedial actions | False
Margin satisfied | True
Final step | Margin Calculation
TTC [MW]: | 2751.49
Loading threshold | 0.7
Limiting CNEC | N-1 TIE 400 kV PORTILE DE FIER - DJERDAP/[BG-RO] [OPP] TIE 400 kV TINTARENI-KOZLODUI 2
Applied RAs
Non Costly RAO
CO ID | RA ID | Name of the RA | Usage | Type | Location | Status | Details
Costly RAO
RA RD ID | TSO | Generator Name | Minimum Power [MW] | Maximum Power [MW] | RDP- | RDP+ | P [MW] before RAO | P [MW] after RAO | P0 [MW] | Plimit+ [MW] | Plimit- [MW] | Started up | Shutdown
Non Costly Reduction
CO ID | RA ID | Name of the RA | Usage | Type | Location | Status | Details
Limiting CNECs
CO ID | Name of the CO | Name of the CNE | CNE UCTE branch | Calculated I (A) | I max (PATL) | Margin (A) | Loading (%) | Flow [MW] | LF type
RO-BG_CO_00002 | N-1 TIE 400 kV TINTARENI-KOZLODUI 2 | [RO-RS] [OPP] TIE 400 kV Portile de Fier-Djerdap | RPDFE41 XPF_DJ11 1 | 1791 | 1836 | -45 | 98 | -1266 | AC
RO_RS_CO_00001 | N-1 TIE 400 kV PORTILE DE FIER - DJERDAP | [BG-RO] [OPP] TIE 400 kV TINTARENI-KOZLODUI 2 | XKO_TI12 VAECKO11 1 | 1843 | 1890 | -47 | 98 | 1313 | AC
RO-RS_CO_00001 | N-1 TIE 400 kV Portile de Fier-Djerdap | [RO-BG] [OPP] TIE 400 kV TINTARENI-KOZLODUI 2 | RTINTB1 XKO_TI12 1 | 1843 | 1920 | -77 | 96 | -1274 | AC
RO_CO_00052 | N-1 OHL 400 kV Sofia Zapad -Nis | [RO-BG] [OPP] TIE 400 kV TINTARENI-KOZLODUI 2 | RTINTB1 XKO_TI12 1 | 1672 | 1920 | -248 | 87 | -1160 | AC
BG_RO_CO_00004 | N-1 TIE 400 kV MEDGIDIA SUD - VARNA | [BG-RO] [OPP] TIE 400 kV TINTARENI-KOZLODUI 2 | XKO_TI12 VAECKO11 1 | 1585 | 1890 | -305 | 84 | 1131 | AC
BG_RO_CO_00005 | N-1 TIE 400 kV MEDGIDIA SUD - DOBRUDJA | [BG-RO] [OPP] TIE 400 kV TINTARENI-KOZLODUI 2 | XKO_TI12 VAECKO11 1 | 1581 | 1890 | -309 | 84 | 1128 | AC
RO-BG_CO_00004 | N-1 TIE 400 kV MEDGIDIA SUD - VARNA | [RO-BG] [OPP] TIE 400 kV TINTARENI-KOZLODUI 2 | RTINTB1 XKO_TI12 1 | 1585 | 1920 | -335 | 83 | -1103 | AC
RO-BG_CO_00005 | N-1 TIE 400 kV DOBRUDJA- MEDGIDIA SUD | [RO-BG] [OPP] TIE 400 kV TINTARENI-KOZLODUI 2 | RTINTB1 XKO_TI12 1 | 1581 | 1920 | -339 | 82 | -1100 | AC
RO-MD_CO_00001 | N-1 TIE 400 kV Isaccea - Vulcanesti | [RO-BG] [OPP] TIE 400 kV TINTARENI-KOZLODUI 2 | RTINTB1 XKO_TI12 1 | 1559 | 1920 | -361 | 81 | -1085 | AC
RO-RS_CO_00004 | N-1 TIE 400 kV Resita-Pancevo c1 | [RO-BG] [OPP] TIE 400 kV TINTARENI-KOZLODUI 2 | RTINTB1 XKO_TI12 1 | 1537 | 1920 | -383 | 80 | -1071 | AC
Base case | Base case | [BG-RO] [OPP] TIE 400 kV TINTARENI-KOZLODUI 2 | XKO_TI12 VAECKO11 1 | 1513 | 1890 | -377 | 80 | 1081 | AC
Base case | Base case | [RO-BG] [OPP] TIE 400 kV TINTARENI-KOZLODUI 2 | RTINTB1 XKO_TI12 1 | 1513 | 1920 | -407 | 79 | -1054 | AC
RO-RS_CO_00004 | N-1 TIE 400 kV Resita-Pancevo c1 | [RO-RS] [OPP] TIE 400 kV Portile de Fier-Djerdap | RPDFE41 XPF_DJ11 1 | 1426 | 1836 | -410 | 78 | -992 | AC
RO_CO_00009 | N-1 OHL 400 kV Iernut-Sibiu Sud | [RO-RO] [DIR] TRA 400/220 kV AT Rosiori | RROS241 RROSI22 2 | 755 | 999 | -244 | 76 | 299 | AC
Base case | Base case | [RO-RO] [DIR] TRA 400/220 kV AT Rosiori | RROS241 RROSI22 2 | 730 | 999 | -270 | 73 | 289 | AC
RO-HU_CO_00001 | N-1 TIE 400 kV Arad-Sandorfalva | [RO-RS] [OPP] TIE 400 kV Portile de Fier-Djerdap | RPDFE41 XPF_DJ11 1 | 1288 | 1836 | -548 | 70 | -890 | AC

## 1730
Detailed results
Generated at: | 28/04/2026 22:14:02
Business day: | 2026-04-30
Horizon: | 2DA
Timestamp | 17:30
Border & direction: | South-Romania Importing
Remedial actions | False
Margin satisfied | True
Final step | Margin Calculation
TTC [MW]: | 2711.27
Loading threshold | 0.7
Limiting CNEC | N-1 TIE 400 kV TINTARENI-KOZLODUI 2/[RO-RS] [OPP] TIE 400 kV Portile de Fier-Djerdap
Applied RAs
Non Costly RAO
CO ID | RA ID | Name of the RA | Usage | Type | Location | Status | Details
Costly RAO
RA RD ID | TSO | Generator Name | Minimum Power [MW] | Maximum Power [MW] | RDP- | RDP+ | P [MW] before RAO | P [MW] after RAO | P0 [MW] | Plimit+ [MW] | Plimit- [MW] | Started up | Shutdown
Non Costly Reduction
CO ID | RA ID | Name of the RA | Usage | Type | Location | Status | Details
Limiting CNECs
CO ID | Name of the CO | Name of the CNE | CNE UCTE branch | Calculated I (A) | I max (PATL) | Margin (A) | Loading (%) | Flow [MW] | LF type
RO-BG_CO_00002 | N-1 TIE 400 kV TINTARENI-KOZLODUI 2 | [RO-RS] [OPP] TIE 400 kV Portile de Fier-Djerdap | RPDFE41 XPF_DJ11 1 | 1864 | 1836 | 28 | 102 | -1318 | AC
RO_RS_CO_00001 | N-1 TIE 400 kV PORTILE DE FIER - DJERDAP | [BG-RO] [OPP] TIE 400 kV TINTARENI-KOZLODUI 2 | XKO_TI12 VAECKO11 1 | 1751 | 1890 | -139 | 93 | 1249 | AC
RO-RS_CO_00001 | N-1 TIE 400 kV Portile de Fier-Djerdap | [RO-BG] [OPP] TIE 400 kV TINTARENI-KOZLODUI 2 | RTINTB1 XKO_TI12 1 | 1751 | 1920 | -169 | 91 | -1214 | AC
RO-RS_CO_00004 | N-1 TIE 400 kV Resita-Pancevo c1 | [RO-RS] [OPP] TIE 400 kV Portile de Fier-Djerdap | RPDFE41 XPF_DJ11 1 | 1557 | 1836 | -279 | 85 | -1092 | AC
RO_CO_00052 | N-1 OHL 400 kV Sofia Zapad -Nis | [RO-BG] [OPP] TIE 400 kV TINTARENI-KOZLODUI 2 | RTINTB1 XKO_TI12 1 | 1505 | 1920 | -415 | 78 | -1049 | AC
RO_CO_00009 | N-1 OHL 400 kV Iernut-Sibiu Sud | [RO-RO] [DIR] TRA 400/220 kV AT Rosiori | RROS241 RROSI22 2 | 775 | 999 | -225 | 78 | 303 | AC
RO_CO_00027 | N-1 TRA 400/220 kV AT3 Arad | [RO-RS] [OPP] TIE 400 kV Portile de Fier-Djerdap | RPDFE41 XPF_DJ11 1 | 1413 | 1836 | -423 | 77 | -982 | AC
BG_RO_CO_00004 | N-1 TIE 400 kV MEDGIDIA SUD - VARNA | [BG-RO] [OPP] TIE 400 kV TINTARENI-KOZLODUI 2 | XKO_TI12 VAECKO11 1 | 1452 | 1890 | -438 | 77 | 1038 | AC
BG_RO_CO_00005 | N-1 TIE 400 kV MEDGIDIA SUD - DOBRUDJA | [BG-RO] [OPP] TIE 400 kV TINTARENI-KOZLODUI 2 | XKO_TI12 VAECKO11 1 | 1449 | 1890 | -441 | 77 | 1035 | AC
RO-HU_CO_00001 | N-1 TIE 400 kV Arad-Sandorfalva | [RO-RS] [OPP] TIE 400 kV Portile de Fier-Djerdap | RPDFE41 XPF_DJ11 1 | 1406 | 1836 | -430 | 77 | -979 | AC
RO-HU_CO_00002 | N-1 TIE 400 kV Nadab-Bekescsaba | [RO-RS] [OPP] TIE 400 kV Portile de Fier-Djerdap | RPDFE41 XPF_DJ11 1 | 1393 | 1836 | -443 | 76 | -970 | AC
RO-BG_CO_00004 | N-1 TIE 400 kV MEDGIDIA SUD - VARNA | [RO-BG] [OPP] TIE 400 kV TINTARENI-KOZLODUI 2 | RTINTB1 XKO_TI12 1 | 1452 | 1920 | -468 | 76 | -1014 | AC
RO-BG_CO_00005 | N-1 TIE 400 kV DOBRUDJA- MEDGIDIA SUD | [RO-BG] [OPP] TIE 400 kV TINTARENI-KOZLODUI 2 | RTINTB1 XKO_TI12 1 | 1449 | 1920 | -471 | 75 | -1011 | AC
RO-UA_CO_00001 | N-1 TIE 400 kV Rosiori-Mukacevo | [RO-RS] [OPP] TIE 400 kV Portile de Fier-Djerdap | RPDFE41 XPF_DJ11 1 | 1383 | 1836 | -453 | 75 | -962 | AC
RO-MD_CO_00001 | N-1 TIE 400 kV Isaccea - Vulcanesti | [RO-BG] [OPP] TIE 400 kV TINTARENI-KOZLODUI 2 | RTINTB1 XKO_TI12 1 | 1436 | 1920 | -484 | 75 | -1003 | AC
Base case | Base case | [RO-RS] [OPP] TIE 400 kV Portile de Fier-Djerdap | RPDFE41 XPF_DJ11 1 | 1355 | 1836 | -481 | 74 | -943 | AC
Base case | Base case | [RO-RO] [DIR] TRA 400/220 kV AT Rosiori | RROS241 RROSI22 2 | 737 | 999 | -262 | 74 | 290 | AC
RO-RS_CO_00004 | N-1 TIE 400 kV Resita-Pancevo c1 | [RO-BG] [OPP] TIE 400 kV TINTARENI-KOZLODUI 2 | RTINTB1 XKO_TI12 1 | 1416 | 1920 | -504 | 74 | -990 | AC
Base case | Base case | [BG-RO] [OPP] TIE 400 kV TINTARENI-KOZLODUI 2 | XKO_TI12 VAECKO11 1 | 1388 | 1890 | -502 | 73 | 992 | AC
Base case | Base case | [RO-BG] [OPP] TIE 400 kV TINTARENI-KOZLODUI 2 | RTINTB1 XKO_TI12 1 | 1388 | 1920 | -532 | 72 | -970 | AC
RO_CO_00001 | N-1 OHL 220 kV Portile de Fier-Resita 1&2 | [RO-RS] [OPP] TIE 400 kV Portile de Fier-Djerdap | RPDFE41 XPF_DJ11 1 | 1310 | 1836 | -526 | 71 | -907 | AC

## 1830
Detailed results
Generated at: | 28/04/2026 22:14:02
Business day: | 2026-04-30
Horizon: | 2DA
Timestamp | 18:30
Border & direction: | South-Romania Importing
Remedial actions | False
Margin satisfied | True
Final step | Margin Calculation
TTC [MW]: | 2888.35
Loading threshold | 0.7
Limiting CNEC | N-1 TIE 400 kV TINTARENI-KOZLODUI 2/[RO-RS] [OPP] TIE 400 kV Portile de Fier-Djerdap
Applied RAs
Non Costly RAO
CO ID | RA ID | Name of the RA | Usage | Type | Location | Status | Details
Costly RAO
RA RD ID | TSO | Generator Name | Minimum Power [MW] | Maximum Power [MW] | RDP- | RDP+ | P [MW] before RAO | P [MW] after RAO | P0 [MW] | Plimit+ [MW] | Plimit- [MW] | Started up | Shutdown
Non Costly Reduction
CO ID | RA ID | Name of the RA | Usage | Type | Location | Status | Details
Limiting CNECs
CO ID | Name of the CO | Name of the CNE | CNE UCTE branch | Calculated I (A) | I max (PATL) | Margin (A) | Loading (%) | Flow [MW] | LF type
RO-BG_CO_00002 | N-1 TIE 400 kV TINTARENI-KOZLODUI 2 | [RO-RS] [OPP] TIE 400 kV Portile de Fier-Djerdap | RPDFE41 XPF_DJ11 1 | 1855 | 1836 | 19 | 101 | -1326 | AC
RO_RS_CO_00001 | N-1 TIE 400 kV PORTILE DE FIER - DJERDAP | [BG-RO] [OPP] TIE 400 kV TINTARENI-KOZLODUI 2 | XKO_TI12 VAECKO11 1 | 1830 | 1890 | -60 | 97 | 1306 | AC
RO-RS_CO_00001 | N-1 TIE 400 kV Portile de Fier-Djerdap | [RO-BG] [OPP] TIE 400 kV TINTARENI-KOZLODUI 2 | RTINTB1 XKO_TI12 1 | 1830 | 1920 | -90 | 95 | -1268 | AC
RO_CO_00052 | N-1 OHL 400 kV Sofia Zapad -Nis | [RO-BG] [OPP] TIE 400 kV TINTARENI-KOZLODUI 2 | RTINTB1 XKO_TI12 1 | 1596 | 1920 | -324 | 83 | -1110 | AC
BG_RO_CO_00004 | N-1 TIE 400 kV MEDGIDIA SUD - VARNA | [BG-RO] [OPP] TIE 400 kV TINTARENI-KOZLODUI 2 | XKO_TI12 VAECKO11 1 | 1559 | 1890 | -331 | 83 | 1115 | AC
BG_RO_CO_00005 | N-1 TIE 400 kV MEDGIDIA SUD - DOBRUDJA | [BG-RO] [OPP] TIE 400 kV TINTARENI-KOZLODUI 2 | XKO_TI12 VAECKO11 1 | 1555 | 1890 | -335 | 82 | 1111 | AC
RO-RS_CO_00004 | N-1 TIE 400 kV Resita-Pancevo c1 | [RO-RS] [OPP] TIE 400 kV Portile de Fier-Djerdap | RPDFE41 XPF_DJ11 1 | 1495 | 1836 | -341 | 81 | -1068 | AC
RO-BG_CO_00004 | N-1 TIE 400 kV MEDGIDIA SUD - VARNA | [RO-BG] [OPP] TIE 400 kV TINTARENI-KOZLODUI 2 | RTINTB1 XKO_TI12 1 | 1559 | 1920 | -361 | 81 | -1087 | AC
RO-BG_CO_00005 | N-1 TIE 400 kV DOBRUDJA- MEDGIDIA SUD | [RO-BG] [OPP] TIE 400 kV TINTARENI-KOZLODUI 2 | RTINTB1 XKO_TI12 1 | 1555 | 1920 | -365 | 81 | -1084 | AC
RO-MD_CO_00001 | N-1 TIE 400 kV Isaccea - Vulcanesti | [RO-BG] [OPP] TIE 400 kV TINTARENI-KOZLODUI 2 | RTINTB1 XKO_TI12 1 | 1553 | 1920 | -367 | 81 | -1083 | AC
RO-RS_CO_00004 | N-1 TIE 400 kV Resita-Pancevo c1 | [RO-BG] [OPP] TIE 400 kV TINTARENI-KOZLODUI 2 | RTINTB1 XKO_TI12 1 | 1501 | 1920 | -419 | 78 | -1048 | AC
Base case | Base case | [BG-RO] [OPP] TIE 400 kV TINTARENI-KOZLODUI 2 | XKO_TI12 VAECKO11 1 | 1478 | 1890 | -412 | 78 | 1057 | AC
Base case | Base case | [RO-BG] [OPP] TIE 400 kV TINTARENI-KOZLODUI 2 | RTINTB1 XKO_TI12 1 | 1478 | 1920 | -442 | 77 | -1032 | AC
RO_CO_00009 | N-1 OHL 400 kV Iernut-Sibiu Sud | [RO-RO] [OPP] OHL 220 kV Alba Iulia-Mintia | RAIUL22 RMINT12 1 | 662 | 890 | -228 | 74 | 263 | AC
RO-HU_CO_00001 | N-1 TIE 400 kV Arad-Sandorfalva | [RO-RS] [OPP] TIE 400 kV Portile de Fier-Djerdap | RPDFE41 XPF_DJ11 1 | 1365 | 1836 | -471 | 74 | -976 | AC
RO-HU_CO_00002 | N-1 TIE 400 kV Nadab-Bekescsaba | [RO-RS] [OPP] TIE 400 kV Portile de Fier-Djerdap | RPDFE41 XPF_DJ11 1 | 1337 | 1836 | -499 | 73 | -955 | AC
RO_CO_00002 | N-1 OHL 400 kV Mintia-Arad | [RO-RS] [OPP] TIE 400 kV Portile de Fier-Djerdap | RPDFE41 XPF_DJ11 1 | 1331 | 1836 | -505 | 72 | -952 | AC
Base case | Base case | [RO-RS] [OPP] TIE 400 kV Portile de Fier-Djerdap | RPDFE41 XPF_DJ11 1 | 1316 | 1836 | -520 | 72 | -941 | AC
RO-UA_CO_00001 | N-1 TIE 400 kV Rosiori-Mukacevo | [RO-RS] [OPP] TIE 400 kV Portile de Fier-Djerdap | RPDFE41 XPF_DJ11 1 | 1314 | 1836 | -522 | 72 | -939 | AC
RO_CO_00027 | N-1 TRA 400/220 kV AT3 Arad | [RO-RS] [OPP] TIE 400 kV Portile de Fier-Djerdap | RPDFE41 XPF_DJ11 1 | 1313 | 1836 | -523 | 72 | -939 | AC

## 1930
Detailed results
Generated at: | 28/04/2026 22:14:02
Business day: | 2026-04-30
Horizon: | 2DA
Timestamp | 19:30
Border & direction: | South-Romania Importing
Remedial actions | False
Margin satisfied | True
Final step | Margin Calculation
TTC [MW]: | 3863.58
Loading threshold | 0.7
Limiting CNEC | N-1 TIE 400 kV TINTARENI-KOZLODUI 2/[BG-RO] [OPP] TIE 400 kV TINTARENI-KOZLODUI 1
Applied RAs
Non Costly RAO
CO ID | RA ID | Name of the RA | Usage | Type | Location | Status | Details
Costly RAO
RA RD ID | TSO | Generator Name | Minimum Power [MW] | Maximum Power [MW] | RDP- | RDP+ | P [MW] before RAO | P [MW] after RAO | P0 [MW] | Plimit+ [MW] | Plimit- [MW] | Started up | Shutdown
Non Costly Reduction
CO ID | RA ID | Name of the RA | Usage | Type | Location | Status | Details
Limiting CNECs
CO ID | Name of the CO | Name of the CNE | CNE UCTE branch | Calculated I (A) | I max (PATL) | Margin (A) | Loading (%) | Flow [MW] | LF type
RO_CO_00031 | N-1 OHL 220 kV Resita-Timisoara c2 | [RO-RO] [DIR] OHL 220 kV Resita-Timisoara c1 | RRESI12 RTIMI12 1 | 955 | 960 | -5 | 99 | 385 | AC
RO-BG_CO_00001 | N-1 TIE 400 kV TINTARENI-KOZLODUI 1 | [RO-RS] [OPP] TIE 400 kV Portile de Fier-Djerdap | RPDFE41 XPF_DJ11 1 | 1731 | 1836 | -105 | 94 | -1231 | AC
RO-BG_CO_00002 | N-1 TIE 400 kV TINTARENI-KOZLODUI 2 | [RO-RS] [OPP] TIE 400 kV Portile de Fier-Djerdap | RPDFE41 XPF_DJ11 1 | 1731 | 1836 | -105 | 94 | -1231 | AC
BG_RO_CO_00002 | N-1 TIE 400 kV TINTARENI-KOZLODUI 2 | [BG-RO] [OPP] TIE 400 kV TINTARENI-KOZLODUI 1 | XKO_TI11 VAECKO11 1 | 1734 | 1890 | -156 | 92 | 1236 | AC
BG_RO_CO_00001 | N-1 TIE 400 kV TINTARENI-KOZLODUI 1 | [BG-RO] [OPP] TIE 400 kV TINTARENI-KOZLODUI 2 | XKO_TI12 VAECKO11 1 | 1734 | 1890 | -156 | 92 | 1236 | AC
RO-BG_CO_00001 | N-1 TIE 400 kV TINTARENI-KOZLODUI 1 | [RO-BG] [OPP] TIE 400 kV TINTARENI-KOZLODUI 2 | RTINTB1 XKO_TI12 1 | 1734 | 1920 | -186 | 90 | -1202 | AC
RO-BG_CO_00002 | N-1 TIE 400 kV TINTARENI-KOZLODUI 2 | [RO-BG] [OPP] TIE 400 kV TINTARENI-KOZLODUI 1 | RTINTB1 XKO_TI11 1 | 1734 | 1920 | -186 | 90 | -1202 | AC
RO-RS_CO_00003 | N-1 TIE 400 kV Resita-Pancevo c2 | [RO-RS] [OPP] TIE 400 kV Portile de Fier-Djerdap | RPDFE41 XPF_DJ11 1 | 1644 | 1836 | -192 | 90 | -1169 | AC
RO-RS_CO_00004 | N-1 TIE 400 kV Resita-Pancevo c1 | [RO-RS] [OPP] TIE 400 kV Portile de Fier-Djerdap | RPDFE41 XPF_DJ11 1 | 1644 | 1836 | -192 | 90 | -1169 | AC
RO-HU_CO_00001 | N-1 TIE 400 kV Arad-Sandorfalva | [RO-RS] [OPP] TIE 400 kV Portile de Fier-Djerdap | RPDFE41 XPF_DJ11 1 | 1633 | 1836 | -203 | 89 | -1161 | AC
RO-HU_CO_00002 | N-1 TIE 400 kV Nadab-Bekescsaba | [RO-RS] [OPP] TIE 400 kV Portile de Fier-Djerdap | RPDFE41 XPF_DJ11 1 | 1606 | 1836 | -230 | 87 | -1141 | AC
RO_CO_00002 | N-1 OHL 400 kV Mintia-Arad | [RO-RS] [OPP] TIE 400 kV Portile de Fier-Djerdap | RPDFE41 XPF_DJ11 1 | 1604 | 1836 | -232 | 87 | -1139 | AC
RO-UA_CO_00001 | N-1 TIE 400 kV Rosiori-Mukacevo | [RO-RS] [OPP] TIE 400 kV Portile de Fier-Djerdap | RPDFE41 XPF_DJ11 1 | 1585 | 1836 | -251 | 86 | -1125 | AC
Base case | Base case | [RO-RS] [OPP] TIE 400 kV Portile de Fier-Djerdap | RPDFE41 XPF_DJ11 1 | 1584 | 1836 | -252 | 86 | -1125 | AC
RO_CO_00027 | N-1 TRA 400/220 kV AT3 Arad | [RO-RS] [OPP] TIE 400 kV Portile de Fier-Djerdap | RPDFE41 XPF_DJ11 1 | 1583 | 1836 | -253 | 86 | -1124 | AC
RO_CO_00052 | N-1 OHL 400 kV Sofia Zapad -Nis | [RO-RS] [OPP] TIE 400 kV Portile de Fier-Djerdap | RPDFE41 XPF_DJ11 1 | 1523 | 1836 | -313 | 83 | -1081 | AC
RO_CO_00001 | N-1 OHL 220 kV Portile de Fier-Resita 1&2 | [RO-RS] [OPP] TIE 400 kV Portile de Fier-Djerdap | RPDFE41 XPF_DJ11 1 | 1500 | 1836 | -336 | 82 | -1066 | AC
RO-MD_CO_00001 | N-1 TIE 400 kV Isaccea - Vulcanesti | [RO-RS] [OPP] TIE 400 kV Portile de Fier-Djerdap | RPDFE41 XPF_DJ11 1 | 1499 | 1836 | -337 | 82 | -1064 | AC
RO_CO_00029 | N-1 OHL 220 kV Resita-Timisoara 1&2 | [RO-RS] [OPP] TIE 400 kV Portile de Fier-Djerdap | RPDFE41 XPF_DJ11 1 | 1474 | 1836 | -362 | 80 | -1047 | AC
RO_CO_00009 | N-1 OHL 400 kV Iernut-Sibiu Sud | [RO-RO] [DIR] TRA 400/220 kV AT Rosiori | RROS241 RROSI22 2 | 709 | 999 | -290 | 71 | 276 | AC

## 2030
Detailed results
Generated at: | 28/04/2026 22:14:03
Business day: | 2026-04-30
Horizon: | 2DA
Timestamp | 20:30
Border & direction: | South-Romania Importing
Remedial actions | False
Margin satisfied | True
Final step | Margin Calculation
TTC [MW]: | 3676.48
Loading threshold | 0.7
Limiting CNEC | N-1 TIE 400 kV TINTARENI-KOZLODUI 1/[RO-RS] [OPP] TIE 400 kV Portile de Fier-Djerdap
Applied RAs
Non Costly RAO
CO ID | RA ID | Name of the RA | Usage | Type | Location | Status | Details
Costly RAO
RA RD ID | TSO | Generator Name | Minimum Power [MW] | Maximum Power [MW] | RDP- | RDP+ | P [MW] before RAO | P [MW] after RAO | P0 [MW] | Plimit+ [MW] | Plimit- [MW] | Started up | Shutdown
Non Costly Reduction
CO ID | RA ID | Name of the RA | Usage | Type | Location | Status | Details
Limiting CNECs
CO ID | Name of the CO | Name of the CNE | CNE UCTE branch | Calculated I (A) | I max (PATL) | Margin (A) | Loading (%) | Flow [MW] | LF type
RO-BG_CO_00002 | N-1 TIE 400 kV TINTARENI-KOZLODUI 2 | [RO-RS] [OPP] TIE 400 kV Portile de Fier-Djerdap | RPDFE41 XPF_DJ11 1 | 1845 | 1836 | 9 | 101 | -1316 | AC
RO-BG_CO_00001 | N-1 TIE 400 kV TINTARENI-KOZLODUI 1 | [RO-RS] [OPP] TIE 400 kV Portile de Fier-Djerdap | RPDFE41 XPF_DJ11 1 | 1845 | 1836 | 9 | 101 | -1316 | AC
RO-HU_CO_00001 | N-1 TIE 400 kV Arad-Sandorfalva | [RO-RS] [OPP] TIE 400 kV Portile de Fier-Djerdap | RPDFE41 XPF_DJ11 1 | 1757 | 1836 | -79 | 96 | -1253 | AC
RO-RS_CO_00003 | N-1 TIE 400 kV Resita-Pancevo c2 | [RO-RS] [OPP] TIE 400 kV Portile de Fier-Djerdap | RPDFE41 XPF_DJ11 1 | 1749 | 1836 | -87 | 95 | -1248 | AC
RO-RS_CO_00004 | N-1 TIE 400 kV Resita-Pancevo c1 | [RO-RS] [OPP] TIE 400 kV Portile de Fier-Djerdap | RPDFE41 XPF_DJ11 1 | 1749 | 1836 | -87 | 95 | -1248 | AC
RO-HU_CO_00002 | N-1 TIE 400 kV Nadab-Bekescsaba | [RO-RS] [OPP] TIE 400 kV Portile de Fier-Djerdap | RPDFE41 XPF_DJ11 1 | 1730 | 1836 | -106 | 94 | -1233 | AC
RO_CO_00027 | N-1 TRA 400/220 kV AT3 Arad | [RO-RS] [OPP] TIE 400 kV Portile de Fier-Djerdap | RPDFE41 XPF_DJ11 1 | 1724 | 1836 | -112 | 94 | -1229 | AC
RO_CO_00002 | N-1 OHL 400 kV Mintia-Arad | [RO-RS] [OPP] TIE 400 kV Portile de Fier-Djerdap | RPDFE41 XPF_DJ11 1 | 1723 | 1836 | -113 | 94 | -1228 | AC
Base case | Base case | [RO-RS] [OPP] TIE 400 kV Portile de Fier-Djerdap | RPDFE41 XPF_DJ11 1 | 1707 | 1836 | -129 | 93 | -1217 | AC
RO-UA_CO_00001 | N-1 TIE 400 kV Rosiori-Mukacevo | [RO-RS] [OPP] TIE 400 kV Portile de Fier-Djerdap | RPDFE41 XPF_DJ11 1 | 1705 | 1836 | -131 | 93 | -1215 | AC
RO_CO_00031 | N-1 OHL 220 kV Resita-Timisoara c2 | [RO-RO] [DIR] OHL 220 kV Resita-Timisoara c1 | RRESI12 RTIMI12 1 | 874 | 960 | -86 | 91 | 352 | AC
RO_CO_00052 | N-1 OHL 400 kV Sofia Zapad -Nis | [RO-RS] [OPP] TIE 400 kV Portile de Fier-Djerdap | RPDFE41 XPF_DJ11 1 | 1645 | 1836 | -191 | 90 | -1173 | AC
RO-MD_CO_00001 | N-1 TIE 400 kV Isaccea - Vulcanesti | [RO-RS] [OPP] TIE 400 kV Portile de Fier-Djerdap | RPDFE41 XPF_DJ11 1 | 1624 | 1836 | -212 | 88 | -1157 | AC
RO_CO_00001 | N-1 OHL 220 kV Portile de Fier-Resita 1&2 | [RO-RS] [OPP] TIE 400 kV Portile de Fier-Djerdap | RPDFE41 XPF_DJ11 1 | 1621 | 1836 | -215 | 88 | -1156 | AC
RO_CO_00029 | N-1 OHL 220 kV Resita-Timisoara 1&2 | [RO-RS] [OPP] TIE 400 kV Portile de Fier-Djerdap | RPDFE41 XPF_DJ11 1 | 1605 | 1836 | -231 | 87 | -1145 | AC
BG_RO_CO_00001 | N-1 TIE 400 kV TINTARENI-KOZLODUI 1 | [BG-RO] [OPP] TIE 400 kV TINTARENI-KOZLODUI 2 | XKO_TI12 VAECKO11 1 | 1622 | 1890 | -268 | 86 | 1157 | AC
BG_RO_CO_00002 | N-1 TIE 400 kV TINTARENI-KOZLODUI 2 | [BG-RO] [OPP] TIE 400 kV TINTARENI-KOZLODUI 1 | XKO_TI11 VAECKO11 1 | 1622 | 1890 | -268 | 86 | 1157 | AC
RO-BG_CO_00001 | N-1 TIE 400 kV TINTARENI-KOZLODUI 1 | [RO-BG] [OPP] TIE 400 kV TINTARENI-KOZLODUI 2 | RTINTB1 XKO_TI12 1 | 1622 | 1920 | -298 | 84 | -1127 | AC
RO-BG_CO_00002 | N-1 TIE 400 kV TINTARENI-KOZLODUI 2 | [RO-BG] [OPP] TIE 400 kV TINTARENI-KOZLODUI 1 | RTINTB1 XKO_TI11 1 | 1622 | 1920 | -298 | 84 | -1127 | AC

## 2130
Detailed results
Generated at: | 28/04/2026 22:14:03
Business day: | 2026-04-30
Horizon: | 2DA
Timestamp | 21:30
Border & direction: | South-Romania Importing
Remedial actions | False
Margin satisfied | True
Final step | Margin Calculation
TTC [MW]: | 3811.73
Loading threshold | 0.7
Limiting CNEC | N-1 TIE 400 kV TINTARENI-KOZLODUI 2/[RO-RS] [OPP] TIE 400 kV Portile de Fier-Djerdap
Applied RAs
Non Costly RAO
CO ID | RA ID | Name of the RA | Usage | Type | Location | Status | Details
Costly RAO
RA RD ID | TSO | Generator Name | Minimum Power [MW] | Maximum Power [MW] | RDP- | RDP+ | P [MW] before RAO | P [MW] after RAO | P0 [MW] | Plimit+ [MW] | Plimit- [MW] | Started up | Shutdown
Non Costly Reduction
CO ID | RA ID | Name of the RA | Usage | Type | Location | Status | Details
Limiting CNECs
CO ID | Name of the CO | Name of the CNE | CNE UCTE branch | Calculated I (A) | I max (PATL) | Margin (A) | Loading (%) | Flow [MW] | LF type
RO-BG_CO_00001 | N-1 TIE 400 kV TINTARENI-KOZLODUI 1 | [RO-RS] [OPP] TIE 400 kV Portile de Fier-Djerdap | RPDFE41 XPF_DJ11 1 | 1838 | 1836 | 2 | 100 | -1313 | AC
RO-BG_CO_00002 | N-1 TIE 400 kV TINTARENI-KOZLODUI 2 | [RO-RS] [OPP] TIE 400 kV Portile de Fier-Djerdap | RPDFE41 XPF_DJ11 1 | 1838 | 1836 | 2 | 100 | -1313 | AC
RO-HU_CO_00001 | N-1 TIE 400 kV Arad-Sandorfalva | [RO-RS] [OPP] TIE 400 kV Portile de Fier-Djerdap | RPDFE41 XPF_DJ11 1 | 1743 | 1836 | -93 | 95 | -1245 | AC
RO-RS_CO_00003 | N-1 TIE 400 kV Resita-Pancevo c2 | [RO-RS] [OPP] TIE 400 kV Portile de Fier-Djerdap | RPDFE41 XPF_DJ11 1 | 1741 | 1836 | -95 | 95 | -1244 | AC
RO-RS_CO_00004 | N-1 TIE 400 kV Resita-Pancevo c1 | [RO-RS] [OPP] TIE 400 kV Portile de Fier-Djerdap | RPDFE41 XPF_DJ11 1 | 1741 | 1836 | -95 | 95 | -1244 | AC
RO-HU_CO_00002 | N-1 TIE 400 kV Nadab-Bekescsaba | [RO-RS] [OPP] TIE 400 kV Portile de Fier-Djerdap | RPDFE41 XPF_DJ11 1 | 1716 | 1836 | -120 | 93 | -1226 | AC
RO_CO_00027 | N-1 TRA 400/220 kV AT3 Arad | [RO-RS] [OPP] TIE 400 kV Portile de Fier-Djerdap | RPDFE41 XPF_DJ11 1 | 1711 | 1836 | -125 | 93 | -1222 | AC
RO_CO_00002 | N-1 OHL 400 kV Mintia-Arad | [RO-RS] [OPP] TIE 400 kV Portile de Fier-Djerdap | RPDFE41 XPF_DJ11 1 | 1708 | 1836 | -128 | 93 | -1221 | AC
RO-UA_CO_00001 | N-1 TIE 400 kV Rosiori-Mukacevo | [RO-RS] [OPP] TIE 400 kV Portile de Fier-Djerdap | RPDFE41 XPF_DJ11 1 | 1694 | 1836 | -142 | 92 | -1211 | AC
Base case | Base case | [RO-RS] [OPP] TIE 400 kV Portile de Fier-Djerdap | RPDFE41 XPF_DJ11 1 | 1693 | 1836 | -143 | 92 | -1210 | AC
BG_RO_CO_00001 | N-1 TIE 400 kV TINTARENI-KOZLODUI 1 | [BG-RO] [OPP] TIE 400 kV TINTARENI-KOZLODUI 2 | XKO_TI12 VAECKO11 1 | 1683 | 1890 | -207 | 89 | 1200 | AC
BG_RO_CO_00002 | N-1 TIE 400 kV TINTARENI-KOZLODUI 2 | [BG-RO] [OPP] TIE 400 kV TINTARENI-KOZLODUI 1 | XKO_TI11 VAECKO11 1 | 1683 | 1890 | -207 | 89 | 1200 | AC
RO_CO_00052 | N-1 OHL 400 kV Sofia Zapad -Nis | [RO-RS] [OPP] TIE 400 kV Portile de Fier-Djerdap | RPDFE41 XPF_DJ11 1 | 1622 | 1836 | -214 | 88 | -1159 | AC
RO-MD_CO_00001 | N-1 TIE 400 kV Isaccea - Vulcanesti | [RO-RS] [OPP] TIE 400 kV Portile de Fier-Djerdap | RPDFE41 XPF_DJ11 1 | 1612 | 1836 | -224 | 88 | -1152 | AC
RO_CO_00031 | N-1 OHL 220 kV Resita-Timisoara c2 | [RO-RO] [DIR] OHL 220 kV Resita-Timisoara c1 | RRESI12 RTIMI12 1 | 842 | 960 | -118 | 88 | 340 | AC
RO-BG_CO_00001 | N-1 TIE 400 kV TINTARENI-KOZLODUI 1 | [RO-BG] [OPP] TIE 400 kV TINTARENI-KOZLODUI 2 | RTINTB1 XKO_TI12 1 | 1683 | 1920 | -237 | 88 | -1168 | AC
RO-BG_CO_00002 | N-1 TIE 400 kV TINTARENI-KOZLODUI 2 | [RO-BG] [OPP] TIE 400 kV TINTARENI-KOZLODUI 1 | RTINTB1 XKO_TI11 1 | 1683 | 1920 | -237 | 88 | -1168 | AC
RO_CO_00001 | N-1 OHL 220 kV Portile de Fier-Resita 1&2 | [RO-RS] [OPP] TIE 400 kV Portile de Fier-Djerdap | RPDFE41 XPF_DJ11 1 | 1603 | 1836 | -233 | 87 | -1144 | AC
RO_CO_00029 | N-1 OHL 220 kV Resita-Timisoara 1&2 | [RO-RS] [OPP] TIE 400 kV Portile de Fier-Djerdap | RPDFE41 XPF_DJ11 1 | 1597 | 1836 | -239 | 87 | -1140 | AC
RO_CO_00009 | N-1 OHL 400 kV Iernut-Sibiu Sud | [RO-RO] [DIR] TRA 400/220 kV AT Rosiori | RROS241 RROSI22 2 | 716 | 999 | -284 | 72 | 275 | AC

## 2230
Detailed results
Generated at: | 28/04/2026 22:14:03
Business day: | 2026-04-30
Horizon: | 2DA
Timestamp | 22:30
Border & direction: | South-Romania Importing
Remedial actions | False
Margin satisfied | True
Final step | Margin Calculation
TTC [MW]: | 3586.15
Loading threshold | 0.7
Limiting CNEC | N-1 TIE 400 kV TINTARENI-KOZLODUI 2/[RO-RS] [OPP] TIE 400 kV Portile de Fier-Djerdap
Applied RAs
Non Costly RAO
CO ID | RA ID | Name of the RA | Usage | Type | Location | Status | Details
Costly RAO
RA RD ID | TSO | Generator Name | Minimum Power [MW] | Maximum Power [MW] | RDP- | RDP+ | P [MW] before RAO | P [MW] after RAO | P0 [MW] | Plimit+ [MW] | Plimit- [MW] | Started up | Shutdown
Non Costly Reduction
CO ID | RA ID | Name of the RA | Usage | Type | Location | Status | Details
Limiting CNECs
CO ID | Name of the CO | Name of the CNE | CNE UCTE branch | Calculated I (A) | I max (PATL) | Margin (A) | Loading (%) | Flow [MW] | LF type
RO-BG_CO_00001 | N-1 TIE 400 kV TINTARENI-KOZLODUI 1 | [RO-RS] [OPP] TIE 400 kV Portile de Fier-Djerdap | RPDFE41 XPF_DJ11 1 | 1842 | 1836 | 6 | 100 | -1316 | AC
RO-BG_CO_00002 | N-1 TIE 400 kV TINTARENI-KOZLODUI 2 | [RO-RS] [OPP] TIE 400 kV Portile de Fier-Djerdap | RPDFE41 XPF_DJ11 1 | 1842 | 1836 | 6 | 100 | -1316 | AC
RO-RS_CO_00003 | N-1 TIE 400 kV Resita-Pancevo c2 | [RO-RS] [OPP] TIE 400 kV Portile de Fier-Djerdap | RPDFE41 XPF_DJ11 1 | 1758 | 1836 | -78 | 96 | -1255 | AC
RO-RS_CO_00004 | N-1 TIE 400 kV Resita-Pancevo c1 | [RO-RS] [OPP] TIE 400 kV Portile de Fier-Djerdap | RPDFE41 XPF_DJ11 1 | 1758 | 1836 | -78 | 96 | -1255 | AC
RO-HU_CO_00001 | N-1 TIE 400 kV Arad-Sandorfalva | [RO-RS] [OPP] TIE 400 kV Portile de Fier-Djerdap | RPDFE41 XPF_DJ11 1 | 1755 | 1836 | -81 | 96 | -1253 | AC
RO-HU_CO_00002 | N-1 TIE 400 kV Nadab-Bekescsaba | [RO-RS] [OPP] TIE 400 kV Portile de Fier-Djerdap | RPDFE41 XPF_DJ11 1 | 1731 | 1836 | -105 | 94 | -1237 | AC
RO_CO_00027 | N-1 TRA 400/220 kV AT3 Arad | [RO-RS] [OPP] TIE 400 kV Portile de Fier-Djerdap | RPDFE41 XPF_DJ11 1 | 1729 | 1836 | -107 | 94 | -1234 | AC
RO-UA_CO_00001 | N-1 TIE 400 kV Rosiori-Mukacevo | [RO-RS] [OPP] TIE 400 kV Portile de Fier-Djerdap | RPDFE41 XPF_DJ11 1 | 1728 | 1836 | -108 | 94 | -1234 | AC
RO_CO_00002 | N-1 OHL 400 kV Mintia-Arad | [RO-RS] [OPP] TIE 400 kV Portile de Fier-Djerdap | RPDFE41 XPF_DJ11 1 | 1726 | 1836 | -110 | 94 | -1233 | AC
Base case | Base case | [RO-RS] [OPP] TIE 400 kV Portile de Fier-Djerdap | RPDFE41 XPF_DJ11 1 | 1707 | 1836 | -129 | 93 | -1219 | AC
RO-MD_CO_00001 | N-1 TIE 400 kV Isaccea - Vulcanesti | [RO-RS] [OPP] TIE 400 kV Portile de Fier-Djerdap | RPDFE41 XPF_DJ11 1 | 1655 | 1836 | -181 | 90 | -1182 | AC
RO_CO_00052 | N-1 OHL 400 kV Sofia Zapad -Nis | [RO-RS] [OPP] TIE 400 kV Portile de Fier-Djerdap | RPDFE41 XPF_DJ11 1 | 1640 | 1836 | -196 | 89 | -1171 | AC
RO_CO_00001 | N-1 OHL 220 kV Portile de Fier-Resita 1&2 | [RO-RS] [OPP] TIE 400 kV Portile de Fier-Djerdap | RPDFE41 XPF_DJ11 1 | 1623 | 1836 | -213 | 88 | -1158 | AC
RO_CO_00029 | N-1 OHL 220 kV Resita-Timisoara 1&2 | [RO-RS] [OPP] TIE 400 kV Portile de Fier-Djerdap | RPDFE41 XPF_DJ11 1 | 1617 | 1836 | -219 | 88 | -1154 | AC
BG_RO_CO_00001 | N-1 TIE 400 kV TINTARENI-KOZLODUI 1 | [BG-RO] [OPP] TIE 400 kV TINTARENI-KOZLODUI 2 | XKO_TI12 VAECKO11 1 | 1578 | 1890 | -312 | 84 | 1121 | AC
BG_RO_CO_00002 | N-1 TIE 400 kV TINTARENI-KOZLODUI 2 | [BG-RO] [OPP] TIE 400 kV TINTARENI-KOZLODUI 1 | XKO_TI11 VAECKO11 1 | 1578 | 1890 | -312 | 84 | 1121 | AC
RO-BG_CO_00002 | N-1 TIE 400 kV TINTARENI-KOZLODUI 2 | [RO-BG] [OPP] TIE 400 kV TINTARENI-KOZLODUI 1 | RTINTB1 XKO_TI11 1 | 1578 | 1920 | -342 | 82 | -1092 | AC
RO-BG_CO_00001 | N-1 TIE 400 kV TINTARENI-KOZLODUI 1 | [RO-BG] [OPP] TIE 400 kV TINTARENI-KOZLODUI 2 | RTINTB1 XKO_TI12 1 | 1578 | 1920 | -342 | 82 | -1092 | AC
RO_CO_00009 | N-1 OHL 400 kV Iernut-Sibiu Sud | [RO-RO] [DIR] TRA 400/220 kV AT Rosiori | RROS241 RROSI22 2 | 812 | 999 | -187 | 81 | 315 | AC
RO_CO_00031 | N-1 OHL 220 kV Resita-Timisoara c2 | [RO-RO] [DIR] OHL 220 kV Resita-Timisoara c1 | RRESI12 RTIMI12 1 | 775 | 960 | -185 | 81 | 313 | AC
Base case | Base case | [RO-RO] [DIR] TRA 400/220 kV AT Rosiori | RROS241 RROSI22 2 | 746 | 999 | -253 | 75 | 292 | AC
RO_CO_00023 | N-1 OHL 400 kV Gutinas – Smardan | [RO-RO] [DIR] OHL 220 kV Lacu Sarat - Filesti | RLAC222 RFILE12 1 | 634 | 890 | -256 | 71 | 249 | AC

## 2330
Detailed results
Generated at: | 28/04/2026 22:14:03
Business day: | 2026-04-30
Horizon: | 2DA
Timestamp | 23:30
Border & direction: | South-Romania Importing
Remedial actions | False
Margin satisfied | True
Final step | Margin Calculation
TTC [MW]: | 3274.49
Loading threshold | 0.7
Limiting CNEC | N-1 TIE 400 kV TINTARENI-KOZLODUI 1/[RO-RS] [OPP] TIE 400 kV Portile de Fier-Djerdap
Applied RAs
Non Costly RAO
CO ID | RA ID | Name of the RA | Usage | Type | Location | Status | Details
Costly RAO
RA RD ID | TSO | Generator Name | Minimum Power [MW] | Maximum Power [MW] | RDP- | RDP+ | P [MW] before RAO | P [MW] after RAO | P0 [MW] | Plimit+ [MW] | Plimit- [MW] | Started up | Shutdown
Non Costly Reduction
CO ID | RA ID | Name of the RA | Usage | Type | Location | Status | Details
Limiting CNECs
CO ID | Name of the CO | Name of the CNE | CNE UCTE branch | Calculated I (A) | I max (PATL) | Margin (A) | Loading (%) | Flow [MW] | LF type
RO-BG_CO_00001 | N-1 TIE 400 kV TINTARENI-KOZLODUI 1 | [RO-RS] [OPP] TIE 400 kV Portile de Fier-Djerdap | RPDFE41 XPF_DJ11 1 | 1844 | 1836 | 8 | 100 | -1319 | AC
RO-BG_CO_00002 | N-1 TIE 400 kV TINTARENI-KOZLODUI 2 | [RO-RS] [OPP] TIE 400 kV Portile de Fier-Djerdap | RPDFE41 XPF_DJ11 1 | 1844 | 1836 | 8 | 100 | -1319 | AC
RO-HU_CO_00001 | N-1 TIE 400 kV Arad-Sandorfalva | [RO-RS] [OPP] TIE 400 kV Portile de Fier-Djerdap | RPDFE41 XPF_DJ11 1 | 1767 | 1836 | -69 | 96 | -1264 | AC
RO-RS_CO_00003 | N-1 TIE 400 kV Resita-Pancevo c2 | [RO-RS] [OPP] TIE 400 kV Portile de Fier-Djerdap | RPDFE41 XPF_DJ11 1 | 1753 | 1836 | -83 | 96 | -1254 | AC
RO-RS_CO_00004 | N-1 TIE 400 kV Resita-Pancevo c1 | [RO-RS] [OPP] TIE 400 kV Portile de Fier-Djerdap | RPDFE41 XPF_DJ11 1 | 1753 | 1836 | -83 | 96 | -1254 | AC
RO-HU_CO_00002 | N-1 TIE 400 kV Nadab-Bekescsaba | [RO-RS] [OPP] TIE 400 kV Portile de Fier-Djerdap | RPDFE41 XPF_DJ11 1 | 1747 | 1836 | -89 | 95 | -1250 | AC
RO-UA_CO_00001 | N-1 TIE 400 kV Rosiori-Mukacevo | [RO-RS] [OPP] TIE 400 kV Portile de Fier-Djerdap | RPDFE41 XPF_DJ11 1 | 1746 | 1836 | -90 | 95 | -1249 | AC
RO_CO_00027 | N-1 TRA 400/220 kV AT3 Arad | [RO-RS] [OPP] TIE 400 kV Portile de Fier-Djerdap | RPDFE41 XPF_DJ11 1 | 1743 | 1836 | -93 | 95 | -1247 | AC
RO_CO_00002 | N-1 OHL 400 kV Mintia-Arad | [RO-RS] [OPP] TIE 400 kV Portile de Fier-Djerdap | RPDFE41 XPF_DJ11 1 | 1742 | 1836 | -94 | 95 | -1247 | AC
Base case | Base case | [RO-RS] [OPP] TIE 400 kV Portile de Fier-Djerdap | RPDFE41 XPF_DJ11 1 | 1721 | 1836 | -115 | 94 | -1232 | AC
RO-MD_CO_00001 | N-1 TIE 400 kV Isaccea - Vulcanesti | [RO-RS] [OPP] TIE 400 kV Portile de Fier-Djerdap | RPDFE41 XPF_DJ11 1 | 1673 | 1836 | -163 | 91 | -1198 | AC
RO_CO_00052 | N-1 OHL 400 kV Sofia Zapad -Nis | [RO-RS] [OPP] TIE 400 kV Portile de Fier-Djerdap | RPDFE41 XPF_DJ11 1 | 1647 | 1836 | -189 | 90 | -1179 | AC
RO_CO_00001 | N-1 OHL 220 kV Portile de Fier-Resita 1&2 | [RO-RS] [OPP] TIE 400 kV Portile de Fier-Djerdap | RPDFE41 XPF_DJ11 1 | 1645 | 1836 | -191 | 90 | -1177 | AC
RO_CO_00029 | N-1 OHL 220 kV Resita-Timisoara 1&2 | [RO-RS] [OPP] TIE 400 kV Portile de Fier-Djerdap | RPDFE41 XPF_DJ11 1 | 1638 | 1836 | -198 | 89 | -1172 | AC
RO_CO_00009 | N-1 OHL 400 kV Iernut-Sibiu Sud | [RO-RO] [DIR] TRA 400/220 kV AT Rosiori | RROS241 RROSI22 2 | 802 | 999 | -197 | 80 | 311 | AC
BG_RO_CO_00001 | N-1 TIE 400 kV TINTARENI-KOZLODUI 1 | [BG-RO] [OPP] TIE 400 kV TINTARENI-KOZLODUI 2 | XKO_TI12 VAECKO11 1 | 1437 | 1890 | -453 | 76 | 1022 | AC
BG_RO_CO_00002 | N-1 TIE 400 kV TINTARENI-KOZLODUI 2 | [BG-RO] [OPP] TIE 400 kV TINTARENI-KOZLODUI 1 | XKO_TI11 VAECKO11 1 | 1437 | 1890 | -453 | 76 | 1022 | AC
RO_CO_00031 | N-1 OHL 220 kV Resita-Timisoara c2 | [RO-RO] [DIR] OHL 220 kV Resita-Timisoara c1 | RRESI12 RTIMI12 1 | 724 | 960 | -236 | 75 | 291 | AC
RO-BG_CO_00002 | N-1 TIE 400 kV TINTARENI-KOZLODUI 2 | [RO-BG] [OPP] TIE 400 kV TINTARENI-KOZLODUI 1 | RTINTB1 XKO_TI11 1 | 1437 | 1920 | -483 | 75 | -998 | AC
RO-BG_CO_00001 | N-1 TIE 400 kV TINTARENI-KOZLODUI 1 | [RO-BG] [OPP] TIE 400 kV TINTARENI-KOZLODUI 2 | RTINTB1 XKO_TI12 1 | 1437 | 1920 | -483 | 75 | -998 | AC
Base case | Base case | [RO-RO] [DIR] TRA 400/220 kV AT Rosiori | RROS241 RROSI22 2 | 744 | 999 | -255 | 74 | 291 | AC