## 1230Preventive
Detailed results
Generated at: | 2026-05-06 08:49
Business day: | 06.05.2026
Timestamp: | 12:30
Border & direction: | South-Romania Import
Horizon: | ID
Remedial actions: | true
Evaluation type: | preventive
TTC [MW]: | 1564
Fallback applied | false
Loading threshold | 0.7
Applied RAs
CO ID | RA ID | Name of the RA | Usage | Type | Location | Status
Limiting CNECs
CO ID | Name of the CO | Name of the CNE | CNE UCTE branch | Calculated I (A) | I max (PRE) | I max (CUR) | Margin (A) | Loading (%) | Applicable curative RAs
RS_BG_CO_00001, RO_CO_00052 | N-1 TIE 400 kV Sofia Zapad - Nis, N-1 OHL 400 kV Sofia Zapad -Nis | [RO-BG] [OPP] TIE 400 kV TINTARENI-KOZLODUI 2 | RTINTB1 _XKO_TI12_1:line | -1916 | 1920 | 1920 | -4 | 100 | []
BG_RO_CO_00004 | N-1 TIE 400 kV MEDGIDIA SUD - VARNA | [BG-RO] [OPP] TIE 400 kV TINTARENI-KOZLODUI 2 | XKO_TI12_VAECKO11_1:line | -1634 | 1890 | 1890 | -256 | 86 | []
BG_RO_CO_00005 | N-1 TIE 400 kV MEDGIDIA SUD - DOBRUDJA | [BG-RO] [OPP] TIE 400 kV TINTARENI-KOZLODUI 2 | XKO_TI12_VAECKO11_1:line | -1628 | 1890 | 1890 | -262 | 86 | []
RO-BG_CO_00004 | N-1 TIE 400 kV MEDGIDIA SUD - VARNA | [RO-BG] [OPP] TIE 400 kV TINTARENI-KOZLODUI 2 | RTINTB1 _XKO_TI12_1:line | -1622 | 1920 | 1920 | -298 | 84 | []
RO-BG_CO_00005 | N-1 TIE 400 kV DOBRUDJA- MEDGIDIA SUD | [RO-BG] [OPP] TIE 400 kV TINTARENI-KOZLODUI 2 | RTINTB1 _XKO_TI12_1:line | -1616 | 1920 | 1920 | -304 | 84 | []
RO_RS_CO_00001, RO-RS_CO_00001 | N-1 TIE 400 kV PORTILE DE FIER - DJERDAP, N-1 TIE 400 kV Portile de Fier-Djerdap | [BG-RO] [OPP] TIE 400 kV TINTARENI-KOZLODUI 2 | XKO_TI12_VAECKO11_1:line | -1591 | 1890 | 1890 | -299 | 84 | []
RO-MD_CO_00001 | N-1 TIE 400 kV Isaccea - Vulcanesti | [RO-BG] [OPP] TIE 400 kV TINTARENI-KOZLODUI 2 | RTINTB1 _XKO_TI12_1:line | -1611 | 1920 | 1920 | -309 | 84 | []
RO_RS_CO_00001, RO-RS_CO_00001 | N-1 TIE 400 kV PORTILE DE FIER - DJERDAP, N-1 TIE 400 kV Portile de Fier-Djerdap | [RO-BG] [OPP] TIE 400 kV TINTARENI-KOZLODUI 2 | RTINTB1 _XKO_TI12_1:line | -1579 | 1920 | 1920 | -341 | 82 | []
BC | Base Case | [BG-RO] [OPP] TIE 400 kV TINTARENI-KOZLODUI 2 | XKO_TI12_VAECKO11_1:line | -1554 | 1890 | 1890 | -336 | 82 | []
BC | Base Case | [RO-BG] [OPP] TIE 400 kV TINTARENI-KOZLODUI 2 | RTINTB1 _XKO_TI12_1:line | -1542 | 1920 | 1920 | -378 | 80 | []
RO-RS_CO_00004 | N-1 TIE 400 kV Resita-Pancevo c1 | [RO-BG] [OPP] TIE 400 kV TINTARENI-KOZLODUI 2 | RTINTB1 _XKO_TI12_1:line | -1511 | 1920 | 1920 | -409 | 79 | []

## 1230Curative
Detailed results
Generated at: | 2026-05-06 08:49
Business day: | 06.05.2026
Timestamp: | 12:30
Border & direction: | South-Romania Import
Horizon: | ID
Remedial actions: | true
Evaluation type: | curative
TTC [MW]: | 1564
Fallback applied | false
Loading threshold | 0.7
Applied RAs
CO ID | RA ID | Name of the RA | Usage | Type | Location | Status
Limiting CNECs
CO ID | Name of the CO | Name of the CNE | CNE UCTE branch | Calculated I (A) | I max (PRE) | I max (CUR) | Margin (A) | Loading (%) | Applicable curative RAs
RS_BG_CO_00001, RO_CO_00052 | N-1 TIE 400 kV Sofia Zapad - Nis, N-1 OHL 400 kV Sofia Zapad -Nis | [RO-BG] [OPP] TIE 400 kV TINTARENI-KOZLODUI 2 | RTINTB1 _XKO_TI12_1:line | -1916 |  | 1920 | -4 | 100 | []
BG_RO_CO_00004 | N-1 TIE 400 kV MEDGIDIA SUD - VARNA | [BG-RO] [OPP] TIE 400 kV TINTARENI-KOZLODUI 2 | XKO_TI12_VAECKO11_1:line | -1634 |  | 1890 | -256 | 86 | []
BG_RO_CO_00005 | N-1 TIE 400 kV MEDGIDIA SUD - DOBRUDJA | [BG-RO] [OPP] TIE 400 kV TINTARENI-KOZLODUI 2 | XKO_TI12_VAECKO11_1:line | -1628 |  | 1890 | -262 | 86 | []
RO-BG_CO_00004 | N-1 TIE 400 kV MEDGIDIA SUD - VARNA | [RO-BG] [OPP] TIE 400 kV TINTARENI-KOZLODUI 2 | RTINTB1 _XKO_TI12_1:line | -1622 |  | 1920 | -298 | 84 | []
RO-BG_CO_00005 | N-1 TIE 400 kV DOBRUDJA- MEDGIDIA SUD | [RO-BG] [OPP] TIE 400 kV TINTARENI-KOZLODUI 2 | RTINTB1 _XKO_TI12_1:line | -1616 |  | 1920 | -304 | 84 | []
RO_RS_CO_00001, RO-RS_CO_00001 | N-1 TIE 400 kV PORTILE DE FIER - DJERDAP, N-1 TIE 400 kV Portile de Fier-Djerdap | [BG-RO] [OPP] TIE 400 kV TINTARENI-KOZLODUI 2 | XKO_TI12_VAECKO11_1:line | -1591 |  | 1890 | -299 | 84 | []
RO-MD_CO_00001 | N-1 TIE 400 kV Isaccea - Vulcanesti | [RO-BG] [OPP] TIE 400 kV TINTARENI-KOZLODUI 2 | RTINTB1 _XKO_TI12_1:line | -1611 |  | 1920 | -309 | 84 | []
RO_RS_CO_00001, RO-RS_CO_00001 | N-1 TIE 400 kV PORTILE DE FIER - DJERDAP, N-1 TIE 400 kV Portile de Fier-Djerdap | [RO-BG] [OPP] TIE 400 kV TINTARENI-KOZLODUI 2 | RTINTB1 _XKO_TI12_1:line | -1579 |  | 1920 | -341 | 82 | []
BC | Base Case | [BG-RO] [OPP] TIE 400 kV TINTARENI-KOZLODUI 2 | XKO_TI12_VAECKO11_1:line | -1554 |  | 1890 | -336 | 82 | []
BC | Base Case | [RO-BG] [OPP] TIE 400 kV TINTARENI-KOZLODUI 2 | RTINTB1 _XKO_TI12_1:line | -1542 |  | 1920 | -378 | 80 | []
RO-RS_CO_00004 | N-1 TIE 400 kV Resita-Pancevo c1 | [RO-BG] [OPP] TIE 400 kV TINTARENI-KOZLODUI 2 | RTINTB1 _XKO_TI12_1:line | -1511 |  | 1920 | -409 | 79 | []

## 1330Preventive
Detailed results
Generated at: | 2026-05-06 08:49
Business day: | 06.05.2026
Timestamp: | 13:30
Border & direction: | South-Romania Import
Horizon: | ID
Remedial actions: | true
Evaluation type: | preventive
TTC [MW]: | 1647
Fallback applied | false
Loading threshold | 0.7
Applied RAs
CO ID | RA ID | Name of the RA | Usage | Type | Location | Status
Limiting CNECs
CO ID | Name of the CO | Name of the CNE | CNE UCTE branch | Calculated I (A) | I max (PRE) | I max (CUR) | Margin (A) | Loading (%) | Applicable curative RAs
RS_BG_CO_00001, RO_CO_00052 | N-1 TIE 400 kV Sofia Zapad - Nis, N-1 OHL 400 kV Sofia Zapad -Nis | [RO-BG] [OPP] TIE 400 kV TINTARENI-KOZLODUI 2 | RTINTB1 _XKO_TI12_1:line | -1917 | 1920 | 1920 | -3 | 100 | []
BG_RO_CO_00004 | N-1 TIE 400 kV MEDGIDIA SUD - VARNA | [BG-RO] [OPP] TIE 400 kV TINTARENI-KOZLODUI 2 | XKO_TI12_VAECKO11_1:line | -1648 | 1890 | 1890 | -242 | 87 | []
BG_RO_CO_00005 | N-1 TIE 400 kV MEDGIDIA SUD - DOBRUDJA | [BG-RO] [OPP] TIE 400 kV TINTARENI-KOZLODUI 2 | XKO_TI12_VAECKO11_1:line | -1642 | 1890 | 1890 | -248 | 87 | []
RO_RS_CO_00001, RO-RS_CO_00001 | N-1 TIE 400 kV PORTILE DE FIER - DJERDAP, N-1 TIE 400 kV Portile de Fier-Djerdap | [BG-RO] [OPP] TIE 400 kV TINTARENI-KOZLODUI 2 | XKO_TI12_VAECKO11_1:line | -1617 | 1890 | 1890 | -273 | 86 | []
RO-BG_CO_00004 | N-1 TIE 400 kV MEDGIDIA SUD - VARNA | [RO-BG] [OPP] TIE 400 kV TINTARENI-KOZLODUI 2 | RTINTB1 _XKO_TI12_1:line | -1636 | 1920 | 1920 | -284 | 85 | []
RO-BG_CO_00005 | N-1 TIE 400 kV DOBRUDJA- MEDGIDIA SUD | [RO-BG] [OPP] TIE 400 kV TINTARENI-KOZLODUI 2 | RTINTB1 _XKO_TI12_1:line | -1630 | 1920 | 1920 | -290 | 85 | []
RO-MD_CO_00001 | N-1 TIE 400 kV Isaccea - Vulcanesti | [RO-BG] [OPP] TIE 400 kV TINTARENI-KOZLODUI 2 | RTINTB1 _XKO_TI12_1:line | -1625 | 1920 | 1920 | -295 | 85 | []
RO_RS_CO_00001, RO-RS_CO_00001 | N-1 TIE 400 kV PORTILE DE FIER - DJERDAP, N-1 TIE 400 kV Portile de Fier-Djerdap | [RO-BG] [OPP] TIE 400 kV TINTARENI-KOZLODUI 2 | RTINTB1 _XKO_TI12_1:line | -1606 | 1920 | 1920 | -314 | 84 | []
BC | Base Case | [BG-RO] [OPP] TIE 400 kV TINTARENI-KOZLODUI 2 | XKO_TI12_VAECKO11_1:line | -1567 | 1890 | 1890 | -323 | 83 | []
BC | Base Case | [RO-BG] [OPP] TIE 400 kV TINTARENI-KOZLODUI 2 | RTINTB1 _XKO_TI12_1:line | -1555 | 1920 | 1920 | -365 | 81 | []
RO-RS_CO_00004 | N-1 TIE 400 kV Resita-Pancevo c1 | [RO-BG] [OPP] TIE 400 kV TINTARENI-KOZLODUI 2 | RTINTB1 _XKO_TI12_1:line | -1527 | 1920 | 1920 | -393 | 80 | []

## 1330Curative
Detailed results
Generated at: | 2026-05-06 08:49
Business day: | 06.05.2026
Timestamp: | 13:30
Border & direction: | South-Romania Import
Horizon: | ID
Remedial actions: | true
Evaluation type: | curative
TTC [MW]: | 1647
Fallback applied | false
Loading threshold | 0.7
Applied RAs
CO ID | RA ID | Name of the RA | Usage | Type | Location | Status
Limiting CNECs
CO ID | Name of the CO | Name of the CNE | CNE UCTE branch | Calculated I (A) | I max (PRE) | I max (CUR) | Margin (A) | Loading (%) | Applicable curative RAs
RS_BG_CO_00001, RO_CO_00052 | N-1 TIE 400 kV Sofia Zapad - Nis, N-1 OHL 400 kV Sofia Zapad -Nis | [RO-BG] [OPP] TIE 400 kV TINTARENI-KOZLODUI 2 | RTINTB1 _XKO_TI12_1:line | -1917 |  | 1920 | -3 | 100 | []
BG_RO_CO_00004 | N-1 TIE 400 kV MEDGIDIA SUD - VARNA | [BG-RO] [OPP] TIE 400 kV TINTARENI-KOZLODUI 2 | XKO_TI12_VAECKO11_1:line | -1648 |  | 1890 | -242 | 87 | []
BG_RO_CO_00005 | N-1 TIE 400 kV MEDGIDIA SUD - DOBRUDJA | [BG-RO] [OPP] TIE 400 kV TINTARENI-KOZLODUI 2 | XKO_TI12_VAECKO11_1:line | -1642 |  | 1890 | -248 | 87 | []
RO_RS_CO_00001, RO-RS_CO_00001 | N-1 TIE 400 kV PORTILE DE FIER - DJERDAP, N-1 TIE 400 kV Portile de Fier-Djerdap | [BG-RO] [OPP] TIE 400 kV TINTARENI-KOZLODUI 2 | XKO_TI12_VAECKO11_1:line | -1617 |  | 1890 | -273 | 86 | []
RO-BG_CO_00004 | N-1 TIE 400 kV MEDGIDIA SUD - VARNA | [RO-BG] [OPP] TIE 400 kV TINTARENI-KOZLODUI 2 | RTINTB1 _XKO_TI12_1:line | -1636 |  | 1920 | -284 | 85 | []
RO-BG_CO_00005 | N-1 TIE 400 kV DOBRUDJA- MEDGIDIA SUD | [RO-BG] [OPP] TIE 400 kV TINTARENI-KOZLODUI 2 | RTINTB1 _XKO_TI12_1:line | -1630 |  | 1920 | -290 | 85 | []
RO-MD_CO_00001 | N-1 TIE 400 kV Isaccea - Vulcanesti | [RO-BG] [OPP] TIE 400 kV TINTARENI-KOZLODUI 2 | RTINTB1 _XKO_TI12_1:line | -1625 |  | 1920 | -295 | 85 | []
RO_RS_CO_00001, RO-RS_CO_00001 | N-1 TIE 400 kV PORTILE DE FIER - DJERDAP, N-1 TIE 400 kV Portile de Fier-Djerdap | [RO-BG] [OPP] TIE 400 kV TINTARENI-KOZLODUI 2 | RTINTB1 _XKO_TI12_1:line | -1606 |  | 1920 | -314 | 84 | []
BC | Base Case | [BG-RO] [OPP] TIE 400 kV TINTARENI-KOZLODUI 2 | XKO_TI12_VAECKO11_1:line | -1567 |  | 1890 | -323 | 83 | []
BC | Base Case | [RO-BG] [OPP] TIE 400 kV TINTARENI-KOZLODUI 2 | RTINTB1 _XKO_TI12_1:line | -1555 |  | 1920 | -365 | 81 | []
RO-RS_CO_00004 | N-1 TIE 400 kV Resita-Pancevo c1 | [RO-BG] [OPP] TIE 400 kV TINTARENI-KOZLODUI 2 | RTINTB1 _XKO_TI12_1:line | -1527 |  | 1920 | -393 | 80 | []

## 1430Preventive
Detailed results
Generated at: | 2026-05-06 08:49
Business day: | 06.05.2026
Timestamp: | 14:30
Border & direction: | South-Romania Import
Horizon: | ID
Remedial actions: | true
Evaluation type: | preventive
TTC [MW]: | 1725
Fallback applied | false
Loading threshold | 0.7
Applied RAs
CO ID | RA ID | Name of the RA | Usage | Type | Location | Status
Limiting CNECs
CO ID | Name of the CO | Name of the CNE | CNE UCTE branch | Calculated I (A) | I max (PRE) | I max (CUR) | Margin (A) | Loading (%) | Applicable curative RAs
RS_BG_CO_00001, RO_CO_00052 | N-1 TIE 400 kV Sofia Zapad - Nis, N-1 OHL 400 kV Sofia Zapad -Nis | [RO-BG] [OPP] TIE 400 kV TINTARENI-KOZLODUI 2 | RTINTB1 _XKO_TI12_1:line | -1915 | 1920 | 1920 | -5 | 100 | []
BG_RO_CO_00004 | N-1 TIE 400 kV MEDGIDIA SUD - VARNA | [BG-RO] [OPP] TIE 400 kV TINTARENI-KOZLODUI 2 | XKO_TI12_VAECKO11_1:line | -1657 | 1890 | 1890 | -233 | 88 | []
BG_RO_CO_00005 | N-1 TIE 400 kV MEDGIDIA SUD - DOBRUDJA | [BG-RO] [OPP] TIE 400 kV TINTARENI-KOZLODUI 2 | XKO_TI12_VAECKO11_1:line | -1650 | 1890 | 1890 | -240 | 87 | []
RO_RS_CO_00001, RO-RS_CO_00001 | N-1 TIE 400 kV PORTILE DE FIER - DJERDAP, N-1 TIE 400 kV Portile de Fier-Djerdap | [BG-RO] [OPP] TIE 400 kV TINTARENI-KOZLODUI 2 | XKO_TI12_VAECKO11_1:line | -1633 | 1890 | 1890 | -257 | 86 | []
RO-BG_CO_00004 | N-1 TIE 400 kV MEDGIDIA SUD - VARNA | [RO-BG] [OPP] TIE 400 kV TINTARENI-KOZLODUI 2 | RTINTB1 _XKO_TI12_1:line | -1645 | 1920 | 1920 | -275 | 86 | []
RO-BG_CO_00005 | N-1 TIE 400 kV DOBRUDJA- MEDGIDIA SUD | [RO-BG] [OPP] TIE 400 kV TINTARENI-KOZLODUI 2 | RTINTB1 _XKO_TI12_1:line | -1639 | 1920 | 1920 | -281 | 85 | []
RO-MD_CO_00001 | N-1 TIE 400 kV Isaccea - Vulcanesti | [RO-BG] [OPP] TIE 400 kV TINTARENI-KOZLODUI 2 | RTINTB1 _XKO_TI12_1:line | -1628 | 1920 | 1920 | -292 | 85 | []
RO_RS_CO_00001, RO-RS_CO_00001 | N-1 TIE 400 kV PORTILE DE FIER - DJERDAP, N-1 TIE 400 kV Portile de Fier-Djerdap | [RO-BG] [OPP] TIE 400 kV TINTARENI-KOZLODUI 2 | RTINTB1 _XKO_TI12_1:line | -1622 | 1920 | 1920 | -298 | 84 | []
BC | Base Case | [BG-RO] [OPP] TIE 400 kV TINTARENI-KOZLODUI 2 | XKO_TI12_VAECKO11_1:line | -1573 | 1890 | 1890 | -317 | 83 | []
BC | Base Case | [RO-BG] [OPP] TIE 400 kV TINTARENI-KOZLODUI 2 | RTINTB1 _XKO_TI12_1:line | -1562 | 1920 | 1920 | -358 | 81 | []
RO-RS_CO_00004 | N-1 TIE 400 kV Resita-Pancevo c1 | [RO-BG] [OPP] TIE 400 kV TINTARENI-KOZLODUI 2 | RTINTB1 _XKO_TI12_1:line | -1536 | 1920 | 1920 | -384 | 80 | []

## 1430Curative
Detailed results
Generated at: | 2026-05-06 08:49
Business day: | 06.05.2026
Timestamp: | 14:30
Border & direction: | South-Romania Import
Horizon: | ID
Remedial actions: | true
Evaluation type: | curative
TTC [MW]: | 1725
Fallback applied | false
Loading threshold | 0.7
Applied RAs
CO ID | RA ID | Name of the RA | Usage | Type | Location | Status
Limiting CNECs
CO ID | Name of the CO | Name of the CNE | CNE UCTE branch | Calculated I (A) | I max (PRE) | I max (CUR) | Margin (A) | Loading (%) | Applicable curative RAs
RS_BG_CO_00001, RO_CO_00052 | N-1 TIE 400 kV Sofia Zapad - Nis, N-1 OHL 400 kV Sofia Zapad -Nis | [RO-BG] [OPP] TIE 400 kV TINTARENI-KOZLODUI 2 | RTINTB1 _XKO_TI12_1:line | -1915 |  | 1920 | -5 | 100 | []
BG_RO_CO_00004 | N-1 TIE 400 kV MEDGIDIA SUD - VARNA | [BG-RO] [OPP] TIE 400 kV TINTARENI-KOZLODUI 2 | XKO_TI12_VAECKO11_1:line | -1657 |  | 1890 | -233 | 88 | []
BG_RO_CO_00005 | N-1 TIE 400 kV MEDGIDIA SUD - DOBRUDJA | [BG-RO] [OPP] TIE 400 kV TINTARENI-KOZLODUI 2 | XKO_TI12_VAECKO11_1:line | -1650 |  | 1890 | -240 | 87 | []
RO_RS_CO_00001, RO-RS_CO_00001 | N-1 TIE 400 kV PORTILE DE FIER - DJERDAP, N-1 TIE 400 kV Portile de Fier-Djerdap | [BG-RO] [OPP] TIE 400 kV TINTARENI-KOZLODUI 2 | XKO_TI12_VAECKO11_1:line | -1633 |  | 1890 | -257 | 86 | []
RO-BG_CO_00004 | N-1 TIE 400 kV MEDGIDIA SUD - VARNA | [RO-BG] [OPP] TIE 400 kV TINTARENI-KOZLODUI 2 | RTINTB1 _XKO_TI12_1:line | -1645 |  | 1920 | -275 | 86 | []
RO-BG_CO_00005 | N-1 TIE 400 kV DOBRUDJA- MEDGIDIA SUD | [RO-BG] [OPP] TIE 400 kV TINTARENI-KOZLODUI 2 | RTINTB1 _XKO_TI12_1:line | -1639 |  | 1920 | -281 | 85 | []
RO-MD_CO_00001 | N-1 TIE 400 kV Isaccea - Vulcanesti | [RO-BG] [OPP] TIE 400 kV TINTARENI-KOZLODUI 2 | RTINTB1 _XKO_TI12_1:line | -1628 |  | 1920 | -292 | 85 | []
RO_RS_CO_00001, RO-RS_CO_00001 | N-1 TIE 400 kV PORTILE DE FIER - DJERDAP, N-1 TIE 400 kV Portile de Fier-Djerdap | [RO-BG] [OPP] TIE 400 kV TINTARENI-KOZLODUI 2 | RTINTB1 _XKO_TI12_1:line | -1622 |  | 1920 | -298 | 84 | []
BC | Base Case | [BG-RO] [OPP] TIE 400 kV TINTARENI-KOZLODUI 2 | XKO_TI12_VAECKO11_1:line | -1573 |  | 1890 | -317 | 83 | []
BC | Base Case | [RO-BG] [OPP] TIE 400 kV TINTARENI-KOZLODUI 2 | RTINTB1 _XKO_TI12_1:line | -1562 |  | 1920 | -358 | 81 | []
RO-RS_CO_00004 | N-1 TIE 400 kV Resita-Pancevo c1 | [RO-BG] [OPP] TIE 400 kV TINTARENI-KOZLODUI 2 | RTINTB1 _XKO_TI12_1:line | -1536 |  | 1920 | -384 | 80 | []

## 1530Preventive
Detailed results
Generated at: | 2026-05-06 08:49
Business day: | 06.05.2026
Timestamp: | 15:30
Border & direction: | South-Romania Import
Horizon: | ID
Remedial actions: | true
Evaluation type: | preventive
TTC [MW]: | 1846
Fallback applied | false
Loading threshold | 0.7
Applied RAs
CO ID | RA ID | Name of the RA | Usage | Type | Location | Status
Limiting CNECs
CO ID | Name of the CO | Name of the CNE | CNE UCTE branch | Calculated I (A) | I max (PRE) | I max (CUR) | Margin (A) | Loading (%) | Applicable curative RAs
RS_BG_CO_00001, RO_CO_00052 | N-1 TIE 400 kV Sofia Zapad - Nis, N-1 OHL 400 kV Sofia Zapad -Nis | [RO-BG] [OPP] TIE 400 kV TINTARENI-KOZLODUI 2 | RTINTB1 _XKO_TI12_1:line | -1912 | 1920 | 1920 | -8 | 100 | []
BG_RO_CO_00004 | N-1 TIE 400 kV MEDGIDIA SUD - VARNA | [BG-RO] [OPP] TIE 400 kV TINTARENI-KOZLODUI 2 | XKO_TI12_VAECKO11_1:line | -1658 | 1890 | 1890 | -232 | 88 | []
BG_RO_CO_00005 | N-1 TIE 400 kV MEDGIDIA SUD - DOBRUDJA | [BG-RO] [OPP] TIE 400 kV TINTARENI-KOZLODUI 2 | XKO_TI12_VAECKO11_1:line | -1651 | 1890 | 1890 | -239 | 87 | []
RO_RS_CO_00001, RO-RS_CO_00001 | N-1 TIE 400 kV PORTILE DE FIER - DJERDAP, N-1 TIE 400 kV Portile de Fier-Djerdap | [BG-RO] [OPP] TIE 400 kV TINTARENI-KOZLODUI 2 | XKO_TI12_VAECKO11_1:line | -1649 | 1890 | 1890 | -241 | 87 | []
RO-BG_CO_00004 | N-1 TIE 400 kV MEDGIDIA SUD - VARNA | [RO-BG] [OPP] TIE 400 kV TINTARENI-KOZLODUI 2 | RTINTB1 _XKO_TI12_1:line | -1646 | 1920 | 1920 | -274 | 86 | []
RO-BG_CO_00005 | N-1 TIE 400 kV DOBRUDJA- MEDGIDIA SUD | [RO-BG] [OPP] TIE 400 kV TINTARENI-KOZLODUI 2 | RTINTB1 _XKO_TI12_1:line | -1640 | 1920 | 1920 | -280 | 85 | []
RO_RS_CO_00001, RO-RS_CO_00001 | N-1 TIE 400 kV PORTILE DE FIER - DJERDAP, N-1 TIE 400 kV Portile de Fier-Djerdap | [RO-BG] [OPP] TIE 400 kV TINTARENI-KOZLODUI 2 | RTINTB1 _XKO_TI12_1:line | -1639 | 1920 | 1920 | -281 | 85 | []
RO-MD_CO_00001 | N-1 TIE 400 kV Isaccea - Vulcanesti | [RO-BG] [OPP] TIE 400 kV TINTARENI-KOZLODUI 2 | RTINTB1 _XKO_TI12_1:line | -1626 | 1920 | 1920 | -294 | 85 | []
BC | Base Case | [BG-RO] [OPP] TIE 400 kV TINTARENI-KOZLODUI 2 | XKO_TI12_VAECKO11_1:line | -1574 | 1890 | 1890 | -316 | 83 | []
BC | Base Case | [RO-BG] [OPP] TIE 400 kV TINTARENI-KOZLODUI 2 | RTINTB1 _XKO_TI12_1:line | -1562 | 1920 | 1920 | -358 | 81 | []
RO-RS_CO_00004 | N-1 TIE 400 kV Resita-Pancevo c1 | [RO-BG] [OPP] TIE 400 kV TINTARENI-KOZLODUI 2 | RTINTB1 _XKO_TI12_1:line | -1544 | 1920 | 1920 | -376 | 80 | []

## 1530Curative
Detailed results
Generated at: | 2026-05-06 08:49
Business day: | 06.05.2026
Timestamp: | 15:30
Border & direction: | South-Romania Import
Horizon: | ID
Remedial actions: | true
Evaluation type: | curative
TTC [MW]: | 1846
Fallback applied | false
Loading threshold | 0.7
Applied RAs
CO ID | RA ID | Name of the RA | Usage | Type | Location | Status
Limiting CNECs
CO ID | Name of the CO | Name of the CNE | CNE UCTE branch | Calculated I (A) | I max (PRE) | I max (CUR) | Margin (A) | Loading (%) | Applicable curative RAs
RS_BG_CO_00001, RO_CO_00052 | N-1 TIE 400 kV Sofia Zapad - Nis, N-1 OHL 400 kV Sofia Zapad -Nis | [RO-BG] [OPP] TIE 400 kV TINTARENI-KOZLODUI 2 | RTINTB1 _XKO_TI12_1:line | -1912 |  | 1920 | -8 | 100 | []
BG_RO_CO_00004 | N-1 TIE 400 kV MEDGIDIA SUD - VARNA | [BG-RO] [OPP] TIE 400 kV TINTARENI-KOZLODUI 2 | XKO_TI12_VAECKO11_1:line | -1658 |  | 1890 | -232 | 88 | []
BG_RO_CO_00005 | N-1 TIE 400 kV MEDGIDIA SUD - DOBRUDJA | [BG-RO] [OPP] TIE 400 kV TINTARENI-KOZLODUI 2 | XKO_TI12_VAECKO11_1:line | -1651 |  | 1890 | -239 | 87 | []
RO_RS_CO_00001, RO-RS_CO_00001 | N-1 TIE 400 kV PORTILE DE FIER - DJERDAP, N-1 TIE 400 kV Portile de Fier-Djerdap | [BG-RO] [OPP] TIE 400 kV TINTARENI-KOZLODUI 2 | XKO_TI12_VAECKO11_1:line | -1649 |  | 1890 | -241 | 87 | []
RO-BG_CO_00004 | N-1 TIE 400 kV MEDGIDIA SUD - VARNA | [RO-BG] [OPP] TIE 400 kV TINTARENI-KOZLODUI 2 | RTINTB1 _XKO_TI12_1:line | -1646 |  | 1920 | -274 | 86 | []
RO-BG_CO_00005 | N-1 TIE 400 kV DOBRUDJA- MEDGIDIA SUD | [RO-BG] [OPP] TIE 400 kV TINTARENI-KOZLODUI 2 | RTINTB1 _XKO_TI12_1:line | -1640 |  | 1920 | -280 | 85 | []
RO_RS_CO_00001, RO-RS_CO_00001 | N-1 TIE 400 kV PORTILE DE FIER - DJERDAP, N-1 TIE 400 kV Portile de Fier-Djerdap | [RO-BG] [OPP] TIE 400 kV TINTARENI-KOZLODUI 2 | RTINTB1 _XKO_TI12_1:line | -1639 |  | 1920 | -281 | 85 | []
RO-MD_CO_00001 | N-1 TIE 400 kV Isaccea - Vulcanesti | [RO-BG] [OPP] TIE 400 kV TINTARENI-KOZLODUI 2 | RTINTB1 _XKO_TI12_1:line | -1626 |  | 1920 | -294 | 85 | []
BC | Base Case | [BG-RO] [OPP] TIE 400 kV TINTARENI-KOZLODUI 2 | XKO_TI12_VAECKO11_1:line | -1574 |  | 1890 | -316 | 83 | []
BC | Base Case | [RO-BG] [OPP] TIE 400 kV TINTARENI-KOZLODUI 2 | RTINTB1 _XKO_TI12_1:line | -1562 |  | 1920 | -358 | 81 | []
RO-RS_CO_00004 | N-1 TIE 400 kV Resita-Pancevo c1 | [RO-BG] [OPP] TIE 400 kV TINTARENI-KOZLODUI 2 | RTINTB1 _XKO_TI12_1:line | -1544 |  | 1920 | -376 | 80 | []

## 1630Preventive
Detailed results
Generated at: | 2026-05-06 08:49
Business day: | 06.05.2026
Timestamp: | 16:30
Border & direction: | South-Romania Import
Horizon: | ID
Remedial actions: | true
Evaluation type: | preventive
TTC [MW]: | 2582
Fallback applied | false
Loading threshold | 0.7
Applied RAs
CO ID | RA ID | Name of the RA | Usage | Type | Location | Status
[n/a] | BG_RA_00001 | PRA 400 kV TINTARENI-KOZLODUI 1 | preventive | topological |  | notApplied
[n/a] | RO_RA_00011 | PRA 400 kV Tantareni-Kozlodui 1 | preventive | topological |  | helpful
Limiting CNECs
CO ID | Name of the CO | Name of the CNE | CNE UCTE branch | Calculated I (A) | I max (PRE) | I max (CUR) | Margin (A) | Loading (%) | Applicable curative RAs
BG_RO_CO_00002 | N-1 TIE 400 kV TINTARENI-KOZLODUI 2 | [BG-RO] [OPP] TIE 400 kV TINTARENI-KOZLODUI 1 | XKO_TI11_VAECKO11_1:line | -1826 | 1890 | 1890 | -64 | 97 | []
BG_RO_CO_00001 | N-1 TIE 400 kV TINTARENI-KOZLODUI 1 | [BG-RO] [OPP] TIE 400 kV TINTARENI-KOZLODUI 2 | XKO_TI12_VAECKO11_1:line | -1826 | 1890 | 1890 | -64 | 97 | []
RO-BG_CO_00001 | N-1 TIE 400 kV TINTARENI-KOZLODUI 1 | [RO-BG] [OPP] TIE 400 kV TINTARENI-KOZLODUI 2 | RTINTB1 _XKO_TI12_1:line | -1811 | 1920 | 1920 | -109 | 94 | []
RO-BG_CO_00002 | N-1 TIE 400 kV TINTARENI-KOZLODUI 2 | [RO-BG] [OPP] TIE 400 kV TINTARENI-KOZLODUI 1 | RTINTB1 _XKO_TI11_1:line | -1811 | 1920 | 1920 | -109 | 94 | []

## 1630Curative
Detailed results
Generated at: | 2026-05-06 08:49
Business day: | 06.05.2026
Timestamp: | 16:30
Border & direction: | South-Romania Import
Horizon: | ID
Remedial actions: | true
Evaluation type: | curative
TTC [MW]: | 2582
Fallback applied | false
Loading threshold | 0.7
Applied RAs
CO ID | RA ID | Name of the RA | Usage | Type | Location | Status
[n/a] | BG_RA_00001 | PRA 400 kV TINTARENI-KOZLODUI 1 | preventive | topological |  | notApplied
[n/a] | RO_RA_00011 | PRA 400 kV Tantareni-Kozlodui 1 | preventive | topological |  | helpful
Limiting CNECs
CO ID | Name of the CO | Name of the CNE | CNE UCTE branch | Calculated I (A) | I max (PRE) | I max (CUR) | Margin (A) | Loading (%) | Applicable curative RAs
BG_RO_CO_00002 | N-1 TIE 400 kV TINTARENI-KOZLODUI 2 | [BG-RO] [OPP] TIE 400 kV TINTARENI-KOZLODUI 1 | XKO_TI11_VAECKO11_1:line | -1826 |  | 1890 | -64 | 97 | []
BG_RO_CO_00001 | N-1 TIE 400 kV TINTARENI-KOZLODUI 1 | [BG-RO] [OPP] TIE 400 kV TINTARENI-KOZLODUI 2 | XKO_TI12_VAECKO11_1:line | -1826 |  | 1890 | -64 | 97 | []
RO-BG_CO_00001 | N-1 TIE 400 kV TINTARENI-KOZLODUI 1 | [RO-BG] [OPP] TIE 400 kV TINTARENI-KOZLODUI 2 | RTINTB1 _XKO_TI12_1:line | -1811 |  | 1920 | -109 | 94 | []
RO-BG_CO_00002 | N-1 TIE 400 kV TINTARENI-KOZLODUI 2 | [RO-BG] [OPP] TIE 400 kV TINTARENI-KOZLODUI 1 | RTINTB1 _XKO_TI11_1:line | -1811 |  | 1920 | -109 | 94 | []

## 1730Preventive
Detailed results
Generated at: | 2026-05-06 08:49
Business day: | 06.05.2026
Timestamp: | 17:30
Border & direction: | South-Romania Import
Horizon: | ID
Remedial actions: | true
Evaluation type: | preventive
TTC [MW]: | 2601
Fallback applied | false
Loading threshold | 0.7
Applied RAs
CO ID | RA ID | Name of the RA | Usage | Type | Location | Status
Limiting CNECs
CO ID | Name of the CO | Name of the CNE | CNE UCTE branch | Calculated I (A) | I max (PRE) | I max (CUR) | Margin (A) | Loading (%) | Applicable curative RAs
RO-BG_CO_00002 | N-1 TIE 400 kV TINTARENI-KOZLODUI 2 | [RO-RS] [OPP] TIE 400 kV Portile de Fier-Djerdap | RPDFE41 _XPF_DJ11_1:line | -1558 | -1570 | -1570 | -12 | 99 | []
RO-RS_CO_00001, RO_RS_CO_00001 | N-1 TIE 400 kV Portile de Fier-Djerdap, N-1 TIE 400 kV PORTILE DE FIER - DJERDAP | [BG-RO] [OPP] TIE 400 kV TINTARENI-KOZLODUI 2 | XKO_TI12_VAECKO11_1:line | -1760 | 1890 | 1890 | -130 | 93 | []
RO-RS_CO_00001, RO_RS_CO_00001 | N-1 TIE 400 kV Portile de Fier-Djerdap, N-1 TIE 400 kV PORTILE DE FIER - DJERDAP | [RO-BG] [OPP] TIE 400 kV TINTARENI-KOZLODUI 2 | RTINTB1 _XKO_TI12_1:line | -1752 | 1920 | 1920 | -168 | 91 | []
RO_CO_00052 | N-1 OHL 400 kV Sofia Zapad -Nis | [RO-BG] [OPP] TIE 400 kV TINTARENI-KOZLODUI 2 | RTINTB1 _XKO_TI12_1:line | -1714 | 1920 | 1920 | -206 | 89 | []
BG_RO_CO_00004 | N-1 TIE 400 kV MEDGIDIA SUD - VARNA | [BG-RO] [OPP] TIE 400 kV TINTARENI-KOZLODUI 2 | XKO_TI12_VAECKO11_1:line | -1576 | 1890 | 1890 | -314 | 83 | []
BG_RO_CO_00005 | N-1 TIE 400 kV MEDGIDIA SUD - DOBRUDJA | [BG-RO] [OPP] TIE 400 kV TINTARENI-KOZLODUI 2 | XKO_TI12_VAECKO11_1:line | -1569 | 1890 | 1890 | -321 | 83 | []
RO-BG_CO_00004 | N-1 TIE 400 kV MEDGIDIA SUD - VARNA | [RO-BG] [OPP] TIE 400 kV TINTARENI-KOZLODUI 2 | RTINTB1 _XKO_TI12_1:line | -1566 | 1920 | 1920 | -354 | 82 | []
RO-BG_CO_00005 | N-1 TIE 400 kV DOBRUDJA- MEDGIDIA SUD | [RO-BG] [OPP] TIE 400 kV TINTARENI-KOZLODUI 2 | RTINTB1 _XKO_TI12_1:line | -1559 | 1920 | 1920 | -361 | 81 | []
RO-MD_CO_00001 | N-1 TIE 400 kV Isaccea - Vulcanesti | [RO-BG] [OPP] TIE 400 kV TINTARENI-KOZLODUI 2 | RTINTB1 _XKO_TI12_1:line | -1518 | 1920 | 1920 | -402 | 79 | []
BC | Base Case | [BG-RO] [OPP] TIE 400 kV TINTARENI-KOZLODUI 2 | XKO_TI12_VAECKO11_1:line | -1487 | 1890 | 1890 | -403 | 79 | []
RO-RS_CO_00004 | N-1 TIE 400 kV Resita-Pancevo c1 | [RO-BG] [OPP] TIE 400 kV TINTARENI-KOZLODUI 2 | RTINTB1 _XKO_TI12_1:line | -1486 | 1920 | 1920 | -434 | 77 | []
BC | Base Case | [RO-BG] [OPP] TIE 400 kV TINTARENI-KOZLODUI 2 | RTINTB1 _XKO_TI12_1:line | -1477 | 1920 | 1920 | -443 | 77 | []
RO-RS_CO_00004 | N-1 TIE 400 kV Resita-Pancevo c1 | [RO-RS] [OPP] TIE 400 kV Portile de Fier-Djerdap | RPDFE41 _XPF_DJ11_1:line | -1106 | -1570 | -1570 | -464 | 70 | []

## 1730Curative
Detailed results
Generated at: | 2026-05-06 08:49
Business day: | 06.05.2026
Timestamp: | 17:30
Border & direction: | South-Romania Import
Horizon: | ID
Remedial actions: | true
Evaluation type: | curative
TTC [MW]: | 2601
Fallback applied | false
Loading threshold | 0.7
Applied RAs
CO ID | RA ID | Name of the RA | Usage | Type | Location | Status
Limiting CNECs
CO ID | Name of the CO | Name of the CNE | CNE UCTE branch | Calculated I (A) | I max (PRE) | I max (CUR) | Margin (A) | Loading (%) | Applicable curative RAs
RO-BG_CO_00002 | N-1 TIE 400 kV TINTARENI-KOZLODUI 2 | [RO-RS] [OPP] TIE 400 kV Portile de Fier-Djerdap | RPDFE41 _XPF_DJ11_1:line | -1558 |  | -1570 | -12 | 99 | []
RO-RS_CO_00001, RO_RS_CO_00001 | N-1 TIE 400 kV Portile de Fier-Djerdap, N-1 TIE 400 kV PORTILE DE FIER - DJERDAP | [BG-RO] [OPP] TIE 400 kV TINTARENI-KOZLODUI 2 | XKO_TI12_VAECKO11_1:line | -1760 |  | 1890 | -130 | 93 | []
RO-RS_CO_00001, RO_RS_CO_00001 | N-1 TIE 400 kV Portile de Fier-Djerdap, N-1 TIE 400 kV PORTILE DE FIER - DJERDAP | [RO-BG] [OPP] TIE 400 kV TINTARENI-KOZLODUI 2 | RTINTB1 _XKO_TI12_1:line | -1752 |  | 1920 | -168 | 91 | []
RO_CO_00052 | N-1 OHL 400 kV Sofia Zapad -Nis | [RO-BG] [OPP] TIE 400 kV TINTARENI-KOZLODUI 2 | RTINTB1 _XKO_TI12_1:line | -1714 |  | 1920 | -206 | 89 | []
BG_RO_CO_00004 | N-1 TIE 400 kV MEDGIDIA SUD - VARNA | [BG-RO] [OPP] TIE 400 kV TINTARENI-KOZLODUI 2 | XKO_TI12_VAECKO11_1:line | -1576 |  | 1890 | -314 | 83 | []
BG_RO_CO_00005 | N-1 TIE 400 kV MEDGIDIA SUD - DOBRUDJA | [BG-RO] [OPP] TIE 400 kV TINTARENI-KOZLODUI 2 | XKO_TI12_VAECKO11_1:line | -1569 |  | 1890 | -321 | 83 | []
RO-BG_CO_00004 | N-1 TIE 400 kV MEDGIDIA SUD - VARNA | [RO-BG] [OPP] TIE 400 kV TINTARENI-KOZLODUI 2 | RTINTB1 _XKO_TI12_1:line | -1566 |  | 1920 | -354 | 82 | []
RO-BG_CO_00005 | N-1 TIE 400 kV DOBRUDJA- MEDGIDIA SUD | [RO-BG] [OPP] TIE 400 kV TINTARENI-KOZLODUI 2 | RTINTB1 _XKO_TI12_1:line | -1559 |  | 1920 | -361 | 81 | []
RO-MD_CO_00001 | N-1 TIE 400 kV Isaccea - Vulcanesti | [RO-BG] [OPP] TIE 400 kV TINTARENI-KOZLODUI 2 | RTINTB1 _XKO_TI12_1:line | -1518 |  | 1920 | -402 | 79 | []
BC | Base Case | [BG-RO] [OPP] TIE 400 kV TINTARENI-KOZLODUI 2 | XKO_TI12_VAECKO11_1:line | -1487 |  | 1890 | -403 | 79 | []
RO-RS_CO_00004 | N-1 TIE 400 kV Resita-Pancevo c1 | [RO-BG] [OPP] TIE 400 kV TINTARENI-KOZLODUI 2 | RTINTB1 _XKO_TI12_1:line | -1486 |  | 1920 | -434 | 77 | []
BC | Base Case | [RO-BG] [OPP] TIE 400 kV TINTARENI-KOZLODUI 2 | RTINTB1 _XKO_TI12_1:line | -1477 |  | 1920 | -443 | 77 | []
RO-RS_CO_00004 | N-1 TIE 400 kV Resita-Pancevo c1 | [RO-RS] [OPP] TIE 400 kV Portile de Fier-Djerdap | RPDFE41 _XPF_DJ11_1:line | -1106 |  | -1570 | -464 | 70 | []

## 1830Preventive
Detailed results
Generated at: | 2026-05-06 08:49
Business day: | 06.05.2026
Timestamp: | 18:30
Border & direction: | South-Romania Import
Horizon: | ID
Remedial actions: | true
Evaluation type: | preventive
TTC [MW]: | 3011
Fallback applied | false
Loading threshold | 0.7
Applied RAs
CO ID | RA ID | Name of the RA | Usage | Type | Location | Status
[n/a] | RO_RA_00001 | PRA 400/220kV AT3 Arad | preventive | pst |  | helpful
[n/a] | RO_RA_00002 | PRA 400/220kV AT Urechesti | preventive | pst |  | helpful
[n/a] | RO_RA_00011 | PRA 400 kV Tantareni-Kozlodui 1 | preventive | topological |  | helpful
[n/a] | RO_RA_00013 | PRA 400 kV Tantareni-Kozlodui 2 | preventive | topological |  | notApplied
[n/a] | RO_RA_00014 | PRA 400 kV Resita-Pancevo c2 | preventive | topological |  | notApplied
[n/a] | RO_RA_00016 | PRA 400 kV Resita-Pancevo c1 | preventive | topological |  | notApplied
Limiting CNECs
CO ID | Name of the CO | Name of the CNE | CNE UCTE branch | Calculated I (A) | I max (PRE) | I max (CUR) | Margin (A) | Loading (%) | Applicable curative RAs
BG_RO_CO_00001 | N-1 TIE 400 kV TINTARENI-KOZLODUI 1 | [BG-RO] [OPP] TIE 400 kV TINTARENI-KOZLODUI 2 | XKO_TI12_VAECKO11_1:line | -1530 | 1890 | 1890 | -360 | 81 | []
BG_RO_CO_00002 | N-1 TIE 400 kV TINTARENI-KOZLODUI 2 | [BG-RO] [OPP] TIE 400 kV TINTARENI-KOZLODUI 1 | XKO_TI11_VAECKO11_1:line | -1530 | 1890 | 1890 | -360 | 81 | []
RO-BG_CO_00001 | N-1 TIE 400 kV TINTARENI-KOZLODUI 1 | [RO-RS] [OPP] TIE 400 kV Portile de Fier-Djerdap | RPDFE41 _XPF_DJ11_1:line | -1253 | -1570 | -1570 | -317 | 80 | []
RO-BG_CO_00002 | N-1 TIE 400 kV TINTARENI-KOZLODUI 2 | [RO-RS] [OPP] TIE 400 kV Portile de Fier-Djerdap | RPDFE41 _XPF_DJ11_1:line | -1253 | -1570 | -1570 | -317 | 80 | []
RO-BG_CO_00002 | N-1 TIE 400 kV TINTARENI-KOZLODUI 2 | [RO-BG] [OPP] TIE 400 kV TINTARENI-KOZLODUI 1 | RTINTB1 _XKO_TI11_1:line | -1517 | 1920 | 1920 | -403 | 79 | []
RO-BG_CO_00001 | N-1 TIE 400 kV TINTARENI-KOZLODUI 1 | [RO-BG] [OPP] TIE 400 kV TINTARENI-KOZLODUI 2 | RTINTB1 _XKO_TI12_1:line | -1517 | 1920 | 1920 | -403 | 79 | []
RO-RS_CO_00004 | N-1 TIE 400 kV Resita-Pancevo c1 | [RO-RS] [OPP] TIE 400 kV Portile de Fier-Djerdap | RPDFE41 _XPF_DJ11_1:line | -1188 | -1570 | -1570 | -382 | 76 | []
RO-HU_CO_00001 | N-1 TIE 400 kV Arad-Sandorfalva | [RO-RS] [OPP] TIE 400 kV Portile de Fier-Djerdap | RPDFE41 _XPF_DJ11_1:line | -1138 | -1570 | -1570 | -432 | 72 | []
RO_CO_00027 | N-1 TRA 400/220 kV AT3 Arad | [RO-RS] [OPP] TIE 400 kV Portile de Fier-Djerdap | RPDFE41 _XPF_DJ11_1:line | -1126 | -1570 | -1570 | -444 | 72 | []
RO-HU_CO_00002 | N-1 TIE 400 kV Nadab-Bekescsaba | [RO-RS] [OPP] TIE 400 kV Portile de Fier-Djerdap | RPDFE41 _XPF_DJ11_1:line | -1112 | -1570 | -1570 | -458 | 71 | []
RO-UA_CO_00001 | N-1 TIE 400 kV Rosiori-Mukacevo | [RO-RS] [OPP] TIE 400 kV Portile de Fier-Djerdap | RPDFE41 _XPF_DJ11_1:line | -1102 | -1570 | -1570 | -468 | 70 | []
BC | Base Case | [RO-RS] [OPP] TIE 400 kV Portile de Fier-Djerdap | RPDFE41 _XPF_DJ11_1:line | -1100 | -1570 | -1570 | -470 | 70 | []

## 1830Curative
Detailed results
Generated at: | 2026-05-06 08:49
Business day: | 06.05.2026
Timestamp: | 18:30
Border & direction: | South-Romania Import
Horizon: | ID
Remedial actions: | true
Evaluation type: | curative
TTC [MW]: | 3011
Fallback applied | false
Loading threshold | 0.7
Applied RAs
CO ID | RA ID | Name of the RA | Usage | Type | Location | Status
[n/a] | RO_RA_00001 | PRA 400/220kV AT3 Arad | preventive | pst |  | helpful
[n/a] | RO_RA_00002 | PRA 400/220kV AT Urechesti | preventive | pst |  | helpful
[n/a] | RO_RA_00011 | PRA 400 kV Tantareni-Kozlodui 1 | preventive | topological |  | helpful
[n/a] | RO_RA_00013 | PRA 400 kV Tantareni-Kozlodui 2 | preventive | topological |  | notApplied
[n/a] | RO_RA_00014 | PRA 400 kV Resita-Pancevo c2 | preventive | topological |  | notApplied
[n/a] | RO_RA_00016 | PRA 400 kV Resita-Pancevo c1 | preventive | topological |  | notApplied
Limiting CNECs
CO ID | Name of the CO | Name of the CNE | CNE UCTE branch | Calculated I (A) | I max (PRE) | I max (CUR) | Margin (A) | Loading (%) | Applicable curative RAs
BG_RO_CO_00001 | N-1 TIE 400 kV TINTARENI-KOZLODUI 1 | [BG-RO] [OPP] TIE 400 kV TINTARENI-KOZLODUI 2 | XKO_TI12_VAECKO11_1:line | -1530 |  | 1890 | -360 | 81 | []
BG_RO_CO_00002 | N-1 TIE 400 kV TINTARENI-KOZLODUI 2 | [BG-RO] [OPP] TIE 400 kV TINTARENI-KOZLODUI 1 | XKO_TI11_VAECKO11_1:line | -1530 |  | 1890 | -360 | 81 | []
RO-BG_CO_00001 | N-1 TIE 400 kV TINTARENI-KOZLODUI 1 | [RO-RS] [OPP] TIE 400 kV Portile de Fier-Djerdap | RPDFE41 _XPF_DJ11_1:line | -1253 |  | -1570 | -317 | 80 | []
RO-BG_CO_00002 | N-1 TIE 400 kV TINTARENI-KOZLODUI 2 | [RO-RS] [OPP] TIE 400 kV Portile de Fier-Djerdap | RPDFE41 _XPF_DJ11_1:line | -1253 |  | -1570 | -317 | 80 | []
RO-BG_CO_00002 | N-1 TIE 400 kV TINTARENI-KOZLODUI 2 | [RO-BG] [OPP] TIE 400 kV TINTARENI-KOZLODUI 1 | RTINTB1 _XKO_TI11_1:line | -1517 |  | 1920 | -403 | 79 | []
RO-BG_CO_00001 | N-1 TIE 400 kV TINTARENI-KOZLODUI 1 | [RO-BG] [OPP] TIE 400 kV TINTARENI-KOZLODUI 2 | RTINTB1 _XKO_TI12_1:line | -1517 |  | 1920 | -403 | 79 | []
RO-RS_CO_00004 | N-1 TIE 400 kV Resita-Pancevo c1 | [RO-RS] [OPP] TIE 400 kV Portile de Fier-Djerdap | RPDFE41 _XPF_DJ11_1:line | -1188 |  | -1570 | -382 | 76 | []
RO-HU_CO_00001 | N-1 TIE 400 kV Arad-Sandorfalva | [RO-RS] [OPP] TIE 400 kV Portile de Fier-Djerdap | RPDFE41 _XPF_DJ11_1:line | -1138 |  | -1570 | -432 | 72 | []
RO_CO_00027 | N-1 TRA 400/220 kV AT3 Arad | [RO-RS] [OPP] TIE 400 kV Portile de Fier-Djerdap | RPDFE41 _XPF_DJ11_1:line | -1126 |  | -1570 | -444 | 72 | []
RO-HU_CO_00002 | N-1 TIE 400 kV Nadab-Bekescsaba | [RO-RS] [OPP] TIE 400 kV Portile de Fier-Djerdap | RPDFE41 _XPF_DJ11_1:line | -1112 |  | -1570 | -458 | 71 | []
RO-UA_CO_00001 | N-1 TIE 400 kV Rosiori-Mukacevo | [RO-RS] [OPP] TIE 400 kV Portile de Fier-Djerdap | RPDFE41 _XPF_DJ11_1:line | -1102 |  | -1570 | -468 | 70 | []
BC | Base Case | [RO-RS] [OPP] TIE 400 kV Portile de Fier-Djerdap | RPDFE41 _XPF_DJ11_1:line | -1100 |  | -1570 | -470 | 70 | []

## 1930Preventive
Detailed results
Generated at: | 2026-05-06 08:49
Business day: | 06.05.2026
Timestamp: | 19:30
Border & direction: | South-Romania Import
Horizon: | ID
Remedial actions: | true
Evaluation type: | preventive
TTC [MW]: | 3722
Fallback applied | false
Loading threshold | 0.7
Applied RAs
CO ID | RA ID | Name of the RA | Usage | Type | Location | Status
Limiting CNECs
CO ID | Name of the CO | Name of the CNE | CNE UCTE branch | Calculated I (A) | I max (PRE) | I max (CUR) | Margin (A) | Loading (%) | Applicable curative RAs
BG_RO_CO_00001 | N-1 TIE 400 kV TINTARENI-KOZLODUI 1 | [BG-RO] [OPP] TIE 400 kV TINTARENI-KOZLODUI 2 | XKO_TI12_VAECKO11_1:line | -1888 | 1890 | 1890 | -2 | 100 | []
BG_RO_CO_00002 | N-1 TIE 400 kV TINTARENI-KOZLODUI 2 | [BG-RO] [OPP] TIE 400 kV TINTARENI-KOZLODUI 1 | XKO_TI11_VAECKO11_1:line | -1888 | 1890 | 1890 | -2 | 100 | []
RO-BG_CO_00001 | N-1 TIE 400 kV TINTARENI-KOZLODUI 1 | [RO-BG] [OPP] TIE 400 kV TINTARENI-KOZLODUI 2 | RTINTB1 _XKO_TI12_1:line | -1876 | 1920 | 1920 | -44 | 98 | []
RO-BG_CO_00002 | N-1 TIE 400 kV TINTARENI-KOZLODUI 2 | [RO-BG] [OPP] TIE 400 kV TINTARENI-KOZLODUI 1 | RTINTB1 _XKO_TI11_1:line | -1876 | 1920 | 1920 | -44 | 98 | []
RO-BG_CO_00002 | N-1 TIE 400 kV TINTARENI-KOZLODUI 2 | [RO-RS] [OPP] TIE 400 kV Portile de Fier-Djerdap | RPDFE41 _XPF_DJ11_1:line | -1510 | -1570 | -1570 | -60 | 96 | []
RO-BG_CO_00001 | N-1 TIE 400 kV TINTARENI-KOZLODUI 1 | [RO-RS] [OPP] TIE 400 kV Portile de Fier-Djerdap | RPDFE41 _XPF_DJ11_1:line | -1510 | -1570 | -1570 | -60 | 96 | []
RO-RS_CO_00004 | N-1 TIE 400 kV Resita-Pancevo c1 | [RO-RS] [OPP] TIE 400 kV Portile de Fier-Djerdap | RPDFE41 _XPF_DJ11_1:line | -1464 | -1570 | -1570 | -106 | 93 | []
RO-HU_CO_00001 | N-1 TIE 400 kV Arad-Sandorfalva | [RO-RS] [OPP] TIE 400 kV Portile de Fier-Djerdap | RPDFE41 _XPF_DJ11_1:line | -1385 | -1570 | -1570 | -185 | 88 | []
RO-HU_CO_00002 | N-1 TIE 400 kV Nadab-Bekescsaba | [RO-RS] [OPP] TIE 400 kV Portile de Fier-Djerdap | RPDFE41 _XPF_DJ11_1:line | -1358 | -1570 | -1570 | -212 | 86 | []
BC | Base Case | [RO-RS] [OPP] TIE 400 kV Portile de Fier-Djerdap | RPDFE41 _XPF_DJ11_1:line | -1351 | -1570 | -1570 | -219 | 86 | []
RO_CO_00002 | N-1 OHL 400 kV Mintia-Arad | [RO-RS] [OPP] TIE 400 kV Portile de Fier-Djerdap | RPDFE41 _XPF_DJ11_1:line | -1350 | -1570 | -1570 | -220 | 86 | []
RO-UA_CO_00001 | N-1 TIE 400 kV Rosiori-Mukacevo | [RO-RS] [OPP] TIE 400 kV Portile de Fier-Djerdap | RPDFE41 _XPF_DJ11_1:line | -1348 | -1570 | -1570 | -222 | 86 | []
RO_CO_00027 | N-1 TRA 400/220 kV AT3 Arad | [RO-RS] [OPP] TIE 400 kV Portile de Fier-Djerdap | RPDFE41 _XPF_DJ11_1:line | -1346 | -1570 | -1570 | -224 | 86 | []
RO-MD_CO_00001 | N-1 TIE 400 kV Isaccea - Vulcanesti | [RO-RS] [OPP] TIE 400 kV Portile de Fier-Djerdap | RPDFE41 _XPF_DJ11_1:line | -1265 | -1570 | -1570 | -305 | 81 | []
RO_CO_00001 | N-1 OHL 220 kV Portile de Fier-Resita 1&2 | [RO-RS] [OPP] TIE 400 kV Portile de Fier-Djerdap | RPDFE41 _XPF_DJ11_1:line | -1261 | -1570 | -1570 | -309 | 80 | []
RO_CO_00029 | N-1 OHL 220 kV Resita-Timisoara 1&2 | [RO-RS] [OPP] TIE 400 kV Portile de Fier-Djerdap | RPDFE41 _XPF_DJ11_1:line | -1212 | -1570 | -1570 | -358 | 77 | []
RO_CO_00052 | N-1 OHL 400 kV Sofia Zapad -Nis | [RO-RS] [OPP] TIE 400 kV Portile de Fier-Djerdap | RPDFE41 _XPF_DJ11_1:line | -1194 | -1570 | -1570 | -376 | 76 | []
RO-RS_CO_00001, RO_RS_CO_00001 | N-1 TIE 400 kV Portile de Fier-Djerdap, N-1 TIE 400 kV PORTILE DE FIER - DJERDAP | [BG-RO] [OPP] TIE 400 kV TINTARENI-KOZLODUI 2 | XKO_TI12_VAECKO11_1:line | -1380 | 1890 | 1890 | -510 | 73 | []
RO-RS_CO_00001, RO_RS_CO_00001 | N-1 TIE 400 kV Portile de Fier-Djerdap, N-1 TIE 400 kV PORTILE DE FIER - DJERDAP | [BG-RO] [OPP] TIE 400 kV TINTARENI-KOZLODUI 1 | XKO_TI11_VAECKO11_1:line | -1380 | 1890 | 1890 | -510 | 73 | []
RO-RS_CO_00001, RO_RS_CO_00001 | N-1 TIE 400 kV Portile de Fier-Djerdap, N-1 TIE 400 kV PORTILE DE FIER - DJERDAP | [RO-BG] [OPP] TIE 400 kV TINTARENI-KOZLODUI 2 | RTINTB1 _XKO_TI12_1:line | -1372 | 1920 | 1920 | -548 | 71 | []
RO-RS_CO_00001, RO_RS_CO_00001 | N-1 TIE 400 kV Portile de Fier-Djerdap, N-1 TIE 400 kV PORTILE DE FIER - DJERDAP | [RO-BG] [OPP] TIE 400 kV TINTARENI-KOZLODUI 1 | RTINTB1 _XKO_TI11_1:line | -1372 | 1920 | 1920 | -548 | 71 | []

## 1930Curative
Detailed results
Generated at: | 2026-05-06 08:49
Business day: | 06.05.2026
Timestamp: | 19:30
Border & direction: | South-Romania Import
Horizon: | ID
Remedial actions: | true
Evaluation type: | curative
TTC [MW]: | 3722
Fallback applied | false
Loading threshold | 0.7
Applied RAs
CO ID | RA ID | Name of the RA | Usage | Type | Location | Status
Limiting CNECs
CO ID | Name of the CO | Name of the CNE | CNE UCTE branch | Calculated I (A) | I max (PRE) | I max (CUR) | Margin (A) | Loading (%) | Applicable curative RAs
BG_RO_CO_00001 | N-1 TIE 400 kV TINTARENI-KOZLODUI 1 | [BG-RO] [OPP] TIE 400 kV TINTARENI-KOZLODUI 2 | XKO_TI12_VAECKO11_1:line | -1888 |  | 1890 | -2 | 100 | []
BG_RO_CO_00002 | N-1 TIE 400 kV TINTARENI-KOZLODUI 2 | [BG-RO] [OPP] TIE 400 kV TINTARENI-KOZLODUI 1 | XKO_TI11_VAECKO11_1:line | -1888 |  | 1890 | -2 | 100 | []
RO-BG_CO_00001 | N-1 TIE 400 kV TINTARENI-KOZLODUI 1 | [RO-BG] [OPP] TIE 400 kV TINTARENI-KOZLODUI 2 | RTINTB1 _XKO_TI12_1:line | -1876 |  | 1920 | -44 | 98 | []
RO-BG_CO_00002 | N-1 TIE 400 kV TINTARENI-KOZLODUI 2 | [RO-BG] [OPP] TIE 400 kV TINTARENI-KOZLODUI 1 | RTINTB1 _XKO_TI11_1:line | -1876 |  | 1920 | -44 | 98 | []
RO-BG_CO_00002 | N-1 TIE 400 kV TINTARENI-KOZLODUI 2 | [RO-RS] [OPP] TIE 400 kV Portile de Fier-Djerdap | RPDFE41 _XPF_DJ11_1:line | -1510 |  | -1570 | -60 | 96 | []
RO-BG_CO_00001 | N-1 TIE 400 kV TINTARENI-KOZLODUI 1 | [RO-RS] [OPP] TIE 400 kV Portile de Fier-Djerdap | RPDFE41 _XPF_DJ11_1:line | -1510 |  | -1570 | -60 | 96 | []
RO-RS_CO_00004 | N-1 TIE 400 kV Resita-Pancevo c1 | [RO-RS] [OPP] TIE 400 kV Portile de Fier-Djerdap | RPDFE41 _XPF_DJ11_1:line | -1464 |  | -1570 | -106 | 93 | []
RO-HU_CO_00001 | N-1 TIE 400 kV Arad-Sandorfalva | [RO-RS] [OPP] TIE 400 kV Portile de Fier-Djerdap | RPDFE41 _XPF_DJ11_1:line | -1385 |  | -1570 | -185 | 88 | []
RO-HU_CO_00002 | N-1 TIE 400 kV Nadab-Bekescsaba | [RO-RS] [OPP] TIE 400 kV Portile de Fier-Djerdap | RPDFE41 _XPF_DJ11_1:line | -1358 |  | -1570 | -212 | 86 | []
BC | Base Case | [RO-RS] [OPP] TIE 400 kV Portile de Fier-Djerdap | RPDFE41 _XPF_DJ11_1:line | -1351 |  | -1570 | -219 | 86 | []
RO_CO_00002 | N-1 OHL 400 kV Mintia-Arad | [RO-RS] [OPP] TIE 400 kV Portile de Fier-Djerdap | RPDFE41 _XPF_DJ11_1:line | -1350 |  | -1570 | -220 | 86 | []
RO-UA_CO_00001 | N-1 TIE 400 kV Rosiori-Mukacevo | [RO-RS] [OPP] TIE 400 kV Portile de Fier-Djerdap | RPDFE41 _XPF_DJ11_1:line | -1348 |  | -1570 | -222 | 86 | []
RO_CO_00027 | N-1 TRA 400/220 kV AT3 Arad | [RO-RS] [OPP] TIE 400 kV Portile de Fier-Djerdap | RPDFE41 _XPF_DJ11_1:line | -1346 |  | -1570 | -224 | 86 | []
RO-MD_CO_00001 | N-1 TIE 400 kV Isaccea - Vulcanesti | [RO-RS] [OPP] TIE 400 kV Portile de Fier-Djerdap | RPDFE41 _XPF_DJ11_1:line | -1265 |  | -1570 | -305 | 81 | []
RO_CO_00001 | N-1 OHL 220 kV Portile de Fier-Resita 1&2 | [RO-RS] [OPP] TIE 400 kV Portile de Fier-Djerdap | RPDFE41 _XPF_DJ11_1:line | -1261 |  | -1570 | -309 | 80 | []
RO_CO_00029 | N-1 OHL 220 kV Resita-Timisoara 1&2 | [RO-RS] [OPP] TIE 400 kV Portile de Fier-Djerdap | RPDFE41 _XPF_DJ11_1:line | -1212 |  | -1570 | -358 | 77 | []
RO_CO_00052 | N-1 OHL 400 kV Sofia Zapad -Nis | [RO-RS] [OPP] TIE 400 kV Portile de Fier-Djerdap | RPDFE41 _XPF_DJ11_1:line | -1194 |  | -1570 | -376 | 76 | []
RO-RS_CO_00001, RO_RS_CO_00001 | N-1 TIE 400 kV Portile de Fier-Djerdap, N-1 TIE 400 kV PORTILE DE FIER - DJERDAP | [BG-RO] [OPP] TIE 400 kV TINTARENI-KOZLODUI 2 | XKO_TI12_VAECKO11_1:line | -1380 |  | 1890 | -510 | 73 | []
RO-RS_CO_00001, RO_RS_CO_00001 | N-1 TIE 400 kV Portile de Fier-Djerdap, N-1 TIE 400 kV PORTILE DE FIER - DJERDAP | [BG-RO] [OPP] TIE 400 kV TINTARENI-KOZLODUI 1 | XKO_TI11_VAECKO11_1:line | -1380 |  | 1890 | -510 | 73 | []
RO-RS_CO_00001, RO_RS_CO_00001 | N-1 TIE 400 kV Portile de Fier-Djerdap, N-1 TIE 400 kV PORTILE DE FIER - DJERDAP | [RO-BG] [OPP] TIE 400 kV TINTARENI-KOZLODUI 2 | RTINTB1 _XKO_TI12_1:line | -1372 |  | 1920 | -548 | 71 | []
RO-RS_CO_00001, RO_RS_CO_00001 | N-1 TIE 400 kV Portile de Fier-Djerdap, N-1 TIE 400 kV PORTILE DE FIER - DJERDAP | [RO-BG] [OPP] TIE 400 kV TINTARENI-KOZLODUI 1 | RTINTB1 _XKO_TI11_1:line | -1372 |  | 1920 | -548 | 71 | []

## 2030Preventive
Detailed results
Generated at: | 2026-05-06 08:49
Business day: | 06.05.2026
Timestamp: | 20:30
Border & direction: | South-Romania Import
Horizon: | ID
Remedial actions: | true
Evaluation type: | preventive
TTC [MW]: | 3568
Fallback applied | false
Loading threshold | 0.7
Applied RAs
CO ID | RA ID | Name of the RA | Usage | Type | Location | Status
[n/a] | RO_RA_00001 | PRA 400/220kV AT3 Arad | preventive | pst |  | helpful
[n/a] | RO_RA_00002 | PRA 400/220kV AT Urechesti | preventive | pst |  | helpful
[n/a] | RO_RA_00011 | PRA 400 kV Tantareni-Kozlodui 1 | preventive | topological |  | notApplied
[n/a] | RO_RA_00013 | PRA 400 kV Tantareni-Kozlodui 2 | preventive | topological |  | notApplied
[n/a] | RO_RA_00014 | PRA 400 kV Resita-Pancevo c2 | preventive | topological |  | notApplied
[n/a] | RO_RA_00016 | PRA 400 kV Resita-Pancevo c1 | preventive | topological |  | notApplied
Limiting CNECs
CO ID | Name of the CO | Name of the CNE | CNE UCTE branch | Calculated I (A) | I max (PRE) | I max (CUR) | Margin (A) | Loading (%) | Applicable curative RAs
RO-BG_CO_00001 | N-1 TIE 400 kV TINTARENI-KOZLODUI 1 | [RO-RS] [OPP] TIE 400 kV Portile de Fier-Djerdap | RPDFE41 _XPF_DJ11_1:line | -1565 | -1570 | -1570 | -5 | 100 | []
RO-BG_CO_00002 | N-1 TIE 400 kV TINTARENI-KOZLODUI 2 | [RO-RS] [OPP] TIE 400 kV Portile de Fier-Djerdap | RPDFE41 _XPF_DJ11_1:line | -1565 | -1570 | -1570 | -5 | 100 | []
BG_RO_CO_00001 | N-1 TIE 400 kV TINTARENI-KOZLODUI 1 | [BG-RO] [OPP] TIE 400 kV TINTARENI-KOZLODUI 2 | XKO_TI12_VAECKO11_1:line | -1810 | 1890 | 1890 | -80 | 96 | []
BG_RO_CO_00002 | N-1 TIE 400 kV TINTARENI-KOZLODUI 2 | [BG-RO] [OPP] TIE 400 kV TINTARENI-KOZLODUI 1 | XKO_TI11_VAECKO11_1:line | -1810 | 1890 | 1890 | -80 | 96 | []
RO-BG_CO_00001 | N-1 TIE 400 kV TINTARENI-KOZLODUI 1 | [RO-BG] [OPP] TIE 400 kV TINTARENI-KOZLODUI 2 | RTINTB1 _XKO_TI12_1:line | -1798 | 1920 | 1920 | -122 | 94 | []
RO-BG_CO_00002 | N-1 TIE 400 kV TINTARENI-KOZLODUI 2 | [RO-BG] [OPP] TIE 400 kV TINTARENI-KOZLODUI 1 | RTINTB1 _XKO_TI11_1:line | -1798 | 1920 | 1920 | -122 | 94 | []
RO-HU_CO_00001 | N-1 TIE 400 kV Arad-Sandorfalva | [RO-RS] [OPP] TIE 400 kV Portile de Fier-Djerdap | RPDFE41 _XPF_DJ11_1:line | -1446 | -1570 | -1570 | -124 | 92 | []
RO_CO_00027 | N-1 TRA 400/220 kV AT3 Arad | [RO-RS] [OPP] TIE 400 kV Portile de Fier-Djerdap | RPDFE41 _XPF_DJ11_1:line | -1430 | -1570 | -1570 | -140 | 91 | []
RO-RS_CO_00004 | N-1 TIE 400 kV Resita-Pancevo c1 | [RO-RS] [OPP] TIE 400 kV Portile de Fier-Djerdap | RPDFE41 _XPF_DJ11_1:line | -1424 | -1570 | -1570 | -146 | 91 | []
RO-HU_CO_00002 | N-1 TIE 400 kV Nadab-Bekescsaba | [RO-RS] [OPP] TIE 400 kV Portile de Fier-Djerdap | RPDFE41 _XPF_DJ11_1:line | -1420 | -1570 | -1570 | -150 | 90 | []
BC | Base Case | [RO-RS] [OPP] TIE 400 kV Portile de Fier-Djerdap | RPDFE41 _XPF_DJ11_1:line | -1418 | -1570 | -1570 | -152 | 90 | []
RO-UA_CO_00001 | N-1 TIE 400 kV Rosiori-Mukacevo | [RO-RS] [OPP] TIE 400 kV Portile de Fier-Djerdap | RPDFE41 _XPF_DJ11_1:line | -1410 | -1570 | -1570 | -160 | 90 | []
RO_CO_00002 | N-1 OHL 400 kV Mintia-Arad | [RO-RS] [OPP] TIE 400 kV Portile de Fier-Djerdap | RPDFE41 _XPF_DJ11_1:line | -1407 | -1570 | -1570 | -163 | 90 | []
RO-MD_CO_00001 | N-1 TIE 400 kV Isaccea - Vulcanesti | [RO-RS] [OPP] TIE 400 kV Portile de Fier-Djerdap | RPDFE41 _XPF_DJ11_1:line | -1330 | -1570 | -1570 | -240 | 85 | []
RO_CO_00001 | N-1 OHL 220 kV Portile de Fier-Resita 1&2 | [RO-RS] [OPP] TIE 400 kV Portile de Fier-Djerdap | RPDFE41 _XPF_DJ11_1:line | -1322 | -1570 | -1570 | -248 | 84 | []
RO_CO_00029 | N-1 OHL 220 kV Resita-Timisoara 1&2 | [RO-RS] [OPP] TIE 400 kV Portile de Fier-Djerdap | RPDFE41 _XPF_DJ11_1:line | -1291 | -1570 | -1570 | -279 | 82 | []
RO_CO_00052 | N-1 OHL 400 kV Sofia Zapad -Nis | [RO-RS] [OPP] TIE 400 kV Portile de Fier-Djerdap | RPDFE41 _XPF_DJ11_1:line | -1241 | -1570 | -1570 | -329 | 79 | []
RO-RS_CO_00001, RO_RS_CO_00001 | N-1 TIE 400 kV Portile de Fier-Djerdap, N-1 TIE 400 kV PORTILE DE FIER - DJERDAP | [BG-RO] [OPP] TIE 400 kV TINTARENI-KOZLODUI 1 | XKO_TI11_VAECKO11_1:line | -1332 | 1890 | 1890 | -558 | 70 | []
RO-RS_CO_00001, RO_RS_CO_00001 | N-1 TIE 400 kV Portile de Fier-Djerdap, N-1 TIE 400 kV PORTILE DE FIER - DJERDAP | [BG-RO] [OPP] TIE 400 kV TINTARENI-KOZLODUI 2 | XKO_TI12_VAECKO11_1:line | -1332 | 1890 | 1890 | -558 | 70 | []

## 2030Curative
Detailed results
Generated at: | 2026-05-06 08:49
Business day: | 06.05.2026
Timestamp: | 20:30
Border & direction: | South-Romania Import
Horizon: | ID
Remedial actions: | true
Evaluation type: | curative
TTC [MW]: | 3568
Fallback applied | false
Loading threshold | 0.7
Applied RAs
CO ID | RA ID | Name of the RA | Usage | Type | Location | Status
[n/a] | RO_RA_00001 | PRA 400/220kV AT3 Arad | preventive | pst |  | helpful
[n/a] | RO_RA_00002 | PRA 400/220kV AT Urechesti | preventive | pst |  | helpful
[n/a] | RO_RA_00011 | PRA 400 kV Tantareni-Kozlodui 1 | preventive | topological |  | notApplied
[n/a] | RO_RA_00013 | PRA 400 kV Tantareni-Kozlodui 2 | preventive | topological |  | notApplied
[n/a] | RO_RA_00014 | PRA 400 kV Resita-Pancevo c2 | preventive | topological |  | notApplied
[n/a] | RO_RA_00016 | PRA 400 kV Resita-Pancevo c1 | preventive | topological |  | notApplied
Limiting CNECs
CO ID | Name of the CO | Name of the CNE | CNE UCTE branch | Calculated I (A) | I max (PRE) | I max (CUR) | Margin (A) | Loading (%) | Applicable curative RAs
RO-BG_CO_00001 | N-1 TIE 400 kV TINTARENI-KOZLODUI 1 | [RO-RS] [OPP] TIE 400 kV Portile de Fier-Djerdap | RPDFE41 _XPF_DJ11_1:line | -1565 |  | -1570 | -5 | 100 | []
RO-BG_CO_00002 | N-1 TIE 400 kV TINTARENI-KOZLODUI 2 | [RO-RS] [OPP] TIE 400 kV Portile de Fier-Djerdap | RPDFE41 _XPF_DJ11_1:line | -1565 |  | -1570 | -5 | 100 | []
BG_RO_CO_00001 | N-1 TIE 400 kV TINTARENI-KOZLODUI 1 | [BG-RO] [OPP] TIE 400 kV TINTARENI-KOZLODUI 2 | XKO_TI12_VAECKO11_1:line | -1810 |  | 1890 | -80 | 96 | []
BG_RO_CO_00002 | N-1 TIE 400 kV TINTARENI-KOZLODUI 2 | [BG-RO] [OPP] TIE 400 kV TINTARENI-KOZLODUI 1 | XKO_TI11_VAECKO11_1:line | -1810 |  | 1890 | -80 | 96 | []
RO-BG_CO_00001 | N-1 TIE 400 kV TINTARENI-KOZLODUI 1 | [RO-BG] [OPP] TIE 400 kV TINTARENI-KOZLODUI 2 | RTINTB1 _XKO_TI12_1:line | -1798 |  | 1920 | -122 | 94 | []
RO-BG_CO_00002 | N-1 TIE 400 kV TINTARENI-KOZLODUI 2 | [RO-BG] [OPP] TIE 400 kV TINTARENI-KOZLODUI 1 | RTINTB1 _XKO_TI11_1:line | -1798 |  | 1920 | -122 | 94 | []
RO-HU_CO_00001 | N-1 TIE 400 kV Arad-Sandorfalva | [RO-RS] [OPP] TIE 400 kV Portile de Fier-Djerdap | RPDFE41 _XPF_DJ11_1:line | -1446 |  | -1570 | -124 | 92 | []
RO_CO_00027 | N-1 TRA 400/220 kV AT3 Arad | [RO-RS] [OPP] TIE 400 kV Portile de Fier-Djerdap | RPDFE41 _XPF_DJ11_1:line | -1430 |  | -1570 | -140 | 91 | []
RO-RS_CO_00004 | N-1 TIE 400 kV Resita-Pancevo c1 | [RO-RS] [OPP] TIE 400 kV Portile de Fier-Djerdap | RPDFE41 _XPF_DJ11_1:line | -1424 |  | -1570 | -146 | 91 | []
RO-HU_CO_00002 | N-1 TIE 400 kV Nadab-Bekescsaba | [RO-RS] [OPP] TIE 400 kV Portile de Fier-Djerdap | RPDFE41 _XPF_DJ11_1:line | -1420 |  | -1570 | -150 | 90 | []
BC | Base Case | [RO-RS] [OPP] TIE 400 kV Portile de Fier-Djerdap | RPDFE41 _XPF_DJ11_1:line | -1418 |  | -1570 | -152 | 90 | []
RO-UA_CO_00001 | N-1 TIE 400 kV Rosiori-Mukacevo | [RO-RS] [OPP] TIE 400 kV Portile de Fier-Djerdap | RPDFE41 _XPF_DJ11_1:line | -1410 |  | -1570 | -160 | 90 | []
RO_CO_00002 | N-1 OHL 400 kV Mintia-Arad | [RO-RS] [OPP] TIE 400 kV Portile de Fier-Djerdap | RPDFE41 _XPF_DJ11_1:line | -1407 |  | -1570 | -163 | 90 | []
RO-MD_CO_00001 | N-1 TIE 400 kV Isaccea - Vulcanesti | [RO-RS] [OPP] TIE 400 kV Portile de Fier-Djerdap | RPDFE41 _XPF_DJ11_1:line | -1330 |  | -1570 | -240 | 85 | []
RO_CO_00001 | N-1 OHL 220 kV Portile de Fier-Resita 1&2 | [RO-RS] [OPP] TIE 400 kV Portile de Fier-Djerdap | RPDFE41 _XPF_DJ11_1:line | -1322 |  | -1570 | -248 | 84 | []
RO_CO_00029 | N-1 OHL 220 kV Resita-Timisoara 1&2 | [RO-RS] [OPP] TIE 400 kV Portile de Fier-Djerdap | RPDFE41 _XPF_DJ11_1:line | -1291 |  | -1570 | -279 | 82 | []
RO_CO_00052 | N-1 OHL 400 kV Sofia Zapad -Nis | [RO-RS] [OPP] TIE 400 kV Portile de Fier-Djerdap | RPDFE41 _XPF_DJ11_1:line | -1241 |  | -1570 | -329 | 79 | []
RO-RS_CO_00001, RO_RS_CO_00001 | N-1 TIE 400 kV Portile de Fier-Djerdap, N-1 TIE 400 kV PORTILE DE FIER - DJERDAP | [BG-RO] [OPP] TIE 400 kV TINTARENI-KOZLODUI 1 | XKO_TI11_VAECKO11_1:line | -1332 |  | 1890 | -558 | 70 | []
RO-RS_CO_00001, RO_RS_CO_00001 | N-1 TIE 400 kV Portile de Fier-Djerdap, N-1 TIE 400 kV PORTILE DE FIER - DJERDAP | [BG-RO] [OPP] TIE 400 kV TINTARENI-KOZLODUI 2 | XKO_TI12_VAECKO11_1:line | -1332 |  | 1890 | -558 | 70 | []

## 2130Preventive
Detailed results
Generated at: | 2026-05-06 08:49
Business day: | 06.05.2026
Timestamp: | 21:30
Border & direction: | South-Romania Import
Horizon: | ID
Remedial actions: | true
Evaluation type: | preventive
TTC [MW]: | 3440
Fallback applied | false
Loading threshold | 0.7
Applied RAs
CO ID | RA ID | Name of the RA | Usage | Type | Location | Status
[n/a] | BG_RA_00001 | PRA 400 kV TINTARENI-KOZLODUI 1 | preventive | topological |  | notApplied
[n/a] | RO_RA_00001 | PRA 400/220kV AT3 Arad | preventive | pst |  | helpful
[n/a] | RO_RA_00002 | PRA 400/220kV AT Urechesti | preventive | pst |  | helpful
[n/a] | RO_RA_00011 | PRA 400 kV Tantareni-Kozlodui 1 | preventive | topological |  | helpful
[n/a] | RO_RA_00013 | PRA 400 kV Tantareni-Kozlodui 2 | preventive | topological |  | notApplied
[n/a] | RO_RA_00014 | PRA 400 kV Resita-Pancevo c2 | preventive | topological |  | helpful
[n/a] | RO_RA_00016 | PRA 400 kV Resita-Pancevo c1 | preventive | topological |  | notApplied
Limiting CNECs
CO ID | Name of the CO | Name of the CNE | CNE UCTE branch | Calculated I (A) | I max (PRE) | I max (CUR) | Margin (A) | Loading (%) | Applicable curative RAs
RO-BG_CO_00002 | N-1 TIE 400 kV TINTARENI-KOZLODUI 2 | [RO-RS] [OPP] TIE 400 kV Portile de Fier-Djerdap | RPDFE41 _XPF_DJ11_1:line | -1564 | -1570 | -1570 | -6 | 100 | []
RO-BG_CO_00001 | N-1 TIE 400 kV TINTARENI-KOZLODUI 1 | [RO-RS] [OPP] TIE 400 kV Portile de Fier-Djerdap | RPDFE41 _XPF_DJ11_1:line | -1564 | -1570 | -1570 | -6 | 100 | []
RO-HU_CO_00001 | N-1 TIE 400 kV Arad-Sandorfalva | [RO-RS] [OPP] TIE 400 kV Portile de Fier-Djerdap | RPDFE41 _XPF_DJ11_1:line | -1457 | -1570 | -1570 | -113 | 93 | []
BG_RO_CO_00002 | N-1 TIE 400 kV TINTARENI-KOZLODUI 2 | [BG-RO] [OPP] TIE 400 kV TINTARENI-KOZLODUI 1 | XKO_TI11_VAECKO11_1:line | -1743 | 1890 | 1890 | -147 | 92 | []
BG_RO_CO_00001 | N-1 TIE 400 kV TINTARENI-KOZLODUI 1 | [BG-RO] [OPP] TIE 400 kV TINTARENI-KOZLODUI 2 | XKO_TI12_VAECKO11_1:line | -1743 | 1890 | 1890 | -147 | 92 | []
RO_CO_00027 | N-1 TRA 400/220 kV AT3 Arad | [RO-RS] [OPP] TIE 400 kV Portile de Fier-Djerdap | RPDFE41 _XPF_DJ11_1:line | -1441 | -1570 | -1570 | -129 | 92 | []
RO-RS_CO_00004 | N-1 TIE 400 kV Resita-Pancevo c1 | [RO-RS] [OPP] TIE 400 kV Portile de Fier-Djerdap | RPDFE41 _XPF_DJ11_1:line | -1438 | -1570 | -1570 | -132 | 92 | []
RO-RS_CO_00003 | N-1 TIE 400 kV Resita-Pancevo c2 | [RO-RS] [OPP] TIE 400 kV Portile de Fier-Djerdap | RPDFE41 _XPF_DJ11_1:line | -1437 | -1570 | -1570 | -133 | 92 | []
RO-HU_CO_00002 | N-1 TIE 400 kV Nadab-Bekescsaba | [RO-RS] [OPP] TIE 400 kV Portile de Fier-Djerdap | RPDFE41 _XPF_DJ11_1:line | -1437 | -1570 | -1570 | -133 | 92 | []
RO-UA_CO_00001 | N-1 TIE 400 kV Rosiori-Mukacevo | [RO-RS] [OPP] TIE 400 kV Portile de Fier-Djerdap | RPDFE41 _XPF_DJ11_1:line | -1431 | -1570 | -1570 | -139 | 91 | []
BC | Base Case | [RO-RS] [OPP] TIE 400 kV Portile de Fier-Djerdap | RPDFE41 _XPF_DJ11_1:line | -1429 | -1570 | -1570 | -141 | 91 | []
RO_CO_00002 | N-1 OHL 400 kV Mintia-Arad | [RO-RS] [OPP] TIE 400 kV Portile de Fier-Djerdap | RPDFE41 _XPF_DJ11_1:line | -1426 | -1570 | -1570 | -144 | 91 | []
RO-BG_CO_00002 | N-1 TIE 400 kV TINTARENI-KOZLODUI 2 | [RO-BG] [OPP] TIE 400 kV TINTARENI-KOZLODUI 1 | RTINTB1 _XKO_TI11_1:line | -1731 | 1920 | 1920 | -189 | 90 | []
RO-BG_CO_00001 | N-1 TIE 400 kV TINTARENI-KOZLODUI 1 | [RO-BG] [OPP] TIE 400 kV TINTARENI-KOZLODUI 2 | RTINTB1 _XKO_TI12_1:line | -1731 | 1920 | 1920 | -189 | 90 | []
RO-MD_CO_00001 | N-1 TIE 400 kV Isaccea - Vulcanesti | [RO-RS] [OPP] TIE 400 kV Portile de Fier-Djerdap | RPDFE41 _XPF_DJ11_1:line | -1358 | -1570 | -1570 | -212 | 86 | []
RO_CO_00001 | N-1 OHL 220 kV Portile de Fier-Resita 1&2 | [RO-RS] [OPP] TIE 400 kV Portile de Fier-Djerdap | RPDFE41 _XPF_DJ11_1:line | -1345 | -1570 | -1570 | -225 | 86 | []
RO_CO_00029 | N-1 OHL 220 kV Resita-Timisoara 1&2 | [RO-RS] [OPP] TIE 400 kV Portile de Fier-Djerdap | RPDFE41 _XPF_DJ11_1:line | -1340 | -1570 | -1570 | -230 | 85 | []
RO_CO_00052 | N-1 OHL 400 kV Sofia Zapad -Nis | [RO-RS] [OPP] TIE 400 kV Portile de Fier-Djerdap | RPDFE41 _XPF_DJ11_1:line | -1289 | -1570 | -1570 | -281 | 82 | []

## 2130Curative
Detailed results
Generated at: | 2026-05-06 08:49
Business day: | 06.05.2026
Timestamp: | 21:30
Border & direction: | South-Romania Import
Horizon: | ID
Remedial actions: | true
Evaluation type: | curative
TTC [MW]: | 3440
Fallback applied | false
Loading threshold | 0.7
Applied RAs
CO ID | RA ID | Name of the RA | Usage | Type | Location | Status
[n/a] | BG_RA_00001 | PRA 400 kV TINTARENI-KOZLODUI 1 | preventive | topological |  | notApplied
[n/a] | RO_RA_00001 | PRA 400/220kV AT3 Arad | preventive | pst |  | helpful
[n/a] | RO_RA_00002 | PRA 400/220kV AT Urechesti | preventive | pst |  | helpful
[n/a] | RO_RA_00011 | PRA 400 kV Tantareni-Kozlodui 1 | preventive | topological |  | helpful
[n/a] | RO_RA_00013 | PRA 400 kV Tantareni-Kozlodui 2 | preventive | topological |  | notApplied
[n/a] | RO_RA_00014 | PRA 400 kV Resita-Pancevo c2 | preventive | topological |  | helpful
[n/a] | RO_RA_00016 | PRA 400 kV Resita-Pancevo c1 | preventive | topological |  | notApplied
Limiting CNECs
CO ID | Name of the CO | Name of the CNE | CNE UCTE branch | Calculated I (A) | I max (PRE) | I max (CUR) | Margin (A) | Loading (%) | Applicable curative RAs
RO-BG_CO_00002 | N-1 TIE 400 kV TINTARENI-KOZLODUI 2 | [RO-RS] [OPP] TIE 400 kV Portile de Fier-Djerdap | RPDFE41 _XPF_DJ11_1:line | -1564 |  | -1570 | -6 | 100 | []
RO-BG_CO_00001 | N-1 TIE 400 kV TINTARENI-KOZLODUI 1 | [RO-RS] [OPP] TIE 400 kV Portile de Fier-Djerdap | RPDFE41 _XPF_DJ11_1:line | -1564 |  | -1570 | -6 | 100 | []
RO-HU_CO_00001 | N-1 TIE 400 kV Arad-Sandorfalva | [RO-RS] [OPP] TIE 400 kV Portile de Fier-Djerdap | RPDFE41 _XPF_DJ11_1:line | -1457 |  | -1570 | -113 | 93 | []
BG_RO_CO_00002 | N-1 TIE 400 kV TINTARENI-KOZLODUI 2 | [BG-RO] [OPP] TIE 400 kV TINTARENI-KOZLODUI 1 | XKO_TI11_VAECKO11_1:line | -1743 |  | 1890 | -147 | 92 | []
BG_RO_CO_00001 | N-1 TIE 400 kV TINTARENI-KOZLODUI 1 | [BG-RO] [OPP] TIE 400 kV TINTARENI-KOZLODUI 2 | XKO_TI12_VAECKO11_1:line | -1743 |  | 1890 | -147 | 92 | []
RO_CO_00027 | N-1 TRA 400/220 kV AT3 Arad | [RO-RS] [OPP] TIE 400 kV Portile de Fier-Djerdap | RPDFE41 _XPF_DJ11_1:line | -1441 |  | -1570 | -129 | 92 | []
RO-RS_CO_00004 | N-1 TIE 400 kV Resita-Pancevo c1 | [RO-RS] [OPP] TIE 400 kV Portile de Fier-Djerdap | RPDFE41 _XPF_DJ11_1:line | -1438 |  | -1570 | -132 | 92 | []
RO-RS_CO_00003 | N-1 TIE 400 kV Resita-Pancevo c2 | [RO-RS] [OPP] TIE 400 kV Portile de Fier-Djerdap | RPDFE41 _XPF_DJ11_1:line | -1437 |  | -1570 | -133 | 92 | []
RO-HU_CO_00002 | N-1 TIE 400 kV Nadab-Bekescsaba | [RO-RS] [OPP] TIE 400 kV Portile de Fier-Djerdap | RPDFE41 _XPF_DJ11_1:line | -1437 |  | -1570 | -133 | 92 | []
RO-UA_CO_00001 | N-1 TIE 400 kV Rosiori-Mukacevo | [RO-RS] [OPP] TIE 400 kV Portile de Fier-Djerdap | RPDFE41 _XPF_DJ11_1:line | -1431 |  | -1570 | -139 | 91 | []
BC | Base Case | [RO-RS] [OPP] TIE 400 kV Portile de Fier-Djerdap | RPDFE41 _XPF_DJ11_1:line | -1429 |  | -1570 | -141 | 91 | []
RO_CO_00002 | N-1 OHL 400 kV Mintia-Arad | [RO-RS] [OPP] TIE 400 kV Portile de Fier-Djerdap | RPDFE41 _XPF_DJ11_1:line | -1426 |  | -1570 | -144 | 91 | []
RO-BG_CO_00002 | N-1 TIE 400 kV TINTARENI-KOZLODUI 2 | [RO-BG] [OPP] TIE 400 kV TINTARENI-KOZLODUI 1 | RTINTB1 _XKO_TI11_1:line | -1731 |  | 1920 | -189 | 90 | []
RO-BG_CO_00001 | N-1 TIE 400 kV TINTARENI-KOZLODUI 1 | [RO-BG] [OPP] TIE 400 kV TINTARENI-KOZLODUI 2 | RTINTB1 _XKO_TI12_1:line | -1731 |  | 1920 | -189 | 90 | []
RO-MD_CO_00001 | N-1 TIE 400 kV Isaccea - Vulcanesti | [RO-RS] [OPP] TIE 400 kV Portile de Fier-Djerdap | RPDFE41 _XPF_DJ11_1:line | -1358 |  | -1570 | -212 | 86 | []
RO_CO_00001 | N-1 OHL 220 kV Portile de Fier-Resita 1&2 | [RO-RS] [OPP] TIE 400 kV Portile de Fier-Djerdap | RPDFE41 _XPF_DJ11_1:line | -1345 |  | -1570 | -225 | 86 | []
RO_CO_00029 | N-1 OHL 220 kV Resita-Timisoara 1&2 | [RO-RS] [OPP] TIE 400 kV Portile de Fier-Djerdap | RPDFE41 _XPF_DJ11_1:line | -1340 |  | -1570 | -230 | 85 | []
RO_CO_00052 | N-1 OHL 400 kV Sofia Zapad -Nis | [RO-RS] [OPP] TIE 400 kV Portile de Fier-Djerdap | RPDFE41 _XPF_DJ11_1:line | -1289 |  | -1570 | -281 | 82 | []

## 2230Preventive
Detailed results
Generated at: | 2026-05-06 08:49
Business day: | 06.05.2026
Timestamp: | 22:30
Border & direction: | South-Romania Import
Horizon: | ID
Remedial actions: | true
Evaluation type: | preventive
TTC [MW]: | 3192
Fallback applied | false
Loading threshold | 0.7
Applied RAs
CO ID | RA ID | Name of the RA | Usage | Type | Location | Status
[n/a] | BG_RA_00001 | PRA 400 kV TINTARENI-KOZLODUI 1 | preventive | topological |  | notApplied
[n/a] | RO_RA_00001 | PRA 400/220kV AT3 Arad | preventive | pst |  | helpful
[n/a] | RO_RA_00002 | PRA 400/220kV AT Urechesti | preventive | pst |  | helpful
[n/a] | RO_RA_00011 | PRA 400 kV Tantareni-Kozlodui 1 | preventive | topological |  | helpful
[n/a] | RO_RA_00013 | PRA 400 kV Tantareni-Kozlodui 2 | preventive | topological |  | notApplied
[n/a] | RO_RA_00014 | PRA 400 kV Resita-Pancevo c2 | preventive | topological |  | helpful
[n/a] | RO_RA_00016 | PRA 400 kV Resita-Pancevo c1 | preventive | topological |  | notApplied
Limiting CNECs
CO ID | Name of the CO | Name of the CNE | CNE UCTE branch | Calculated I (A) | I max (PRE) | I max (CUR) | Margin (A) | Loading (%) | Applicable curative RAs
RO-BG_CO_00002 | N-1 TIE 400 kV TINTARENI-KOZLODUI 2 | [RO-RS] [OPP] TIE 400 kV Portile de Fier-Djerdap | RPDFE41 _XPF_DJ11_1:line | -1567 | -1570 | -1570 | -3 | 100 | []
RO-BG_CO_00001 | N-1 TIE 400 kV TINTARENI-KOZLODUI 1 | [RO-RS] [OPP] TIE 400 kV Portile de Fier-Djerdap | RPDFE41 _XPF_DJ11_1:line | -1567 | -1570 | -1570 | -3 | 100 | []
RO-HU_CO_00001 | N-1 TIE 400 kV Arad-Sandorfalva | [RO-RS] [OPP] TIE 400 kV Portile de Fier-Djerdap | RPDFE41 _XPF_DJ11_1:line | -1479 | -1570 | -1570 | -91 | 94 | []
RO-RS_CO_00004 | N-1 TIE 400 kV Resita-Pancevo c1 | [RO-RS] [OPP] TIE 400 kV Portile de Fier-Djerdap | RPDFE41 _XPF_DJ11_1:line | -1475 | -1570 | -1570 | -95 | 94 | []
RO-RS_CO_00003 | N-1 TIE 400 kV Resita-Pancevo c2 | [RO-RS] [OPP] TIE 400 kV Portile de Fier-Djerdap | RPDFE41 _XPF_DJ11_1:line | -1473 | -1570 | -1570 | -97 | 94 | []
RO_CO_00027 | N-1 TRA 400/220 kV AT3 Arad | [RO-RS] [OPP] TIE 400 kV Portile de Fier-Djerdap | RPDFE41 _XPF_DJ11_1:line | -1462 | -1570 | -1570 | -108 | 93 | []
RO-HU_CO_00002 | N-1 TIE 400 kV Nadab-Bekescsaba | [RO-RS] [OPP] TIE 400 kV Portile de Fier-Djerdap | RPDFE41 _XPF_DJ11_1:line | -1459 | -1570 | -1570 | -111 | 93 | []
RO-UA_CO_00001 | N-1 TIE 400 kV Rosiori-Mukacevo | [RO-RS] [OPP] TIE 400 kV Portile de Fier-Djerdap | RPDFE41 _XPF_DJ11_1:line | -1458 | -1570 | -1570 | -112 | 93 | []
RO_CO_00002 | N-1 OHL 400 kV Mintia-Arad | [RO-RS] [OPP] TIE 400 kV Portile de Fier-Djerdap | RPDFE41 _XPF_DJ11_1:line | -1451 | -1570 | -1570 | -119 | 92 | []
BC | Base Case | [RO-RS] [OPP] TIE 400 kV Portile de Fier-Djerdap | RPDFE41 _XPF_DJ11_1:line | -1447 | -1570 | -1570 | -123 | 92 | []
RO-MD_CO_00001 | N-1 TIE 400 kV Isaccea - Vulcanesti | [RO-RS] [OPP] TIE 400 kV Portile de Fier-Djerdap | RPDFE41 _XPF_DJ11_1:line | -1392 | -1570 | -1570 | -178 | 89 | []
RO_CO_00001 | N-1 OHL 220 kV Portile de Fier-Resita 1&2 | [RO-RS] [OPP] TIE 400 kV Portile de Fier-Djerdap | RPDFE41 _XPF_DJ11_1:line | -1381 | -1570 | -1570 | -189 | 88 | []
RO_CO_00029 | N-1 OHL 220 kV Resita-Timisoara 1&2 | [RO-RS] [OPP] TIE 400 kV Portile de Fier-Djerdap | RPDFE41 _XPF_DJ11_1:line | -1364 | -1570 | -1570 | -206 | 87 | []
RO_CO_00052 | N-1 OHL 400 kV Sofia Zapad -Nis | [RO-RS] [OPP] TIE 400 kV Portile de Fier-Djerdap | RPDFE41 _XPF_DJ11_1:line | -1350 | -1570 | -1570 | -220 | 86 | []
BG_RO_CO_00002 | N-1 TIE 400 kV TINTARENI-KOZLODUI 2 | [BG-RO] [OPP] TIE 400 kV TINTARENI-KOZLODUI 1 | XKO_TI11_VAECKO11_1:line | -1571 | 1890 | 1890 | -319 | 83 | []
BG_RO_CO_00001 | N-1 TIE 400 kV TINTARENI-KOZLODUI 1 | [BG-RO] [OPP] TIE 400 kV TINTARENI-KOZLODUI 2 | XKO_TI12_VAECKO11_1:line | -1571 | 1890 | 1890 | -319 | 83 | []
RO-BG_CO_00002 | N-1 TIE 400 kV TINTARENI-KOZLODUI 2 | [RO-BG] [OPP] TIE 400 kV TINTARENI-KOZLODUI 1 | RTINTB1 _XKO_TI11_1:line | -1556 | 1920 | 1920 | -364 | 81 | []
RO-BG_CO_00001 | N-1 TIE 400 kV TINTARENI-KOZLODUI 1 | [RO-BG] [OPP] TIE 400 kV TINTARENI-KOZLODUI 2 | RTINTB1 _XKO_TI12_1:line | -1556 | 1920 | 1920 | -364 | 81 | []

## 2230Curative
Detailed results
Generated at: | 2026-05-06 08:49
Business day: | 06.05.2026
Timestamp: | 22:30
Border & direction: | South-Romania Import
Horizon: | ID
Remedial actions: | true
Evaluation type: | curative
TTC [MW]: | 3192
Fallback applied | false
Loading threshold | 0.7
Applied RAs
CO ID | RA ID | Name of the RA | Usage | Type | Location | Status
[n/a] | BG_RA_00001 | PRA 400 kV TINTARENI-KOZLODUI 1 | preventive | topological |  | notApplied
[n/a] | RO_RA_00001 | PRA 400/220kV AT3 Arad | preventive | pst |  | helpful
[n/a] | RO_RA_00002 | PRA 400/220kV AT Urechesti | preventive | pst |  | helpful
[n/a] | RO_RA_00011 | PRA 400 kV Tantareni-Kozlodui 1 | preventive | topological |  | helpful
[n/a] | RO_RA_00013 | PRA 400 kV Tantareni-Kozlodui 2 | preventive | topological |  | notApplied
[n/a] | RO_RA_00014 | PRA 400 kV Resita-Pancevo c2 | preventive | topological |  | helpful
[n/a] | RO_RA_00016 | PRA 400 kV Resita-Pancevo c1 | preventive | topological |  | notApplied
Limiting CNECs
CO ID | Name of the CO | Name of the CNE | CNE UCTE branch | Calculated I (A) | I max (PRE) | I max (CUR) | Margin (A) | Loading (%) | Applicable curative RAs
RO-BG_CO_00002 | N-1 TIE 400 kV TINTARENI-KOZLODUI 2 | [RO-RS] [OPP] TIE 400 kV Portile de Fier-Djerdap | RPDFE41 _XPF_DJ11_1:line | -1567 |  | -1570 | -3 | 100 | []
RO-BG_CO_00001 | N-1 TIE 400 kV TINTARENI-KOZLODUI 1 | [RO-RS] [OPP] TIE 400 kV Portile de Fier-Djerdap | RPDFE41 _XPF_DJ11_1:line | -1567 |  | -1570 | -3 | 100 | []
RO-HU_CO_00001 | N-1 TIE 400 kV Arad-Sandorfalva | [RO-RS] [OPP] TIE 400 kV Portile de Fier-Djerdap | RPDFE41 _XPF_DJ11_1:line | -1479 |  | -1570 | -91 | 94 | []
RO-RS_CO_00004 | N-1 TIE 400 kV Resita-Pancevo c1 | [RO-RS] [OPP] TIE 400 kV Portile de Fier-Djerdap | RPDFE41 _XPF_DJ11_1:line | -1475 |  | -1570 | -95 | 94 | []
RO-RS_CO_00003 | N-1 TIE 400 kV Resita-Pancevo c2 | [RO-RS] [OPP] TIE 400 kV Portile de Fier-Djerdap | RPDFE41 _XPF_DJ11_1:line | -1473 |  | -1570 | -97 | 94 | []
RO_CO_00027 | N-1 TRA 400/220 kV AT3 Arad | [RO-RS] [OPP] TIE 400 kV Portile de Fier-Djerdap | RPDFE41 _XPF_DJ11_1:line | -1462 |  | -1570 | -108 | 93 | []
RO-HU_CO_00002 | N-1 TIE 400 kV Nadab-Bekescsaba | [RO-RS] [OPP] TIE 400 kV Portile de Fier-Djerdap | RPDFE41 _XPF_DJ11_1:line | -1459 |  | -1570 | -111 | 93 | []
RO-UA_CO_00001 | N-1 TIE 400 kV Rosiori-Mukacevo | [RO-RS] [OPP] TIE 400 kV Portile de Fier-Djerdap | RPDFE41 _XPF_DJ11_1:line | -1458 |  | -1570 | -112 | 93 | []
RO_CO_00002 | N-1 OHL 400 kV Mintia-Arad | [RO-RS] [OPP] TIE 400 kV Portile de Fier-Djerdap | RPDFE41 _XPF_DJ11_1:line | -1451 |  | -1570 | -119 | 92 | []
BC | Base Case | [RO-RS] [OPP] TIE 400 kV Portile de Fier-Djerdap | RPDFE41 _XPF_DJ11_1:line | -1447 |  | -1570 | -123 | 92 | []
RO-MD_CO_00001 | N-1 TIE 400 kV Isaccea - Vulcanesti | [RO-RS] [OPP] TIE 400 kV Portile de Fier-Djerdap | RPDFE41 _XPF_DJ11_1:line | -1392 |  | -1570 | -178 | 89 | []
RO_CO_00001 | N-1 OHL 220 kV Portile de Fier-Resita 1&2 | [RO-RS] [OPP] TIE 400 kV Portile de Fier-Djerdap | RPDFE41 _XPF_DJ11_1:line | -1381 |  | -1570 | -189 | 88 | []
RO_CO_00029 | N-1 OHL 220 kV Resita-Timisoara 1&2 | [RO-RS] [OPP] TIE 400 kV Portile de Fier-Djerdap | RPDFE41 _XPF_DJ11_1:line | -1364 |  | -1570 | -206 | 87 | []
RO_CO_00052 | N-1 OHL 400 kV Sofia Zapad -Nis | [RO-RS] [OPP] TIE 400 kV Portile de Fier-Djerdap | RPDFE41 _XPF_DJ11_1:line | -1350 |  | -1570 | -220 | 86 | []
BG_RO_CO_00002 | N-1 TIE 400 kV TINTARENI-KOZLODUI 2 | [BG-RO] [OPP] TIE 400 kV TINTARENI-KOZLODUI 1 | XKO_TI11_VAECKO11_1:line | -1571 |  | 1890 | -319 | 83 | []
BG_RO_CO_00001 | N-1 TIE 400 kV TINTARENI-KOZLODUI 1 | [BG-RO] [OPP] TIE 400 kV TINTARENI-KOZLODUI 2 | XKO_TI12_VAECKO11_1:line | -1571 |  | 1890 | -319 | 83 | []
RO-BG_CO_00002 | N-1 TIE 400 kV TINTARENI-KOZLODUI 2 | [RO-BG] [OPP] TIE 400 kV TINTARENI-KOZLODUI 1 | RTINTB1 _XKO_TI11_1:line | -1556 |  | 1920 | -364 | 81 | []
RO-BG_CO_00001 | N-1 TIE 400 kV TINTARENI-KOZLODUI 1 | [RO-BG] [OPP] TIE 400 kV TINTARENI-KOZLODUI 2 | RTINTB1 _XKO_TI12_1:line | -1556 |  | 1920 | -364 | 81 | []

## 2330Preventive
Detailed results
Generated at: | 2026-05-06 08:49
Business day: | 06.05.2026
Timestamp: | 23:30
Border & direction: | South-Romania Import
Horizon: | ID
Remedial actions: | true
Evaluation type: | preventive
TTC [MW]: | 3149
Fallback applied | false
Loading threshold | 0.7
Applied RAs
CO ID | RA ID | Name of the RA | Usage | Type | Location | Status
[n/a] | BG_RA_00001 | PRA 400 kV TINTARENI-KOZLODUI 1 | preventive | topological |  | notApplied
[n/a] | RO_RA_00001 | PRA 400/220kV AT3 Arad | preventive | pst |  | helpful
[n/a] | RO_RA_00002 | PRA 400/220kV AT Urechesti | preventive | pst |  | helpful
[n/a] | RO_RA_00011 | PRA 400 kV Tantareni-Kozlodui 1 | preventive | topological |  | helpful
[n/a] | RO_RA_00013 | PRA 400 kV Tantareni-Kozlodui 2 | preventive | topological |  | notApplied
[n/a] | RO_RA_00014 | PRA 400 kV Resita-Pancevo c2 | preventive | topological |  | helpful
[n/a] | RO_RA_00016 | PRA 400 kV Resita-Pancevo c1 | preventive | topological |  | notApplied
Limiting CNECs
CO ID | Name of the CO | Name of the CNE | CNE UCTE branch | Calculated I (A) | I max (PRE) | I max (CUR) | Margin (A) | Loading (%) | Applicable curative RAs
RO-BG_CO_00002 | N-1 TIE 400 kV TINTARENI-KOZLODUI 2 | [RO-RS] [OPP] TIE 400 kV Portile de Fier-Djerdap | RPDFE41 _XPF_DJ11_1:line | -1563 | -1570 | -1570 | -7 | 100 | []
RO-BG_CO_00001 | N-1 TIE 400 kV TINTARENI-KOZLODUI 1 | [RO-RS] [OPP] TIE 400 kV Portile de Fier-Djerdap | RPDFE41 _XPF_DJ11_1:line | -1563 | -1570 | -1570 | -7 | 100 | []
RO-RS_CO_00004 | N-1 TIE 400 kV Resita-Pancevo c1 | [RO-RS] [OPP] TIE 400 kV Portile de Fier-Djerdap | RPDFE41 _XPF_DJ11_1:line | -1489 | -1570 | -1570 | -81 | 95 | []
RO-RS_CO_00003 | N-1 TIE 400 kV Resita-Pancevo c2 | [RO-RS] [OPP] TIE 400 kV Portile de Fier-Djerdap | RPDFE41 _XPF_DJ11_1:line | -1488 | -1570 | -1570 | -82 | 95 | []
RO-HU_CO_00001 | N-1 TIE 400 kV Arad-Sandorfalva | [RO-RS] [OPP] TIE 400 kV Portile de Fier-Djerdap | RPDFE41 _XPF_DJ11_1:line | -1485 | -1570 | -1570 | -85 | 95 | []
RO_CO_00027 | N-1 TRA 400/220 kV AT3 Arad | [RO-RS] [OPP] TIE 400 kV Portile de Fier-Djerdap | RPDFE41 _XPF_DJ11_1:line | -1469 | -1570 | -1570 | -101 | 94 | []
RO-UA_CO_00001 | N-1 TIE 400 kV Rosiori-Mukacevo | [RO-RS] [OPP] TIE 400 kV Portile de Fier-Djerdap | RPDFE41 _XPF_DJ11_1:line | -1468 | -1570 | -1570 | -102 | 94 | []
RO-HU_CO_00002 | N-1 TIE 400 kV Nadab-Bekescsaba | [RO-RS] [OPP] TIE 400 kV Portile de Fier-Djerdap | RPDFE41 _XPF_DJ11_1:line | -1467 | -1570 | -1570 | -103 | 93 | []
RO_CO_00002 | N-1 OHL 400 kV Mintia-Arad | [RO-RS] [OPP] TIE 400 kV Portile de Fier-Djerdap | RPDFE41 _XPF_DJ11_1:line | -1459 | -1570 | -1570 | -111 | 93 | []
BC | Base Case | [RO-RS] [OPP] TIE 400 kV Portile de Fier-Djerdap | RPDFE41 _XPF_DJ11_1:line | -1447 | -1570 | -1570 | -123 | 92 | []
RO-MD_CO_00001 | N-1 TIE 400 kV Isaccea - Vulcanesti | [RO-RS] [OPP] TIE 400 kV Portile de Fier-Djerdap | RPDFE41 _XPF_DJ11_1:line | -1408 | -1570 | -1570 | -162 | 90 | []
RO_CO_00001 | N-1 OHL 220 kV Portile de Fier-Resita 1&2 | [RO-RS] [OPP] TIE 400 kV Portile de Fier-Djerdap | RPDFE41 _XPF_DJ11_1:line | -1392 | -1570 | -1570 | -178 | 89 | []
RO_CO_00052 | N-1 OHL 400 kV Sofia Zapad -Nis | [RO-RS] [OPP] TIE 400 kV Portile de Fier-Djerdap | RPDFE41 _XPF_DJ11_1:line | -1376 | -1570 | -1570 | -194 | 88 | []
RO_CO_00029 | N-1 OHL 220 kV Resita-Timisoara 1&2 | [RO-RS] [OPP] TIE 400 kV Portile de Fier-Djerdap | RPDFE41 _XPF_DJ11_1:line | -1370 | -1570 | -1570 | -200 | 87 | []
BG_RO_CO_00001 | N-1 TIE 400 kV TINTARENI-KOZLODUI 1 | [BG-RO] [OPP] TIE 400 kV TINTARENI-KOZLODUI 2 | XKO_TI12_VAECKO11_1:line | -1513 | 1890 | 1890 | -377 | 80 | []
BG_RO_CO_00002 | N-1 TIE 400 kV TINTARENI-KOZLODUI 2 | [BG-RO] [OPP] TIE 400 kV TINTARENI-KOZLODUI 1 | XKO_TI11_VAECKO11_1:line | -1513 | 1890 | 1890 | -377 | 80 | []
RO-BG_CO_00001 | N-1 TIE 400 kV TINTARENI-KOZLODUI 1 | [RO-BG] [OPP] TIE 400 kV TINTARENI-KOZLODUI 2 | RTINTB1 _XKO_TI12_1:line | -1497 | 1920 | 1920 | -423 | 78 | []
RO-BG_CO_00002 | N-1 TIE 400 kV TINTARENI-KOZLODUI 2 | [RO-BG] [OPP] TIE 400 kV TINTARENI-KOZLODUI 1 | RTINTB1 _XKO_TI11_1:line | -1497 | 1920 | 1920 | -423 | 78 | []

## 2330Curative
Detailed results
Generated at: | 2026-05-06 08:49
Business day: | 06.05.2026
Timestamp: | 23:30
Border & direction: | South-Romania Import
Horizon: | ID
Remedial actions: | true
Evaluation type: | curative
TTC [MW]: | 3149
Fallback applied | false
Loading threshold | 0.7
Applied RAs
CO ID | RA ID | Name of the RA | Usage | Type | Location | Status
[n/a] | BG_RA_00001 | PRA 400 kV TINTARENI-KOZLODUI 1 | preventive | topological |  | notApplied
[n/a] | RO_RA_00001 | PRA 400/220kV AT3 Arad | preventive | pst |  | helpful
[n/a] | RO_RA_00002 | PRA 400/220kV AT Urechesti | preventive | pst |  | helpful
[n/a] | RO_RA_00011 | PRA 400 kV Tantareni-Kozlodui 1 | preventive | topological |  | helpful
[n/a] | RO_RA_00013 | PRA 400 kV Tantareni-Kozlodui 2 | preventive | topological |  | notApplied
[n/a] | RO_RA_00014 | PRA 400 kV Resita-Pancevo c2 | preventive | topological |  | helpful
[n/a] | RO_RA_00016 | PRA 400 kV Resita-Pancevo c1 | preventive | topological |  | notApplied
Limiting CNECs
CO ID | Name of the CO | Name of the CNE | CNE UCTE branch | Calculated I (A) | I max (PRE) | I max (CUR) | Margin (A) | Loading (%) | Applicable curative RAs
RO-BG_CO_00002 | N-1 TIE 400 kV TINTARENI-KOZLODUI 2 | [RO-RS] [OPP] TIE 400 kV Portile de Fier-Djerdap | RPDFE41 _XPF_DJ11_1:line | -1563 |  | -1570 | -7 | 100 | []
RO-BG_CO_00001 | N-1 TIE 400 kV TINTARENI-KOZLODUI 1 | [RO-RS] [OPP] TIE 400 kV Portile de Fier-Djerdap | RPDFE41 _XPF_DJ11_1:line | -1563 |  | -1570 | -7 | 100 | []
RO-RS_CO_00004 | N-1 TIE 400 kV Resita-Pancevo c1 | [RO-RS] [OPP] TIE 400 kV Portile de Fier-Djerdap | RPDFE41 _XPF_DJ11_1:line | -1489 |  | -1570 | -81 | 95 | []
RO-RS_CO_00003 | N-1 TIE 400 kV Resita-Pancevo c2 | [RO-RS] [OPP] TIE 400 kV Portile de Fier-Djerdap | RPDFE41 _XPF_DJ11_1:line | -1488 |  | -1570 | -82 | 95 | []
RO-HU_CO_00001 | N-1 TIE 400 kV Arad-Sandorfalva | [RO-RS] [OPP] TIE 400 kV Portile de Fier-Djerdap | RPDFE41 _XPF_DJ11_1:line | -1485 |  | -1570 | -85 | 95 | []
RO_CO_00027 | N-1 TRA 400/220 kV AT3 Arad | [RO-RS] [OPP] TIE 400 kV Portile de Fier-Djerdap | RPDFE41 _XPF_DJ11_1:line | -1469 |  | -1570 | -101 | 94 | []
RO-UA_CO_00001 | N-1 TIE 400 kV Rosiori-Mukacevo | [RO-RS] [OPP] TIE 400 kV Portile de Fier-Djerdap | RPDFE41 _XPF_DJ11_1:line | -1468 |  | -1570 | -102 | 94 | []
RO-HU_CO_00002 | N-1 TIE 400 kV Nadab-Bekescsaba | [RO-RS] [OPP] TIE 400 kV Portile de Fier-Djerdap | RPDFE41 _XPF_DJ11_1:line | -1467 |  | -1570 | -103 | 93 | []
RO_CO_00002 | N-1 OHL 400 kV Mintia-Arad | [RO-RS] [OPP] TIE 400 kV Portile de Fier-Djerdap | RPDFE41 _XPF_DJ11_1:line | -1459 |  | -1570 | -111 | 93 | []
BC | Base Case | [RO-RS] [OPP] TIE 400 kV Portile de Fier-Djerdap | RPDFE41 _XPF_DJ11_1:line | -1447 |  | -1570 | -123 | 92 | []
RO-MD_CO_00001 | N-1 TIE 400 kV Isaccea - Vulcanesti | [RO-RS] [OPP] TIE 400 kV Portile de Fier-Djerdap | RPDFE41 _XPF_DJ11_1:line | -1408 |  | -1570 | -162 | 90 | []
RO_CO_00001 | N-1 OHL 220 kV Portile de Fier-Resita 1&2 | [RO-RS] [OPP] TIE 400 kV Portile de Fier-Djerdap | RPDFE41 _XPF_DJ11_1:line | -1392 |  | -1570 | -178 | 89 | []
RO_CO_00052 | N-1 OHL 400 kV Sofia Zapad -Nis | [RO-RS] [OPP] TIE 400 kV Portile de Fier-Djerdap | RPDFE41 _XPF_DJ11_1:line | -1376 |  | -1570 | -194 | 88 | []
RO_CO_00029 | N-1 OHL 220 kV Resita-Timisoara 1&2 | [RO-RS] [OPP] TIE 400 kV Portile de Fier-Djerdap | RPDFE41 _XPF_DJ11_1:line | -1370 |  | -1570 | -200 | 87 | []
BG_RO_CO_00001 | N-1 TIE 400 kV TINTARENI-KOZLODUI 1 | [BG-RO] [OPP] TIE 400 kV TINTARENI-KOZLODUI 2 | XKO_TI12_VAECKO11_1:line | -1513 |  | 1890 | -377 | 80 | []
BG_RO_CO_00002 | N-1 TIE 400 kV TINTARENI-KOZLODUI 2 | [BG-RO] [OPP] TIE 400 kV TINTARENI-KOZLODUI 1 | XKO_TI11_VAECKO11_1:line | -1513 |  | 1890 | -377 | 80 | []
RO-BG_CO_00001 | N-1 TIE 400 kV TINTARENI-KOZLODUI 1 | [RO-BG] [OPP] TIE 400 kV TINTARENI-KOZLODUI 2 | RTINTB1 _XKO_TI12_1:line | -1497 |  | 1920 | -423 | 78 | []
RO-BG_CO_00002 | N-1 TIE 400 kV TINTARENI-KOZLODUI 2 | [RO-BG] [OPP] TIE 400 kV TINTARENI-KOZLODUI 1 | RTINTB1 _XKO_TI11_1:line | -1497 |  | 1920 | -423 | 78 | []