## 0030
Detailed results
Generated at: | 08/05/2026 23:10:16
Business day: | 2026-05-10
Horizon: | 2DA
Timestamp | 00:30
Border & direction: | South-Romania Exporting
Remedial actions | False
Margin satisfied | True
Final step | Margin Calculation
TTC [MW]: | 3568.52
Loading threshold | 0.7
Limiting CNEC | N-1 TIE 400 kV TINTARENI-KOZLODUI 2/[RO-RS] [DIR] TIE 400 kV Portile de Fier-Djerdap
Applied RAs
Non Costly RAO
CO ID | RA ID | Name of the RA | Usage | Type | Location | Status | Details
Costly RAO
RA RD ID | TSO | Generator Name | Minimum Power [MW] | Maximum Power [MW] | RDP- | RDP+ | P [MW] before RAO | P [MW] after RAO | P0 [MW] | Plimit+ [MW] | Plimit- [MW] | Started up | Shutdown
Non Costly Reduction
CO ID | RA ID | Name of the RA | Usage | Type | Location | Status | Details
Limiting CNECs
CO ID | Name of the CO | Name of the CNE | CNE UCTE branch | Calculated I (A) | I max (PATL) | Margin (A) | Loading (%) | Flow [MW] | LF type
RO-BG_CO_00002 | N-1 TIE 400 kV TINTARENI-KOZLODUI 2 | [RO-RS] [DIR] TIE 400 kV Portile de Fier-Djerdap | RPDFE41 XPF_DJ11 1 | 1262 | 1570 | -308 | 80 | 890 | AC
RO-BG_CO_00001 | N-1 TIE 400 kV TINTARENI-KOZLODUI 1 | [RO-RS] [DIR] TIE 400 kV Portile de Fier-Djerdap | RPDFE41 XPF_DJ11 1 | 1262 | 1570 | -308 | 80 | 890 | AC
RO-BG_CO_00005 | N-1 TIE 400 kV DOBRUDJA- MEDGIDIA SUD | [RO-BG] [DIR] TIE 400 kV MEDGIDIA SUD - VARNA | RMED141 XVA_MG11 1 | 1565 | 2000 | -435 | 78 | 1105 | AC
BG_RO_CO_00005 | N-1 TIE 400 kV MEDGIDIA SUD - DOBRUDJA | [BG-RO] [DIR] TIE 400 kV MEDGIDIA SUD - VARNA | XVA_MG11 VVARNA11 1 | 1565 | 2000 | -435 | 78 | -1086 | AC
BG_RO_CO_00004 | N-1 TIE 400 kV MEDGIDIA SUD - VARNA | [BG-RO] [DIR] TIE 400 kV DOBRUDJA- MEDGIDIA SUD | XDO_MG11 VDOBRU11 1 | 1556 | 2000 | -444 | 78 | -1078 | AC
RO-BG_CO_00004 | N-1 TIE 400 kV MEDGIDIA SUD - VARNA | [RO-BG] [DIR] TIE 400 kV DOBRUDJA- MEDGIDIA SUD | RMEDG41 XDO_MG11 1 | 1556 | 2000 | -444 | 78 | 1099 | AC
RO-RS_CO_00003 | N-1 TIE 400 kV Resita-Pancevo c2 | [RO-RS] [DIR] TIE 400 kV Portile de Fier-Djerdap | RPDFE41 XPF_DJ11 1 | 1221 | 1570 | -349 | 78 | 860 | AC
RO-RS_CO_00004 | N-1 TIE 400 kV Resita-Pancevo c1 | [RO-RS] [DIR] TIE 400 kV Portile de Fier-Djerdap | RPDFE41 XPF_DJ11 1 | 1221 | 1570 | -349 | 78 | 860 | AC
RO_CO_00001 | N-1 OHL 220 kV Portile de Fier-Resita 1&2 | [RO-RS] [DIR] TIE 400 kV Portile de Fier-Djerdap | RPDFE41 XPF_DJ11 1 | 1193 | 1570 | -377 | 76 | 839 | AC
RO_CO_00002 | N-1 OHL 400 kV Mintia-Arad | [RO-RS] [DIR] TIE 400 kV Portile de Fier-Djerdap | RPDFE41 XPF_DJ11 1 | 1176 | 1570 | -394 | 75 | 827 | AC
RO_CO_00052 | N-1 OHL 400 kV Sofia Zapad -Nis | [RO-RS] [DIR] TIE 400 kV Portile de Fier-Djerdap | RPDFE41 XPF_DJ11 1 | 1171 | 1570 | -399 | 75 | 823 | AC
RO-HU_CO_00001 | N-1 TIE 400 kV Arad-Sandorfalva | [RO-RS] [DIR] TIE 400 kV Portile de Fier-Djerdap | RPDFE41 XPF_DJ11 1 | 1170 | 1570 | -400 | 75 | 822 | AC
RO-HU_CO_00002 | N-1 TIE 400 kV Nadab-Bekescsaba | [RO-RS] [DIR] TIE 400 kV Portile de Fier-Djerdap | RPDFE41 XPF_DJ11 1 | 1166 | 1570 | -404 | 74 | 819 | AC
RO-MD_CO_00001 | N-1 TIE 400 kV Isaccea - Vulcanesti | [RO-RS] [DIR] TIE 400 kV Portile de Fier-Djerdap | RPDFE41 XPF_DJ11 1 | 1165 | 1570 | -405 | 74 | 819 | AC
RO-UA_CO_00001 | N-1 TIE 400 kV Rosiori-Mukacevo | [RO-RS] [DIR] TIE 400 kV Portile de Fier-Djerdap | RPDFE41 XPF_DJ11 1 | 1159 | 1570 | -411 | 74 | 814 | AC
Base case | Base case | [RO-RS] [DIR] TIE 400 kV Portile de Fier-Djerdap | RPDFE41 XPF_DJ11 1 | 1156 | 1570 | -414 | 74 | 812 | AC
RO_CO_00027 | N-1 TRA 400/220 kV AT3 Arad | [RO-RS] [DIR] TIE 400 kV Portile de Fier-Djerdap | RPDFE41 XPF_DJ11 1 | 1151 | 1570 | -419 | 73 | 809 | AC
RO_CO_00041 | N-1 OHL 400 kV Medgidia Sud - Rahman | [RO-RO] [OPP] OHL 400 kV Medgidia Sud- Cernavoda | RMED141 RCERN41 1 | 1462 | 2000 | -538 | 73 | 1028 | AC
RO_CO_00036 | N-1 OHL 400 kV Medgidia Sud - Stupina | [RO-RO] [OPP] OHL 400 kV Medgidia Sud- Cernavoda | RMED141 RCERN41 1 | 1457 | 2000 | -543 | 73 | 1034 | AC
RO_CO_00010 | N-1 OHL 400 kV Isaccea - Stupina | [RO-RO] [OPP] OHL 400 kV Medgidia Sud- Cernavoda | RMED141 RCERN41 1 | 1454 | 2000 | -546 | 73 | 1024 | AC
RO_CO_00029 | N-1 OHL 220 kV Resita-Timisoara 1&2 | [RO-RS] [DIR] TIE 400 kV Portile de Fier-Djerdap | RPDFE41 XPF_DJ11 1 | 1136 | 1570 | -434 | 72 | 798 | AC
RO_CO_00011 | N-1 OHL 400 kV Isaccea - Rahman | [RO-RO] [OPP] OHL 400 kV Medgidia Sud- Cernavoda | RMED141 RCERN41 1 | 1436 | 2000 | -564 | 72 | 1017 | AC
RO_CO_00012 | N-1 OHL 400 kV Isaccea - Tulcea Vest | [RO-RO] [OPP] OHL 400 kV Medgidia Sud- Cernavoda | RMED141 RCERN41 1 | 1435 | 2000 | -565 | 72 | 1010 | AC
RO_CO_00015 | N-1 OHL 400 kV Tulcea Vest - Tariverde | [RO-RO] [OPP] OHL 400 kV Medgidia Sud- Cernavoda | RMED141 RCERN41 1 | 1413 | 2000 | -587 | 71 | 995 | AC

## 0130
Detailed results
Generated at: | 08/05/2026 23:10:16
Business day: | 2026-05-10
Horizon: | 2DA
Timestamp | 01:30
Border & direction: | South-Romania Exporting
Remedial actions | False
Margin satisfied | True
Final step | Margin Calculation
TTC [MW]: | 3550.32
Loading threshold | 0.7
Limiting CNEC | N-1 TIE 400 kV TINTARENI-KOZLODUI 1/[RO-RS] [DIR] TIE 400 kV Portile de Fier-Djerdap
Applied RAs
Non Costly RAO
CO ID | RA ID | Name of the RA | Usage | Type | Location | Status | Details
Costly RAO
RA RD ID | TSO | Generator Name | Minimum Power [MW] | Maximum Power [MW] | RDP- | RDP+ | P [MW] before RAO | P [MW] after RAO | P0 [MW] | Plimit+ [MW] | Plimit- [MW] | Started up | Shutdown
Non Costly Reduction
CO ID | RA ID | Name of the RA | Usage | Type | Location | Status | Details
Limiting CNECs
CO ID | Name of the CO | Name of the CNE | CNE UCTE branch | Calculated I (A) | I max (PATL) | Margin (A) | Loading (%) | Flow [MW] | LF type
RO-BG_CO_00002 | N-1 TIE 400 kV TINTARENI-KOZLODUI 2 | [RO-RS] [DIR] TIE 400 kV Portile de Fier-Djerdap | RPDFE41 XPF_DJ11 1 | 1263 | 1570 | -307 | 80 | 891 | AC
RO-BG_CO_00001 | N-1 TIE 400 kV TINTARENI-KOZLODUI 1 | [RO-RS] [DIR] TIE 400 kV Portile de Fier-Djerdap | RPDFE41 XPF_DJ11 1 | 1263 | 1570 | -307 | 80 | 891 | AC
RO-RS_CO_00003 | N-1 TIE 400 kV Resita-Pancevo c2 | [RO-RS] [DIR] TIE 400 kV Portile de Fier-Djerdap | RPDFE41 XPF_DJ11 1 | 1225 | 1570 | -345 | 78 | 864 | AC
RO-RS_CO_00004 | N-1 TIE 400 kV Resita-Pancevo c1 | [RO-RS] [DIR] TIE 400 kV Portile de Fier-Djerdap | RPDFE41 XPF_DJ11 1 | 1225 | 1570 | -345 | 78 | 864 | AC
BG_RO_CO_00005 | N-1 TIE 400 kV MEDGIDIA SUD - DOBRUDJA | [BG-RO] [DIR] TIE 400 kV MEDGIDIA SUD - VARNA | XVA_MG11 VVARNA11 1 | 1553 | 2000 | -447 | 78 | -1079 | AC
RO-BG_CO_00005 | N-1 TIE 400 kV DOBRUDJA- MEDGIDIA SUD | [RO-BG] [DIR] TIE 400 kV MEDGIDIA SUD - VARNA | RMED141 XVA_MG11 1 | 1553 | 2000 | -447 | 78 | 1097 | AC
RO-BG_CO_00004 | N-1 TIE 400 kV MEDGIDIA SUD - VARNA | [RO-BG] [DIR] TIE 400 kV DOBRUDJA- MEDGIDIA SUD | RMEDG41 XDO_MG11 1 | 1544 | 2000 | -456 | 77 | 1091 | AC
BG_RO_CO_00004 | N-1 TIE 400 kV MEDGIDIA SUD - VARNA | [BG-RO] [DIR] TIE 400 kV DOBRUDJA- MEDGIDIA SUD | XDO_MG11 VDOBRU11 1 | 1544 | 2000 | -456 | 77 | -1070 | AC
RO_CO_00001 | N-1 OHL 220 kV Portile de Fier-Resita 1&2 | [RO-RS] [DIR] TIE 400 kV Portile de Fier-Djerdap | RPDFE41 XPF_DJ11 1 | 1189 | 1570 | -381 | 76 | 836 | AC
RO_CO_00002 | N-1 OHL 400 kV Mintia-Arad | [RO-RS] [DIR] TIE 400 kV Portile de Fier-Djerdap | RPDFE41 XPF_DJ11 1 | 1179 | 1570 | -391 | 75 | 830 | AC
RO-HU_CO_00001 | N-1 TIE 400 kV Arad-Sandorfalva | [RO-RS] [DIR] TIE 400 kV Portile de Fier-Djerdap | RPDFE41 XPF_DJ11 1 | 1173 | 1570 | -397 | 75 | 824 | AC
RO-HU_CO_00002 | N-1 TIE 400 kV Nadab-Bekescsaba | [RO-RS] [DIR] TIE 400 kV Portile de Fier-Djerdap | RPDFE41 XPF_DJ11 1 | 1168 | 1570 | -402 | 74 | 820 | AC
RO-MD_CO_00001 | N-1 TIE 400 kV Isaccea - Vulcanesti | [RO-RS] [DIR] TIE 400 kV Portile de Fier-Djerdap | RPDFE41 XPF_DJ11 1 | 1166 | 1570 | -404 | 74 | 819 | AC
RO_CO_00052 | N-1 OHL 400 kV Sofia Zapad -Nis | [RO-RS] [DIR] TIE 400 kV Portile de Fier-Djerdap | RPDFE41 XPF_DJ11 1 | 1166 | 1570 | -404 | 74 | 819 | AC
RO-UA_CO_00001 | N-1 TIE 400 kV Rosiori-Mukacevo | [RO-RS] [DIR] TIE 400 kV Portile de Fier-Djerdap | RPDFE41 XPF_DJ11 1 | 1160 | 1570 | -410 | 74 | 815 | AC
Base case | Base case | [RO-RS] [DIR] TIE 400 kV Portile de Fier-Djerdap | RPDFE41 XPF_DJ11 1 | 1159 | 1570 | -411 | 74 | 814 | AC
RO_CO_00027 | N-1 TRA 400/220 kV AT3 Arad | [RO-RS] [DIR] TIE 400 kV Portile de Fier-Djerdap | RPDFE41 XPF_DJ11 1 | 1152 | 1570 | -418 | 73 | 809 | AC
RO_CO_00041 | N-1 OHL 400 kV Medgidia Sud - Rahman | [RO-RO] [OPP] OHL 400 kV Medgidia Sud- Cernavoda | RMED141 RCERN41 1 | 1456 | 2000 | -544 | 73 | 1026 | AC
RO_CO_00010 | N-1 OHL 400 kV Isaccea - Stupina | [RO-RO] [OPP] OHL 400 kV Medgidia Sud- Cernavoda | RMED141 RCERN41 1 | 1452 | 2000 | -548 | 73 | 1024 | AC
RO_CO_00036 | N-1 OHL 400 kV Medgidia Sud - Stupina | [RO-RO] [OPP] OHL 400 kV Medgidia Sud- Cernavoda | RMED141 RCERN41 1 | 1452 | 2000 | -548 | 73 | 1032 | AC
RO_CO_00029 | N-1 OHL 220 kV Resita-Timisoara 1&2 | [RO-RS] [DIR] TIE 400 kV Portile de Fier-Djerdap | RPDFE41 XPF_DJ11 1 | 1128 | 1570 | -442 | 72 | 793 | AC
RO_CO_00011 | N-1 OHL 400 kV Isaccea - Rahman | [RO-RO] [OPP] OHL 400 kV Medgidia Sud- Cernavoda | RMED141 RCERN41 1 | 1436 | 2000 | -564 | 72 | 1018 | AC
RO_CO_00012 | N-1 OHL 400 kV Isaccea - Tulcea Vest | [RO-RO] [OPP] OHL 400 kV Medgidia Sud- Cernavoda | RMED141 RCERN41 1 | 1414 | 2000 | -586 | 71 | 996 | AC
RO_CO_00015 | N-1 OHL 400 kV Tulcea Vest - Tariverde | [RO-RO] [OPP] OHL 400 kV Medgidia Sud- Cernavoda | RMED141 RCERN41 1 | 1400 | 2000 | -600 | 70 | 988 | AC

## 0230
Detailed results
Generated at: | 08/05/2026 23:10:16
Business day: | 2026-05-10
Horizon: | 2DA
Timestamp | 02:30
Border & direction: | South-Romania Exporting
Remedial actions | False
Margin satisfied | True
Final step | Margin Calculation
TTC [MW]: | 3556.64
Loading threshold | 0.7
Limiting CNEC | N-1 TIE 400 kV TINTARENI-KOZLODUI 2/[RO-RS] [DIR] TIE 400 kV Portile de Fier-Djerdap
Applied RAs
Non Costly RAO
CO ID | RA ID | Name of the RA | Usage | Type | Location | Status | Details
Costly RAO
RA RD ID | TSO | Generator Name | Minimum Power [MW] | Maximum Power [MW] | RDP- | RDP+ | P [MW] before RAO | P [MW] after RAO | P0 [MW] | Plimit+ [MW] | Plimit- [MW] | Started up | Shutdown
Non Costly Reduction
CO ID | RA ID | Name of the RA | Usage | Type | Location | Status | Details
Limiting CNECs
CO ID | Name of the CO | Name of the CNE | CNE UCTE branch | Calculated I (A) | I max (PATL) | Margin (A) | Loading (%) | Flow [MW] | LF type
RO-BG_CO_00001 | N-1 TIE 400 kV TINTARENI-KOZLODUI 1 | [RO-RS] [DIR] TIE 400 kV Portile de Fier-Djerdap | RPDFE41 XPF_DJ11 1 | 1281 | 1570 | -289 | 82 | 896 | AC
RO-BG_CO_00002 | N-1 TIE 400 kV TINTARENI-KOZLODUI 2 | [RO-RS] [DIR] TIE 400 kV Portile de Fier-Djerdap | RPDFE41 XPF_DJ11 1 | 1281 | 1570 | -289 | 82 | 896 | AC
RO-RS_CO_00003 | N-1 TIE 400 kV Resita-Pancevo c2 | [RO-RS] [DIR] TIE 400 kV Portile de Fier-Djerdap | RPDFE41 XPF_DJ11 1 | 1239 | 1570 | -331 | 79 | 867 | AC
RO-RS_CO_00004 | N-1 TIE 400 kV Resita-Pancevo c1 | [RO-RS] [DIR] TIE 400 kV Portile de Fier-Djerdap | RPDFE41 XPF_DJ11 1 | 1239 | 1570 | -331 | 79 | 867 | AC
BG_RO_CO_00005 | N-1 TIE 400 kV MEDGIDIA SUD - DOBRUDJA | [BG-RO] [DIR] TIE 400 kV MEDGIDIA SUD - VARNA | XVA_MG11 VVARNA11 1 | 1547 | 2000 | -453 | 77 | -1075 | AC
RO-BG_CO_00005 | N-1 TIE 400 kV DOBRUDJA- MEDGIDIA SUD | [RO-BG] [DIR] TIE 400 kV MEDGIDIA SUD - VARNA | RMED141 XVA_MG11 1 | 1547 | 2000 | -453 | 77 | 1093 | AC
RO-BG_CO_00004 | N-1 TIE 400 kV MEDGIDIA SUD - VARNA | [RO-BG] [DIR] TIE 400 kV DOBRUDJA- MEDGIDIA SUD | RMEDG41 XDO_MG11 1 | 1538 | 2000 | -462 | 77 | 1087 | AC
BG_RO_CO_00004 | N-1 TIE 400 kV MEDGIDIA SUD - VARNA | [BG-RO] [DIR] TIE 400 kV DOBRUDJA- MEDGIDIA SUD | XDO_MG11 VDOBRU11 1 | 1538 | 2000 | -462 | 77 | -1066 | AC
RO_CO_00001 | N-1 OHL 220 kV Portile de Fier-Resita 1&2 | [RO-RS] [DIR] TIE 400 kV Portile de Fier-Djerdap | RPDFE41 XPF_DJ11 1 | 1200 | 1570 | -370 | 76 | 839 | AC
RO_CO_00002 | N-1 OHL 400 kV Mintia-Arad | [RO-RS] [DIR] TIE 400 kV Portile de Fier-Djerdap | RPDFE41 XPF_DJ11 1 | 1191 | 1570 | -379 | 76 | 833 | AC
RO-HU_CO_00001 | N-1 TIE 400 kV Arad-Sandorfalva | [RO-RS] [DIR] TIE 400 kV Portile de Fier-Djerdap | RPDFE41 XPF_DJ11 1 | 1184 | 1570 | -386 | 75 | 828 | AC
RO-HU_CO_00002 | N-1 TIE 400 kV Nadab-Bekescsaba | [RO-RS] [DIR] TIE 400 kV Portile de Fier-Djerdap | RPDFE41 XPF_DJ11 1 | 1178 | 1570 | -392 | 75 | 824 | AC
RO-MD_CO_00001 | N-1 TIE 400 kV Isaccea - Vulcanesti | [RO-RS] [DIR] TIE 400 kV Portile de Fier-Djerdap | RPDFE41 XPF_DJ11 1 | 1176 | 1570 | -394 | 75 | 823 | AC
RO_CO_00052 | N-1 OHL 400 kV Sofia Zapad -Nis | [RO-RS] [DIR] TIE 400 kV Portile de Fier-Djerdap | RPDFE41 XPF_DJ11 1 | 1173 | 1570 | -397 | 75 | 820 | AC
Base case | Base case | [RO-RS] [DIR] TIE 400 kV Portile de Fier-Djerdap | RPDFE41 XPF_DJ11 1 | 1171 | 1570 | -399 | 75 | 818 | AC
RO-UA_CO_00001 | N-1 TIE 400 kV Rosiori-Mukacevo | [RO-RS] [DIR] TIE 400 kV Portile de Fier-Djerdap | RPDFE41 XPF_DJ11 1 | 1170 | 1570 | -400 | 75 | 818 | AC
RO_CO_00027 | N-1 TRA 400/220 kV AT3 Arad | [RO-RS] [DIR] TIE 400 kV Portile de Fier-Djerdap | RPDFE41 XPF_DJ11 1 | 1163 | 1570 | -407 | 74 | 813 | AC
RO_CO_00041 | N-1 OHL 400 kV Medgidia Sud - Rahman | [RO-RO] [OPP] OHL 400 kV Medgidia Sud- Cernavoda | RMED141 RCERN41 1 | 1456 | 2000 | -544 | 73 | 1026 | AC
RO_CO_00010 | N-1 OHL 400 kV Isaccea - Stupina | [RO-RO] [OPP] OHL 400 kV Medgidia Sud- Cernavoda | RMED141 RCERN41 1 | 1453 | 2000 | -547 | 73 | 1026 | AC
RO_CO_00029 | N-1 OHL 220 kV Resita-Timisoara 1&2 | [RO-RS] [DIR] TIE 400 kV Portile de Fier-Djerdap | RPDFE41 XPF_DJ11 1 | 1139 | 1570 | -431 | 73 | 796 | AC
RO_CO_00036 | N-1 OHL 400 kV Medgidia Sud - Stupina | [RO-RO] [OPP] OHL 400 kV Medgidia Sud- Cernavoda | RMED141 RCERN41 1 | 1451 | 2000 | -549 | 73 | 1032 | AC
RO_CO_00011 | N-1 OHL 400 kV Isaccea - Rahman | [RO-RO] [OPP] OHL 400 kV Medgidia Sud- Cernavoda | RMED141 RCERN41 1 | 1438 | 2000 | -562 | 72 | 1020 | AC
RO_CO_00012 | N-1 OHL 400 kV Isaccea - Tulcea Vest | [RO-RO] [OPP] OHL 400 kV Medgidia Sud- Cernavoda | RMED141 RCERN41 1 | 1405 | 2000 | -595 | 70 | 990 | AC

## 0330
Detailed results
Generated at: | 08/05/2026 23:10:17
Business day: | 2026-05-10
Horizon: | 2DA
Timestamp | 03:30
Border & direction: | South-Romania Exporting
Remedial actions | False
Margin satisfied | True
Final step | Margin Calculation
TTC [MW]: | 3590.29
Loading threshold | 0.7
Limiting CNEC | N-1 TIE 400 kV TINTARENI-KOZLODUI 2/[RO-RS] [DIR] TIE 400 kV Portile de Fier-Djerdap
Applied RAs
Non Costly RAO
CO ID | RA ID | Name of the RA | Usage | Type | Location | Status | Details
Costly RAO
RA RD ID | TSO | Generator Name | Minimum Power [MW] | Maximum Power [MW] | RDP- | RDP+ | P [MW] before RAO | P [MW] after RAO | P0 [MW] | Plimit+ [MW] | Plimit- [MW] | Started up | Shutdown
Non Costly Reduction
CO ID | RA ID | Name of the RA | Usage | Type | Location | Status | Details
Limiting CNECs
CO ID | Name of the CO | Name of the CNE | CNE UCTE branch | Calculated I (A) | I max (PATL) | Margin (A) | Loading (%) | Flow [MW] | LF type
RO-BG_CO_00001 | N-1 TIE 400 kV TINTARENI-KOZLODUI 1 | [RO-RS] [DIR] TIE 400 kV Portile de Fier-Djerdap | RPDFE41 XPF_DJ11 1 | 1280 | 1570 | -290 | 82 | 883 | AC
RO-BG_CO_00002 | N-1 TIE 400 kV TINTARENI-KOZLODUI 2 | [RO-RS] [DIR] TIE 400 kV Portile de Fier-Djerdap | RPDFE41 XPF_DJ11 1 | 1280 | 1570 | -290 | 82 | 883 | AC
RO-BG_CO_00005 | N-1 TIE 400 kV DOBRUDJA- MEDGIDIA SUD | [RO-BG] [DIR] TIE 400 kV MEDGIDIA SUD - VARNA | RMED141 XVA_MG11 1 | 1577 | 2000 | -423 | 79 | 1114 | AC
BG_RO_CO_00005 | N-1 TIE 400 kV MEDGIDIA SUD - DOBRUDJA | [BG-RO] [DIR] TIE 400 kV MEDGIDIA SUD - VARNA | XVA_MG11 VVARNA11 1 | 1577 | 2000 | -423 | 79 | -1096 | AC
BG_RO_CO_00004 | N-1 TIE 400 kV MEDGIDIA SUD - VARNA | [BG-RO] [DIR] TIE 400 kV DOBRUDJA- MEDGIDIA SUD | XDO_MG11 VDOBRU11 1 | 1568 | 2000 | -432 | 78 | -1087 | AC
RO-BG_CO_00004 | N-1 TIE 400 kV MEDGIDIA SUD - VARNA | [RO-BG] [DIR] TIE 400 kV DOBRUDJA- MEDGIDIA SUD | RMEDG41 XDO_MG11 1 | 1568 | 2000 | -432 | 78 | 1108 | AC
RO-RS_CO_00003 | N-1 TIE 400 kV Resita-Pancevo c2 | [RO-RS] [DIR] TIE 400 kV Portile de Fier-Djerdap | RPDFE41 XPF_DJ11 1 | 1220 | 1570 | -350 | 78 | 841 | AC
RO-RS_CO_00004 | N-1 TIE 400 kV Resita-Pancevo c1 | [RO-RS] [DIR] TIE 400 kV Portile de Fier-Djerdap | RPDFE41 XPF_DJ11 1 | 1220 | 1570 | -350 | 78 | 841 | AC
RO_CO_00001 | N-1 OHL 220 kV Portile de Fier-Resita 1&2 | [RO-RS] [DIR] TIE 400 kV Portile de Fier-Djerdap | RPDFE41 XPF_DJ11 1 | 1183 | 1570 | -387 | 75 | 814 | AC
RO_CO_00002 | N-1 OHL 400 kV Mintia-Arad | [RO-RS] [DIR] TIE 400 kV Portile de Fier-Djerdap | RPDFE41 XPF_DJ11 1 | 1175 | 1570 | -395 | 75 | 809 | AC
RO-HU_CO_00001 | N-1 TIE 400 kV Arad-Sandorfalva | [RO-RS] [DIR] TIE 400 kV Portile de Fier-Djerdap | RPDFE41 XPF_DJ11 1 | 1171 | 1570 | -399 | 75 | 805 | AC
RO-MD_CO_00001 | N-1 TIE 400 kV Isaccea - Vulcanesti | [RO-RS] [DIR] TIE 400 kV Portile de Fier-Djerdap | RPDFE41 XPF_DJ11 1 | 1165 | 1570 | -405 | 74 | 802 | AC
RO-HU_CO_00002 | N-1 TIE 400 kV Nadab-Bekescsaba | [RO-RS] [DIR] TIE 400 kV Portile de Fier-Djerdap | RPDFE41 XPF_DJ11 1 | 1164 | 1570 | -406 | 74 | 801 | AC
RO_CO_00041 | N-1 OHL 400 kV Medgidia Sud - Rahman | [RO-RO] [OPP] OHL 400 kV Medgidia Sud- Cernavoda | RMED141 RCERN41 1 | 1481 | 2000 | -519 | 74 | 1044 | AC
RO_CO_00010 | N-1 OHL 400 kV Isaccea - Stupina | [RO-RO] [OPP] OHL 400 kV Medgidia Sud- Cernavoda | RMED141 RCERN41 1 | 1480 | 2000 | -520 | 74 | 1045 | AC
Base case | Base case | [RO-RS] [DIR] TIE 400 kV Portile de Fier-Djerdap | RPDFE41 XPF_DJ11 1 | 1162 | 1570 | -408 | 74 | 799 | AC
RO_CO_00036 | N-1 OHL 400 kV Medgidia Sud - Stupina | [RO-RO] [OPP] OHL 400 kV Medgidia Sud- Cernavoda | RMED141 RCERN41 1 | 1477 | 2000 | -523 | 74 | 1050 | AC
RO-UA_CO_00001 | N-1 TIE 400 kV Rosiori-Mukacevo | [RO-RS] [DIR] TIE 400 kV Portile de Fier-Djerdap | RPDFE41 XPF_DJ11 1 | 1157 | 1570 | -413 | 74 | 795 | AC
RO_CO_00027 | N-1 TRA 400/220 kV AT3 Arad | [RO-RS] [DIR] TIE 400 kV Portile de Fier-Djerdap | RPDFE41 XPF_DJ11 1 | 1151 | 1570 | -419 | 73 | 791 | AC
RO_CO_00011 | N-1 OHL 400 kV Isaccea - Rahman | [RO-RO] [OPP] OHL 400 kV Medgidia Sud- Cernavoda | RMED141 RCERN41 1 | 1465 | 2000 | -535 | 73 | 1039 | AC
RO_CO_00052 | N-1 OHL 400 kV Sofia Zapad -Nis | [RO-RS] [DIR] TIE 400 kV Portile de Fier-Djerdap | RPDFE41 XPF_DJ11 1 | 1143 | 1570 | -427 | 73 | 787 | AC
RO_CO_00029 | N-1 OHL 220 kV Resita-Timisoara 1&2 | [RO-RS] [DIR] TIE 400 kV Portile de Fier-Djerdap | RPDFE41 XPF_DJ11 1 | 1126 | 1570 | -444 | 72 | 774 | AC
BG_RO_CO_00002 | N-1 TIE 400 kV TINTARENI-KOZLODUI 2 | [BG-RO] [DIR] TIE 400 kV TINTARENI-KOZLODUI 1 | XKO_TI11 VAECKO11 1 | 1349 | 1890 | -541 | 71 | -931 | AC
BG_RO_CO_00001 | N-1 TIE 400 kV TINTARENI-KOZLODUI 1 | [BG-RO] [DIR] TIE 400 kV TINTARENI-KOZLODUI 2 | XKO_TI12 VAECKO11 1 | 1349 | 1890 | -541 | 71 | -931 | AC
RO_CO_00012 | N-1 OHL 400 kV Isaccea - Tulcea Vest | [RO-RO] [OPP] OHL 400 kV Medgidia Sud- Cernavoda | RMED141 RCERN41 1 | 1419 | 2000 | -581 | 71 | 1000 | AC
RO_CO_00023 | N-1 OHL 400 kV Gutinas – Smardan | [RO-RO] [OPP] OHL 400 kV Medgidia Sud- Cernavoda | RMED141 RCERN41 1 | 1413 | 2000 | -587 | 71 | 1001 | AC
RO_CO_00015 | N-1 OHL 400 kV Tulcea Vest - Tariverde | [RO-RO] [OPP] OHL 400 kV Medgidia Sud- Cernavoda | RMED141 RCERN41 1 | 1413 | 2000 | -587 | 71 | 997 | AC
RO_CO_00017 | N-1 OHL 400 kV Constanta Nord- Cernavoda | [RO-RO] [OPP] OHL 400 kV Medgidia Sud- Cernavoda | RMED141 RCERN41 1 | 1406 | 2000 | -594 | 70 | 996 | AC
RO-BG_CO_00001 | N-1 TIE 400 kV TINTARENI-KOZLODUI 1 | [RO-BG] [DIR] TIE 400 kV TINTARENI-KOZLODUI 2 | RTINTB1 XKO_TI12 1 | 1349 | 1920 | -571 | 70 | 952 | AC
RO-BG_CO_00002 | N-1 TIE 400 kV TINTARENI-KOZLODUI 2 | [RO-BG] [DIR] TIE 400 kV TINTARENI-KOZLODUI 1 | RTINTB1 XKO_TI11 1 | 1349 | 1920 | -571 | 70 | 952 | AC

## 0430
Detailed results
Generated at: | 08/05/2026 23:10:17
Business day: | 2026-05-10
Horizon: | 2DA
Timestamp | 04:30
Border & direction: | South-Romania Exporting
Remedial actions | False
Margin satisfied | True
Final step | Margin Calculation
TTC [MW]: | 3513.25
Loading threshold | 0.7
Limiting CNEC | N-1 TIE 400 kV TINTARENI-KOZLODUI 2/[RO-RS] [DIR] TIE 400 kV Portile de Fier-Djerdap
Applied RAs
Non Costly RAO
CO ID | RA ID | Name of the RA | Usage | Type | Location | Status | Details
Costly RAO
RA RD ID | TSO | Generator Name | Minimum Power [MW] | Maximum Power [MW] | RDP- | RDP+ | P [MW] before RAO | P [MW] after RAO | P0 [MW] | Plimit+ [MW] | Plimit- [MW] | Started up | Shutdown
Non Costly Reduction
CO ID | RA ID | Name of the RA | Usage | Type | Location | Status | Details
Limiting CNECs
CO ID | Name of the CO | Name of the CNE | CNE UCTE branch | Calculated I (A) | I max (PATL) | Margin (A) | Loading (%) | Flow [MW] | LF type
RO-BG_CO_00001 | N-1 TIE 400 kV TINTARENI-KOZLODUI 1 | [RO-RS] [DIR] TIE 400 kV Portile de Fier-Djerdap | RPDFE41 XPF_DJ11 1 | 1268 | 1570 | -302 | 81 | 874 | AC
RO-BG_CO_00002 | N-1 TIE 400 kV TINTARENI-KOZLODUI 2 | [RO-RS] [DIR] TIE 400 kV Portile de Fier-Djerdap | RPDFE41 XPF_DJ11 1 | 1268 | 1570 | -302 | 81 | 874 | AC
RO-RS_CO_00003 | N-1 TIE 400 kV Resita-Pancevo c2 | [RO-RS] [DIR] TIE 400 kV Portile de Fier-Djerdap | RPDFE41 XPF_DJ11 1 | 1224 | 1570 | -346 | 78 | 844 | AC
RO-RS_CO_00004 | N-1 TIE 400 kV Resita-Pancevo c1 | [RO-RS] [DIR] TIE 400 kV Portile de Fier-Djerdap | RPDFE41 XPF_DJ11 1 | 1224 | 1570 | -346 | 78 | 844 | AC
RO-BG_CO_00005 | N-1 TIE 400 kV DOBRUDJA- MEDGIDIA SUD | [RO-BG] [DIR] TIE 400 kV MEDGIDIA SUD - VARNA | RMED141 XVA_MG11 1 | 1508 | 2000 | -492 | 75 | 1065 | AC
BG_RO_CO_00005 | N-1 TIE 400 kV MEDGIDIA SUD - DOBRUDJA | [BG-RO] [DIR] TIE 400 kV MEDGIDIA SUD - VARNA | XVA_MG11 VVARNA11 1 | 1508 | 2000 | -492 | 75 | -1048 | AC
RO_CO_00001 | N-1 OHL 220 kV Portile de Fier-Resita 1&2 | [RO-RS] [DIR] TIE 400 kV Portile de Fier-Djerdap | RPDFE41 XPF_DJ11 1 | 1183 | 1570 | -387 | 75 | 814 | AC
RO_CO_00002 | N-1 OHL 400 kV Mintia-Arad | [RO-RS] [DIR] TIE 400 kV Portile de Fier-Djerdap | RPDFE41 XPF_DJ11 1 | 1178 | 1570 | -392 | 75 | 811 | AC
RO-BG_CO_00004 | N-1 TIE 400 kV MEDGIDIA SUD - VARNA | [RO-BG] [DIR] TIE 400 kV DOBRUDJA- MEDGIDIA SUD | RMEDG41 XDO_MG11 1 | 1499 | 2000 | -501 | 75 | 1060 | AC
BG_RO_CO_00004 | N-1 TIE 400 kV MEDGIDIA SUD - VARNA | [BG-RO] [DIR] TIE 400 kV DOBRUDJA- MEDGIDIA SUD | XDO_MG11 VDOBRU11 1 | 1499 | 2000 | -501 | 75 | -1040 | AC
RO-HU_CO_00001 | N-1 TIE 400 kV Arad-Sandorfalva | [RO-RS] [DIR] TIE 400 kV Portile de Fier-Djerdap | RPDFE41 XPF_DJ11 1 | 1171 | 1570 | -399 | 75 | 805 | AC
RO-MD_CO_00001 | N-1 TIE 400 kV Isaccea - Vulcanesti | [RO-RS] [DIR] TIE 400 kV Portile de Fier-Djerdap | RPDFE41 XPF_DJ11 1 | 1169 | 1570 | -401 | 74 | 804 | AC
RO-HU_CO_00002 | N-1 TIE 400 kV Nadab-Bekescsaba | [RO-RS] [DIR] TIE 400 kV Portile de Fier-Djerdap | RPDFE41 XPF_DJ11 1 | 1165 | 1570 | -405 | 74 | 801 | AC
RO-UA_CO_00001 | N-1 TIE 400 kV Rosiori-Mukacevo | [RO-RS] [DIR] TIE 400 kV Portile de Fier-Djerdap | RPDFE41 XPF_DJ11 1 | 1162 | 1570 | -408 | 74 | 799 | AC
Base case | Base case | [RO-RS] [DIR] TIE 400 kV Portile de Fier-Djerdap | RPDFE41 XPF_DJ11 1 | 1157 | 1570 | -413 | 74 | 795 | AC
RO_CO_00027 | N-1 TRA 400/220 kV AT3 Arad | [RO-RS] [DIR] TIE 400 kV Portile de Fier-Djerdap | RPDFE41 XPF_DJ11 1 | 1150 | 1570 | -420 | 73 | 791 | AC
RO_CO_00052 | N-1 OHL 400 kV Sofia Zapad -Nis | [RO-RS] [DIR] TIE 400 kV Portile de Fier-Djerdap | RPDFE41 XPF_DJ11 1 | 1149 | 1570 | -421 | 73 | 790 | AC
RO_CO_00010 | N-1 OHL 400 kV Isaccea - Stupina | [RO-RO] [OPP] OHL 400 kV Medgidia Sud- Cernavoda | RMED141 RCERN41 1 | 1456 | 2000 | -544 | 73 | 1028 | AC
RO_CO_00036 | N-1 OHL 400 kV Medgidia Sud - Stupina | [RO-RO] [OPP] OHL 400 kV Medgidia Sud- Cernavoda | RMED141 RCERN41 1 | 1452 | 2000 | -548 | 73 | 1032 | AC
RO_CO_00011 | N-1 OHL 400 kV Isaccea - Rahman | [RO-RO] [OPP] OHL 400 kV Medgidia Sud- Cernavoda | RMED141 RCERN41 1 | 1441 | 2000 | -559 | 72 | 1023 | AC
RO_CO_00029 | N-1 OHL 220 kV Resita-Timisoara 1&2 | [RO-RS] [DIR] TIE 400 kV Portile de Fier-Djerdap | RPDFE41 XPF_DJ11 1 | 1124 | 1570 | -446 | 72 | 772 | AC
RO_CO_00012 | N-1 OHL 400 kV Isaccea - Tulcea Vest | [RO-RO] [OPP] OHL 400 kV Medgidia Sud- Cernavoda | RMED141 RCERN41 1 | 1426 | 2000 | -574 | 71 | 1005 | AC
RO_CO_00015 | N-1 OHL 400 kV Tulcea Vest - Tariverde | [RO-RO] [OPP] OHL 400 kV Medgidia Sud- Cernavoda | RMED141 RCERN41 1 | 1418 | 2000 | -582 | 71 | 1001 | AC
RO_CO_00017 | N-1 OHL 400 kV Constanta Nord- Cernavoda | [RO-RO] [OPP] OHL 400 kV Medgidia Sud- Cernavoda | RMED141 RCERN41 1 | 1411 | 2000 | -589 | 71 | 999 | AC
RO_CO_00023 | N-1 OHL 400 kV Gutinas – Smardan | [RO-RO] [OPP] OHL 400 kV Medgidia Sud- Cernavoda | RMED141 RCERN41 1 | 1407 | 2000 | -593 | 70 | 998 | AC

## 0530
Detailed results
Generated at: | 08/05/2026 23:10:17
Business day: | 2026-05-10
Horizon: | 2DA
Timestamp | 05:30
Border & direction: | South-Romania Exporting
Remedial actions | False
Margin satisfied | True
Final step | Margin Calculation
TTC [MW]: | 3500.92
Loading threshold | 0.7
Limiting CNEC | N-1 TIE 400 kV TINTARENI-KOZLODUI 1/[RO-RS] [DIR] TIE 400 kV Portile de Fier-Djerdap
Applied RAs
Non Costly RAO
CO ID | RA ID | Name of the RA | Usage | Type | Location | Status | Details
Costly RAO
RA RD ID | TSO | Generator Name | Minimum Power [MW] | Maximum Power [MW] | RDP- | RDP+ | P [MW] before RAO | P [MW] after RAO | P0 [MW] | Plimit+ [MW] | Plimit- [MW] | Started up | Shutdown
Non Costly Reduction
CO ID | RA ID | Name of the RA | Usage | Type | Location | Status | Details
Limiting CNECs
CO ID | Name of the CO | Name of the CNE | CNE UCTE branch | Calculated I (A) | I max (PATL) | Margin (A) | Loading (%) | Flow [MW] | LF type
RO-BG_CO_00001 | N-1 TIE 400 kV TINTARENI-KOZLODUI 1 | [RO-RS] [DIR] TIE 400 kV Portile de Fier-Djerdap | RPDFE41 XPF_DJ11 1 | 1256 | 1570 | -314 | 80 | 867 | AC
RO-BG_CO_00002 | N-1 TIE 400 kV TINTARENI-KOZLODUI 2 | [RO-RS] [DIR] TIE 400 kV Portile de Fier-Djerdap | RPDFE41 XPF_DJ11 1 | 1256 | 1570 | -314 | 80 | 867 | AC
RO-RS_CO_00003 | N-1 TIE 400 kV Resita-Pancevo c2 | [RO-RS] [DIR] TIE 400 kV Portile de Fier-Djerdap | RPDFE41 XPF_DJ11 1 | 1214 | 1570 | -356 | 77 | 838 | AC
RO-RS_CO_00004 | N-1 TIE 400 kV Resita-Pancevo c1 | [RO-RS] [DIR] TIE 400 kV Portile de Fier-Djerdap | RPDFE41 XPF_DJ11 1 | 1214 | 1570 | -356 | 77 | 838 | AC
RO_CO_00001 | N-1 OHL 220 kV Portile de Fier-Resita 1&2 | [RO-RS] [DIR] TIE 400 kV Portile de Fier-Djerdap | RPDFE41 XPF_DJ11 1 | 1174 | 1570 | -396 | 75 | 809 | AC
RO-BG_CO_00005 | N-1 TIE 400 kV DOBRUDJA- MEDGIDIA SUD | [RO-BG] [DIR] TIE 400 kV MEDGIDIA SUD - VARNA | RMED141 XVA_MG11 1 | 1493 | 2000 | -507 | 75 | 1057 | AC
BG_RO_CO_00005 | N-1 TIE 400 kV MEDGIDIA SUD - DOBRUDJA | [BG-RO] [DIR] TIE 400 kV MEDGIDIA SUD - VARNA | XVA_MG11 VVARNA11 1 | 1493 | 2000 | -507 | 75 | -1041 | AC
RO_CO_00002 | N-1 OHL 400 kV Mintia-Arad | [RO-RS] [DIR] TIE 400 kV Portile de Fier-Djerdap | RPDFE41 XPF_DJ11 1 | 1169 | 1570 | -401 | 74 | 806 | AC
BG_RO_CO_00004 | N-1 TIE 400 kV MEDGIDIA SUD - VARNA | [BG-RO] [DIR] TIE 400 kV DOBRUDJA- MEDGIDIA SUD | XDO_MG11 VDOBRU11 1 | 1485 | 2000 | -515 | 74 | -1032 | AC
RO-BG_CO_00004 | N-1 TIE 400 kV MEDGIDIA SUD - VARNA | [RO-BG] [DIR] TIE 400 kV DOBRUDJA- MEDGIDIA SUD | RMEDG41 XDO_MG11 1 | 1485 | 2000 | -515 | 74 | 1052 | AC
RO-HU_CO_00001 | N-1 TIE 400 kV Arad-Sandorfalva | [RO-RS] [DIR] TIE 400 kV Portile de Fier-Djerdap | RPDFE41 XPF_DJ11 1 | 1161 | 1570 | -409 | 74 | 800 | AC
RO-MD_CO_00001 | N-1 TIE 400 kV Isaccea - Vulcanesti | [RO-RS] [DIR] TIE 400 kV Portile de Fier-Djerdap | RPDFE41 XPF_DJ11 1 | 1160 | 1570 | -410 | 74 | 799 | AC
RO-HU_CO_00002 | N-1 TIE 400 kV Nadab-Bekescsaba | [RO-RS] [DIR] TIE 400 kV Portile de Fier-Djerdap | RPDFE41 XPF_DJ11 1 | 1154 | 1570 | -416 | 74 | 795 | AC
RO-UA_CO_00001 | N-1 TIE 400 kV Rosiori-Mukacevo | [RO-RS] [DIR] TIE 400 kV Portile de Fier-Djerdap | RPDFE41 XPF_DJ11 1 | 1151 | 1570 | -419 | 73 | 793 | AC
Base case | Base case | [RO-RS] [DIR] TIE 400 kV Portile de Fier-Djerdap | RPDFE41 XPF_DJ11 1 | 1146 | 1570 | -424 | 73 | 789 | AC
RO_CO_00027 | N-1 TRA 400/220 kV AT3 Arad | [RO-RS] [DIR] TIE 400 kV Portile de Fier-Djerdap | RPDFE41 XPF_DJ11 1 | 1140 | 1570 | -430 | 73 | 784 | AC
RO_CO_00041 | N-1 OHL 400 kV Medgidia Sud - Rahman | [RO-RO] [OPP] OHL 400 kV Medgidia Sud- Cernavoda | RMED141 RCERN41 1 | 1451 | 2000 | -549 | 73 | 1031 | AC
RO_CO_00036 | N-1 OHL 400 kV Medgidia Sud - Stupina | [RO-RO] [OPP] OHL 400 kV Medgidia Sud- Cernavoda | RMED141 RCERN41 1 | 1451 | 2000 | -549 | 73 | 1035 | AC
RO_CO_00052 | N-1 OHL 400 kV Sofia Zapad -Nis | [RO-RS] [DIR] TIE 400 kV Portile de Fier-Djerdap | RPDFE41 XPF_DJ11 1 | 1138 | 1570 | -432 | 73 | 783 | AC
RO_CO_00010 | N-1 OHL 400 kV Isaccea - Stupina | [RO-RO] [OPP] OHL 400 kV Medgidia Sud- Cernavoda | RMED141 RCERN41 1 | 1450 | 2000 | -550 | 73 | 1031 | AC
RO_CO_00011 | N-1 OHL 400 kV Isaccea - Rahman | [RO-RO] [OPP] OHL 400 kV Medgidia Sud- Cernavoda | RMED141 RCERN41 1 | 1440 | 2000 | -560 | 72 | 1026 | AC
RO_CO_00012 | N-1 OHL 400 kV Isaccea - Tulcea Vest | [RO-RO] [OPP] OHL 400 kV Medgidia Sud- Cernavoda | RMED141 RCERN41 1 | 1426 | 2000 | -574 | 71 | 1013 | AC
RO_CO_00015 | N-1 OHL 400 kV Tulcea Vest - Tariverde | [RO-RO] [OPP] OHL 400 kV Medgidia Sud- Cernavoda | RMED141 RCERN41 1 | 1421 | 2000 | -579 | 71 | 1010 | AC
RO_CO_00029 | N-1 OHL 220 kV Resita-Timisoara 1&2 | [RO-RS] [DIR] TIE 400 kV Portile de Fier-Djerdap | RPDFE41 XPF_DJ11 1 | 1114 | 1570 | -456 | 71 | 766 | AC
RO_CO_00017 | N-1 OHL 400 kV Constanta Nord- Cernavoda | [RO-RO] [OPP] OHL 400 kV Medgidia Sud- Cernavoda | RMED141 RCERN41 1 | 1418 | 2000 | -582 | 71 | 1010 | AC
RO_CO_00023 | N-1 OHL 400 kV Gutinas – Smardan | [RO-RO] [OPP] OHL 400 kV Medgidia Sud- Cernavoda | RMED141 RCERN41 1 | 1409 | 2000 | -591 | 70 | 1004 | AC

## 0630
Detailed results
Generated at: | 08/05/2026 23:10:17
Business day: | 2026-05-10
Horizon: | 2DA
Timestamp | 06:30
Border & direction: | South-Romania Exporting
Remedial actions | False
Margin satisfied | True
Final step | Margin Calculation
TTC [MW]: | 3555.88
Loading threshold | 0.7
Limiting CNEC | N-1 TIE 400 kV TINTARENI-KOZLODUI 2/[RO-RS] [DIR] TIE 400 kV Portile de Fier-Djerdap
Applied RAs
Non Costly RAO
CO ID | RA ID | Name of the RA | Usage | Type | Location | Status | Details
Costly RAO
RA RD ID | TSO | Generator Name | Minimum Power [MW] | Maximum Power [MW] | RDP- | RDP+ | P [MW] before RAO | P [MW] after RAO | P0 [MW] | Plimit+ [MW] | Plimit- [MW] | Started up | Shutdown
Non Costly Reduction
CO ID | RA ID | Name of the RA | Usage | Type | Location | Status | Details
Limiting CNECs
CO ID | Name of the CO | Name of the CNE | CNE UCTE branch | Calculated I (A) | I max (PATL) | Margin (A) | Loading (%) | Flow [MW] | LF type
RO-BG_CO_00001 | N-1 TIE 400 kV TINTARENI-KOZLODUI 1 | [RO-RS] [DIR] TIE 400 kV Portile de Fier-Djerdap | RPDFE41 XPF_DJ11 1 | 1342 | 1570 | -228 | 86 | 918 | AC
RO-BG_CO_00002 | N-1 TIE 400 kV TINTARENI-KOZLODUI 2 | [RO-RS] [DIR] TIE 400 kV Portile de Fier-Djerdap | RPDFE41 XPF_DJ11 1 | 1342 | 1570 | -228 | 86 | 918 | AC
RO-RS_CO_00003 | N-1 TIE 400 kV Resita-Pancevo c2 | [RO-RS] [DIR] TIE 400 kV Portile de Fier-Djerdap | RPDFE41 XPF_DJ11 1 | 1309 | 1570 | -261 | 83 | 894 | AC
RO-RS_CO_00004 | N-1 TIE 400 kV Resita-Pancevo c1 | [RO-RS] [DIR] TIE 400 kV Portile de Fier-Djerdap | RPDFE41 XPF_DJ11 1 | 1309 | 1570 | -261 | 83 | 894 | AC
RO_CO_00001 | N-1 OHL 220 kV Portile de Fier-Resita 1&2 | [RO-RS] [DIR] TIE 400 kV Portile de Fier-Djerdap | RPDFE41 XPF_DJ11 1 | 1266 | 1570 | -304 | 81 | 862 | AC
RO_CO_00002 | N-1 OHL 400 kV Mintia-Arad | [RO-RS] [DIR] TIE 400 kV Portile de Fier-Djerdap | RPDFE41 XPF_DJ11 1 | 1259 | 1570 | -311 | 80 | 859 | AC
RO-HU_CO_00001 | N-1 TIE 400 kV Arad-Sandorfalva | [RO-RS] [DIR] TIE 400 kV Portile de Fier-Djerdap | RPDFE41 XPF_DJ11 1 | 1252 | 1570 | -318 | 80 | 855 | AC
RO-MD_CO_00001 | N-1 TIE 400 kV Isaccea - Vulcanesti | [RO-RS] [DIR] TIE 400 kV Portile de Fier-Djerdap | RPDFE41 XPF_DJ11 1 | 1246 | 1570 | -324 | 79 | 851 | AC
RO-HU_CO_00002 | N-1 TIE 400 kV Nadab-Bekescsaba | [RO-RS] [DIR] TIE 400 kV Portile de Fier-Djerdap | RPDFE41 XPF_DJ11 1 | 1243 | 1570 | -327 | 79 | 849 | AC
RO-UA_CO_00001 | N-1 TIE 400 kV Rosiori-Mukacevo | [RO-RS] [DIR] TIE 400 kV Portile de Fier-Djerdap | RPDFE41 XPF_DJ11 1 | 1237 | 1570 | -333 | 79 | 844 | AC
Base case | Base case | [RO-RS] [DIR] TIE 400 kV Portile de Fier-Djerdap | RPDFE41 XPF_DJ11 1 | 1234 | 1570 | -336 | 79 | 843 | AC
RO_CO_00052 | N-1 OHL 400 kV Sofia Zapad -Nis | [RO-RS] [DIR] TIE 400 kV Portile de Fier-Djerdap | RPDFE41 XPF_DJ11 1 | 1233 | 1570 | -337 | 79 | 842 | AC
RO_CO_00027 | N-1 TRA 400/220 kV AT3 Arad | [RO-RS] [DIR] TIE 400 kV Portile de Fier-Djerdap | RPDFE41 XPF_DJ11 1 | 1227 | 1570 | -343 | 78 | 838 | AC
RO_CO_00029 | N-1 OHL 220 kV Resita-Timisoara 1&2 | [RO-RS] [DIR] TIE 400 kV Portile de Fier-Djerdap | RPDFE41 XPF_DJ11 1 | 1200 | 1570 | -370 | 76 | 818 | AC
BG_RO_CO_00005 | N-1 TIE 400 kV MEDGIDIA SUD - DOBRUDJA | [BG-RO] [DIR] TIE 400 kV MEDGIDIA SUD - VARNA | XVA_MG11 VVARNA11 1 | 1509 | 2000 | -491 | 75 | -1051 | AC
RO-BG_CO_00005 | N-1 TIE 400 kV DOBRUDJA- MEDGIDIA SUD | [RO-BG] [DIR] TIE 400 kV MEDGIDIA SUD - VARNA | RMED141 XVA_MG11 1 | 1509 | 2000 | -491 | 75 | 1069 | AC
RO-BG_CO_00004 | N-1 TIE 400 kV MEDGIDIA SUD - VARNA | [RO-BG] [DIR] TIE 400 kV DOBRUDJA- MEDGIDIA SUD | RMEDG41 XDO_MG11 1 | 1500 | 2000 | -500 | 75 | 1063 | AC
BG_RO_CO_00004 | N-1 TIE 400 kV MEDGIDIA SUD - VARNA | [BG-RO] [DIR] TIE 400 kV DOBRUDJA- MEDGIDIA SUD | XDO_MG11 VDOBRU11 1 | 1500 | 2000 | -500 | 75 | -1043 | AC
RO_CO_00036 | N-1 OHL 400 kV Medgidia Sud - Stupina | [RO-RO] [OPP] OHL 400 kV Medgidia Sud- Cernavoda | RMED141 RCERN41 1 | 1434 | 2000 | -566 | 72 | 1023 | AC
RO_CO_00041 | N-1 OHL 400 kV Medgidia Sud - Rahman | [RO-RO] [OPP] OHL 400 kV Medgidia Sud- Cernavoda | RMED141 RCERN41 1 | 1434 | 2000 | -566 | 72 | 1018 | AC
RO_CO_00010 | N-1 OHL 400 kV Isaccea - Stupina | [RO-RO] [OPP] OHL 400 kV Medgidia Sud- Cernavoda | RMED141 RCERN41 1 | 1433 | 2000 | -567 | 72 | 1018 | AC
RO_CO_00011 | N-1 OHL 400 kV Isaccea - Rahman | [RO-RO] [OPP] OHL 400 kV Medgidia Sud- Cernavoda | RMED141 RCERN41 1 | 1421 | 2000 | -579 | 71 | 1013 | AC

## 0730
Detailed results
Generated at: | 08/05/2026 23:10:17
Business day: | 2026-05-10
Horizon: | 2DA
Timestamp | 07:30
Border & direction: | South-Romania Exporting
Remedial actions | False
Margin satisfied | True
Final step | Margin Calculation
TTC [MW]: | 3518.23
Loading threshold | 0.7
Limiting CNEC | N-1 TIE 400 kV TINTARENI-KOZLODUI 2/[RO-RS] [DIR] TIE 400 kV Portile de Fier-Djerdap
Applied RAs
Non Costly RAO
CO ID | RA ID | Name of the RA | Usage | Type | Location | Status | Details
Costly RAO
RA RD ID | TSO | Generator Name | Minimum Power [MW] | Maximum Power [MW] | RDP- | RDP+ | P [MW] before RAO | P [MW] after RAO | P0 [MW] | Plimit+ [MW] | Plimit- [MW] | Started up | Shutdown
Non Costly Reduction
CO ID | RA ID | Name of the RA | Usage | Type | Location | Status | Details
Limiting CNECs
CO ID | Name of the CO | Name of the CNE | CNE UCTE branch | Calculated I (A) | I max (PATL) | Margin (A) | Loading (%) | Flow [MW] | LF type
RO-BG_CO_00002 | N-1 TIE 400 kV TINTARENI-KOZLODUI 2 | [RO-RS] [DIR] TIE 400 kV Portile de Fier-Djerdap | RPDFE41 XPF_DJ11 1 | 1393 | 1570 | -177 | 89 | 981 | AC
RO-BG_CO_00001 | N-1 TIE 400 kV TINTARENI-KOZLODUI 1 | [RO-RS] [DIR] TIE 400 kV Portile de Fier-Djerdap | RPDFE41 XPF_DJ11 1 | 1393 | 1570 | -177 | 89 | 981 | AC
RO-RS_CO_00003 | N-1 TIE 400 kV Resita-Pancevo c2 | [RO-RS] [DIR] TIE 400 kV Portile de Fier-Djerdap | RPDFE41 XPF_DJ11 1 | 1381 | 1570 | -189 | 88 | 972 | AC
RO-RS_CO_00004 | N-1 TIE 400 kV Resita-Pancevo c1 | [RO-RS] [DIR] TIE 400 kV Portile de Fier-Djerdap | RPDFE41 XPF_DJ11 1 | 1381 | 1570 | -189 | 88 | 972 | AC
RO_CO_00052 | N-1 OHL 400 kV Sofia Zapad -Nis | [RO-RS] [DIR] TIE 400 kV Portile de Fier-Djerdap | RPDFE41 XPF_DJ11 1 | 1333 | 1570 | -237 | 85 | 940 | AC
RO_CO_00001 | N-1 OHL 220 kV Portile de Fier-Resita 1&2 | [RO-RS] [DIR] TIE 400 kV Portile de Fier-Djerdap | RPDFE41 XPF_DJ11 1 | 1330 | 1570 | -240 | 85 | 937 | AC
RO_CO_00002 | N-1 OHL 400 kV Mintia-Arad | [RO-RS] [DIR] TIE 400 kV Portile de Fier-Djerdap | RPDFE41 XPF_DJ11 1 | 1324 | 1570 | -246 | 84 | 933 | AC
RO-HU_CO_00001 | N-1 TIE 400 kV Arad-Sandorfalva | [RO-RS] [DIR] TIE 400 kV Portile de Fier-Djerdap | RPDFE41 XPF_DJ11 1 | 1318 | 1570 | -252 | 84 | 928 | AC
RO-MD_CO_00001 | N-1 TIE 400 kV Isaccea - Vulcanesti | [RO-RS] [DIR] TIE 400 kV Portile de Fier-Djerdap | RPDFE41 XPF_DJ11 1 | 1316 | 1570 | -254 | 84 | 927 | AC
RO-HU_CO_00002 | N-1 TIE 400 kV Nadab-Bekescsaba | [RO-RS] [DIR] TIE 400 kV Portile de Fier-Djerdap | RPDFE41 XPF_DJ11 1 | 1306 | 1570 | -264 | 83 | 921 | AC
RO-UA_CO_00001 | N-1 TIE 400 kV Rosiori-Mukacevo | [RO-RS] [DIR] TIE 400 kV Portile de Fier-Djerdap | RPDFE41 XPF_DJ11 1 | 1302 | 1570 | -268 | 83 | 918 | AC
Base case | Base case | [RO-RS] [DIR] TIE 400 kV Portile de Fier-Djerdap | RPDFE41 XPF_DJ11 1 | 1293 | 1570 | -277 | 82 | 912 | AC
RO_CO_00027 | N-1 TRA 400/220 kV AT3 Arad | [RO-RS] [DIR] TIE 400 kV Portile de Fier-Djerdap | RPDFE41 XPF_DJ11 1 | 1288 | 1570 | -282 | 82 | 908 | AC
RO_CO_00029 | N-1 OHL 220 kV Resita-Timisoara 1&2 | [RO-RS] [DIR] TIE 400 kV Portile de Fier-Djerdap | RPDFE41 XPF_DJ11 1 | 1259 | 1570 | -311 | 80 | 888 | AC

## 0830
Detailed results
Generated at: | 08/05/2026 23:10:17
Business day: | 2026-05-10
Horizon: | 2DA
Timestamp | 08:30
Border & direction: | South-Romania Exporting
Remedial actions | False
Margin satisfied | True
Final step | Margin Calculation
TTC [MW]: | 3587.04
Loading threshold | 0.7
Limiting CNEC | N-1 TIE 400 kV Resita-Pancevo c1/[RO-RS] [DIR] TIE 400 kV Portile de Fier-Djerdap
Applied RAs
Non Costly RAO
CO ID | RA ID | Name of the RA | Usage | Type | Location | Status | Details
Costly RAO
RA RD ID | TSO | Generator Name | Minimum Power [MW] | Maximum Power [MW] | RDP- | RDP+ | P [MW] before RAO | P [MW] after RAO | P0 [MW] | Plimit+ [MW] | Plimit- [MW] | Started up | Shutdown
Non Costly Reduction
CO ID | RA ID | Name of the RA | Usage | Type | Location | Status | Details
Limiting CNECs
CO ID | Name of the CO | Name of the CNE | CNE UCTE branch | Calculated I (A) | I max (PATL) | Margin (A) | Loading (%) | Flow [MW] | LF type
RO-RS_CO_00003 | N-1 TIE 400 kV Resita-Pancevo c2 | [RO-RS] [DIR] TIE 400 kV Portile de Fier-Djerdap | RPDFE41 XPF_DJ11 1 | 1511 | 1570 | -59 | 96 | 1068 | AC
RO-RS_CO_00004 | N-1 TIE 400 kV Resita-Pancevo c1 | [RO-RS] [DIR] TIE 400 kV Portile de Fier-Djerdap | RPDFE41 XPF_DJ11 1 | 1511 | 1570 | -59 | 96 | 1068 | AC
RO_CO_00052 | N-1 OHL 400 kV Sofia Zapad -Nis | [RO-RS] [DIR] TIE 400 kV Portile de Fier-Djerdap | RPDFE41 XPF_DJ11 1 | 1503 | 1570 | -67 | 96 | 1064 | AC
RO-BG_CO_00001 | N-1 TIE 400 kV TINTARENI-KOZLODUI 1 | [RO-RS] [DIR] TIE 400 kV Portile de Fier-Djerdap | RPDFE41 XPF_DJ11 1 | 1493 | 1570 | -77 | 95 | 1057 | AC
RO-BG_CO_00002 | N-1 TIE 400 kV TINTARENI-KOZLODUI 2 | [RO-RS] [DIR] TIE 400 kV Portile de Fier-Djerdap | RPDFE41 XPF_DJ11 1 | 1493 | 1570 | -77 | 95 | 1057 | AC
RO_CO_00001 | N-1 OHL 220 kV Portile de Fier-Resita 1&2 | [RO-RS] [DIR] TIE 400 kV Portile de Fier-Djerdap | RPDFE41 XPF_DJ11 1 | 1450 | 1570 | -120 | 92 | 1028 | AC
RO_CO_00002 | N-1 OHL 400 kV Mintia-Arad | [RO-RS] [DIR] TIE 400 kV Portile de Fier-Djerdap | RPDFE41 XPF_DJ11 1 | 1441 | 1570 | -129 | 92 | 1020 | AC
RO-HU_CO_00001 | N-1 TIE 400 kV Arad-Sandorfalva | [RO-RS] [DIR] TIE 400 kV Portile de Fier-Djerdap | RPDFE41 XPF_DJ11 1 | 1435 | 1570 | -135 | 91 | 1016 | AC
RO-MD_CO_00001 | N-1 TIE 400 kV Isaccea - Vulcanesti | [RO-RS] [DIR] TIE 400 kV Portile de Fier-Djerdap | RPDFE41 XPF_DJ11 1 | 1430 | 1570 | -140 | 91 | 1013 | AC
RO-HU_CO_00002 | N-1 TIE 400 kV Nadab-Bekescsaba | [RO-RS] [DIR] TIE 400 kV Portile de Fier-Djerdap | RPDFE41 XPF_DJ11 1 | 1422 | 1570 | -148 | 91 | 1007 | AC
RO-UA_CO_00001 | N-1 TIE 400 kV Rosiori-Mukacevo | [RO-RS] [DIR] TIE 400 kV Portile de Fier-Djerdap | RPDFE41 XPF_DJ11 1 | 1418 | 1570 | -152 | 90 | 1005 | AC
Base case | Base case | [RO-RS] [DIR] TIE 400 kV Portile de Fier-Djerdap | RPDFE41 XPF_DJ11 1 | 1403 | 1570 | -167 | 89 | 995 | AC
RO_CO_00027 | N-1 TRA 400/220 kV AT3 Arad | [RO-RS] [DIR] TIE 400 kV Portile de Fier-Djerdap | RPDFE41 XPF_DJ11 1 | 1401 | 1570 | -169 | 89 | 993 | AC
RO_CO_00029 | N-1 OHL 220 kV Resita-Timisoara 1&2 | [RO-RS] [DIR] TIE 400 kV Portile de Fier-Djerdap | RPDFE41 XPF_DJ11 1 | 1373 | 1570 | -197 | 87 | 973 | AC

## 0930
Detailed results
Generated at: | 08/05/2026 23:10:17
Business day: | 2026-05-10
Horizon: | 2DA
Timestamp | 09:30
Border & direction: | South-Romania Exporting
Remedial actions | False
Margin satisfied | True
Final step | Margin Calculation
TTC [MW]: | 3672.31
Loading threshold | 0.7
Limiting CNEC | N-1 TIE 400 kV Resita-Pancevo c1/[RO-RS] [DIR] TIE 400 kV Portile de Fier-Djerdap
Applied RAs
Non Costly RAO
CO ID | RA ID | Name of the RA | Usage | Type | Location | Status | Details
Costly RAO
RA RD ID | TSO | Generator Name | Minimum Power [MW] | Maximum Power [MW] | RDP- | RDP+ | P [MW] before RAO | P [MW] after RAO | P0 [MW] | Plimit+ [MW] | Plimit- [MW] | Started up | Shutdown
Non Costly Reduction
CO ID | RA ID | Name of the RA | Usage | Type | Location | Status | Details
Limiting CNECs
CO ID | Name of the CO | Name of the CNE | CNE UCTE branch | Calculated I (A) | I max (PATL) | Margin (A) | Loading (%) | Flow [MW] | LF type
RO-RS_CO_00003 | N-1 TIE 400 kV Resita-Pancevo c2 | [RO-RS] [DIR] TIE 400 kV Portile de Fier-Djerdap | RPDFE41 XPF_DJ11 1 | 1525 | 1570 | -45 | 97 | 1077 | AC
RO-RS_CO_00004 | N-1 TIE 400 kV Resita-Pancevo c1 | [RO-RS] [DIR] TIE 400 kV Portile de Fier-Djerdap | RPDFE41 XPF_DJ11 1 | 1525 | 1570 | -45 | 97 | 1077 | AC
RO_CO_00052 | N-1 OHL 400 kV Sofia Zapad -Nis | [RO-RS] [DIR] TIE 400 kV Portile de Fier-Djerdap | RPDFE41 XPF_DJ11 1 | 1515 | 1570 | -55 | 96 | 1071 | AC
RO-BG_CO_00002 | N-1 TIE 400 kV TINTARENI-KOZLODUI 2 | [RO-RS] [DIR] TIE 400 kV Portile de Fier-Djerdap | RPDFE41 XPF_DJ11 1 | 1513 | 1570 | -57 | 96 | 1070 | AC
RO-BG_CO_00001 | N-1 TIE 400 kV TINTARENI-KOZLODUI 1 | [RO-RS] [DIR] TIE 400 kV Portile de Fier-Djerdap | RPDFE41 XPF_DJ11 1 | 1513 | 1570 | -57 | 96 | 1070 | AC
RO_CO_00001 | N-1 OHL 220 kV Portile de Fier-Resita 1&2 | [RO-RS] [DIR] TIE 400 kV Portile de Fier-Djerdap | RPDFE41 XPF_DJ11 1 | 1468 | 1570 | -102 | 93 | 1038 | AC
RO_CO_00002 | N-1 OHL 400 kV Mintia-Arad | [RO-RS] [DIR] TIE 400 kV Portile de Fier-Djerdap | RPDFE41 XPF_DJ11 1 | 1457 | 1570 | -113 | 93 | 1030 | AC
RO-HU_CO_00001 | N-1 TIE 400 kV Arad-Sandorfalva | [RO-RS] [DIR] TIE 400 kV Portile de Fier-Djerdap | RPDFE41 XPF_DJ11 1 | 1451 | 1570 | -119 | 92 | 1026 | AC
RO-MD_CO_00001 | N-1 TIE 400 kV Isaccea - Vulcanesti | [RO-RS] [DIR] TIE 400 kV Portile de Fier-Djerdap | RPDFE41 XPF_DJ11 1 | 1440 | 1570 | -130 | 92 | 1018 | AC no reactive limits
RO-HU_CO_00002 | N-1 TIE 400 kV Nadab-Bekescsaba | [RO-RS] [DIR] TIE 400 kV Portile de Fier-Djerdap | RPDFE41 XPF_DJ11 1 | 1438 | 1570 | -132 | 92 | 1018 | AC
RO-UA_CO_00001 | N-1 TIE 400 kV Rosiori-Mukacevo | [RO-RS] [DIR] TIE 400 kV Portile de Fier-Djerdap | RPDFE41 XPF_DJ11 1 | 1433 | 1570 | -137 | 91 | 1014 | AC
Base case | Base case | [RO-RS] [DIR] TIE 400 kV Portile de Fier-Djerdap | RPDFE41 XPF_DJ11 1 | 1420 | 1570 | -150 | 90 | 1005 | AC
RO_CO_00027 | N-1 TRA 400/220 kV AT3 Arad | [RO-RS] [DIR] TIE 400 kV Portile de Fier-Djerdap | RPDFE41 XPF_DJ11 1 | 1416 | 1570 | -154 | 90 | 1002 | AC
RO_CO_00029 | N-1 OHL 220 kV Resita-Timisoara 1&2 | [RO-RS] [DIR] TIE 400 kV Portile de Fier-Djerdap | RPDFE41 XPF_DJ11 1 | 1389 | 1570 | -181 | 88 | 983 | AC
BG_RO_CO_00005 | N-1 TIE 400 kV MEDGIDIA SUD - DOBRUDJA | [BG-RO] [DIR] TIE 400 kV MEDGIDIA SUD - VARNA | XVA_MG11 VVARNA11 1 | 1426 | 2000 | -574 | 71 | -994 | AC
RO-BG_CO_00005 | N-1 TIE 400 kV DOBRUDJA- MEDGIDIA SUD | [RO-BG] [DIR] TIE 400 kV MEDGIDIA SUD - VARNA | RMED141 XVA_MG11 1 | 1426 | 2000 | -574 | 71 | 1010 | AC
RO-BG_CO_00004 | N-1 TIE 400 kV MEDGIDIA SUD - VARNA | [RO-BG] [DIR] TIE 400 kV DOBRUDJA- MEDGIDIA SUD | RMEDG41 XDO_MG11 1 | 1417 | 2000 | -583 | 71 | 1004 | AC
BG_RO_CO_00004 | N-1 TIE 400 kV MEDGIDIA SUD - VARNA | [BG-RO] [DIR] TIE 400 kV DOBRUDJA- MEDGIDIA SUD | XDO_MG11 VDOBRU11 1 | 1417 | 2000 | -583 | 71 | -986 | AC

## 1030
Detailed results
Generated at: | 08/05/2026 23:10:17
Business day: | 2026-05-10
Horizon: | 2DA
Timestamp | 10:30
Border & direction: | South-Romania Exporting
Remedial actions | False
Margin satisfied | True
Final step | Margin Calculation
TTC [MW]: | 3824.64
Loading threshold | 0.7
Limiting CNEC | N-1 TIE 400 kV TINTARENI-KOZLODUI 2/[RO-RS] [DIR] TIE 400 kV Portile de Fier-Djerdap
Applied RAs
Non Costly RAO
CO ID | RA ID | Name of the RA | Usage | Type | Location | Status | Details
Costly RAO
RA RD ID | TSO | Generator Name | Minimum Power [MW] | Maximum Power [MW] | RDP- | RDP+ | P [MW] before RAO | P [MW] after RAO | P0 [MW] | Plimit+ [MW] | Plimit- [MW] | Started up | Shutdown
Non Costly Reduction
CO ID | RA ID | Name of the RA | Usage | Type | Location | Status | Details
Limiting CNECs
CO ID | Name of the CO | Name of the CNE | CNE UCTE branch | Calculated I (A) | I max (PATL) | Margin (A) | Loading (%) | Flow [MW] | LF type
RO-BG_CO_00001 | N-1 TIE 400 kV TINTARENI-KOZLODUI 1 | [RO-RS] [DIR] TIE 400 kV Portile de Fier-Djerdap | RPDFE41 XPF_DJ11 1 | 1451 | 1570 | -119 | 92 | 1029 | AC
RO-BG_CO_00002 | N-1 TIE 400 kV TINTARENI-KOZLODUI 2 | [RO-RS] [DIR] TIE 400 kV Portile de Fier-Djerdap | RPDFE41 XPF_DJ11 1 | 1451 | 1570 | -119 | 92 | 1029 | AC
RO-RS_CO_00003 | N-1 TIE 400 kV Resita-Pancevo c2 | [RO-RS] [DIR] TIE 400 kV Portile de Fier-Djerdap | RPDFE41 XPF_DJ11 1 | 1435 | 1570 | -135 | 91 | 1017 | AC
RO-RS_CO_00004 | N-1 TIE 400 kV Resita-Pancevo c1 | [RO-RS] [DIR] TIE 400 kV Portile de Fier-Djerdap | RPDFE41 XPF_DJ11 1 | 1435 | 1570 | -135 | 91 | 1017 | AC
RO_CO_00052 | N-1 OHL 400 kV Sofia Zapad -Nis | [RO-RS] [DIR] TIE 400 kV Portile de Fier-Djerdap | RPDFE41 XPF_DJ11 1 | 1385 | 1570 | -185 | 88 | 983 | AC
RO_CO_00001 | N-1 OHL 220 kV Portile de Fier-Resita 1&2 | [RO-RS] [DIR] TIE 400 kV Portile de Fier-Djerdap | RPDFE41 XPF_DJ11 1 | 1378 | 1570 | -192 | 88 | 978 | AC
RO_CO_00002 | N-1 OHL 400 kV Mintia-Arad | [RO-RS] [DIR] TIE 400 kV Portile de Fier-Djerdap | RPDFE41 XPF_DJ11 1 | 1367 | 1570 | -203 | 87 | 970 | AC
RO-HU_CO_00001 | N-1 TIE 400 kV Arad-Sandorfalva | [RO-RS] [DIR] TIE 400 kV Portile de Fier-Djerdap | RPDFE41 XPF_DJ11 1 | 1365 | 1570 | -205 | 87 | 969 | AC
RO-MD_CO_00001 | N-1 TIE 400 kV Isaccea - Vulcanesti | [RO-RS] [DIR] TIE 400 kV Portile de Fier-Djerdap | RPDFE41 XPF_DJ11 1 | 1361 | 1570 | -209 | 87 | 967 | AC
RO-HU_CO_00002 | N-1 TIE 400 kV Nadab-Bekescsaba | [RO-RS] [DIR] TIE 400 kV Portile de Fier-Djerdap | RPDFE41 XPF_DJ11 1 | 1354 | 1570 | -216 | 86 | 962 | AC
RO-UA_CO_00001 | N-1 TIE 400 kV Rosiori-Mukacevo | [RO-RS] [DIR] TIE 400 kV Portile de Fier-Djerdap | RPDFE41 XPF_DJ11 1 | 1353 | 1570 | -217 | 86 | 961 | AC
Base case | Base case | [RO-RS] [DIR] TIE 400 kV Portile de Fier-Djerdap | RPDFE41 XPF_DJ11 1 | 1347 | 1570 | -223 | 86 | 957 | AC
RO_CO_00027 | N-1 TRA 400/220 kV AT3 Arad | [RO-RS] [DIR] TIE 400 kV Portile de Fier-Djerdap | RPDFE41 XPF_DJ11 1 | 1339 | 1570 | -231 | 85 | 951 | AC
RO_CO_00029 | N-1 OHL 220 kV Resita-Timisoara 1&2 | [RO-RS] [DIR] TIE 400 kV Portile de Fier-Djerdap | RPDFE41 XPF_DJ11 1 | 1308 | 1570 | -262 | 83 | 929 | AC
RO-BG_CO_00005 | N-1 TIE 400 kV DOBRUDJA- MEDGIDIA SUD | [RO-BG] [DIR] TIE 400 kV MEDGIDIA SUD - VARNA | RMED141 XVA_MG11 1 | 1655 | 2000 | -345 | 83 | 1169 | AC
BG_RO_CO_00005 | N-1 TIE 400 kV MEDGIDIA SUD - DOBRUDJA | [BG-RO] [DIR] TIE 400 kV MEDGIDIA SUD - VARNA | XVA_MG11 VVARNA11 1 | 1655 | 2000 | -345 | 83 | -1148 | AC
RO-BG_CO_00004 | N-1 TIE 400 kV MEDGIDIA SUD - VARNA | [RO-BG] [DIR] TIE 400 kV DOBRUDJA- MEDGIDIA SUD | RMEDG41 XDO_MG11 1 | 1644 | 2000 | -356 | 82 | 1162 | AC
BG_RO_CO_00004 | N-1 TIE 400 kV MEDGIDIA SUD - VARNA | [BG-RO] [DIR] TIE 400 kV DOBRUDJA- MEDGIDIA SUD | XDO_MG11 VDOBRU11 1 | 1644 | 2000 | -356 | 82 | -1138 | AC
RO_CO_00041 | N-1 OHL 400 kV Medgidia Sud - Rahman | [RO-RO] [OPP] OHL 400 kV Medgidia Sud- Cernavoda | RMED141 RCERN41 1 | 1515 | 2000 | -485 | 76 | 1070 | AC
RO_CO_00036 | N-1 OHL 400 kV Medgidia Sud - Stupina | [RO-RO] [OPP] OHL 400 kV Medgidia Sud- Cernavoda | RMED141 RCERN41 1 | 1514 | 2000 | -486 | 76 | 1078 | AC
RO_CO_00010 | N-1 OHL 400 kV Isaccea - Stupina | [RO-RO] [OPP] OHL 400 kV Medgidia Sud- Cernavoda | RMED141 RCERN41 1 | 1503 | 2000 | -497 | 75 | 1062 | AC
RO_CO_00012 | N-1 OHL 400 kV Isaccea - Tulcea Vest | [RO-RO] [OPP] OHL 400 kV Medgidia Sud- Cernavoda | RMED141 RCERN41 1 | 1499 | 2000 | -501 | 75 | 1059 | AC
RO_CO_00011 | N-1 OHL 400 kV Isaccea - Rahman | [RO-RO] [OPP] OHL 400 kV Medgidia Sud- Cernavoda | RMED141 RCERN41 1 | 1485 | 2000 | -515 | 74 | 1055 | AC
RO_CO_00015 | N-1 OHL 400 kV Tulcea Vest - Tariverde | [RO-RO] [OPP] OHL 400 kV Medgidia Sud- Cernavoda | RMED141 RCERN41 1 | 1471 | 2000 | -529 | 74 | 1041 | AC
RO_CO_00023 | N-1 OHL 400 kV Gutinas – Smardan | [RO-RO] [OPP] OHL 400 kV Medgidia Sud- Cernavoda | RMED141 RCERN41 1 | 1450 | 2000 | -550 | 73 | 1029 | AC
Base case | Base case | [RO-RO] [OPP] OHL 400 kV Medgidia Sud- Cernavoda | RMED141 RCERN41 1 | 1425 | 2000 | -575 | 71 | 1010 | AC
RO_CO_00013 | N-1 OHL 400 kV Lacu Sarat - Gura Ialomitei | [RO-RO] [OPP] OHL 400 kV Medgidia Sud- Cernavoda | RMED141 RCERN41 1 | 1419 | 2000 | -581 | 71 | 1005 | AC
RO-MD_CO_00001 | N-1 TIE 400 kV Isaccea - Vulcanesti | [RO-RO] [OPP] OHL 400 kV Medgidia Sud- Cernavoda | RMED141 RCERN41 1 | 1412 | 2000 | -588 | 71 | 1003 | AC
RO_CO_00017 | N-1 OHL 400 kV Constanta Nord- Cernavoda | [RO-RO] [OPP] OHL 400 kV Medgidia Sud- Cernavoda | RMED141 RCERN41 1 | 1410 | 2000 | -590 | 70 | 999 | AC

## 1130
Detailed results
Generated at: | 08/05/2026 23:10:17
Business day: | 2026-05-10
Horizon: | 2DA
Timestamp | 11:30
Border & direction: | South-Romania Exporting
Remedial actions | False
Margin satisfied | False
Final step | Adjustment
TTC [MW]: | 4101.15
Loading threshold | 0.7
Limiting CNEC | N-1 TIE 400 kV TINTARENI-KOZLODUI 2/[RO-RS] [DIR] TIE 400 kV Portile de Fier-Djerdap
Applied RAs
Non Costly RAO
CO ID | RA ID | Name of the RA | Usage | Type | Location | Status | Details
Costly RAO
RA RD ID | TSO | Generator Name | Minimum Power [MW] | Maximum Power [MW] | RDP- | RDP+ | P [MW] before RAO | P [MW] after RAO | P0 [MW] | Plimit+ [MW] | Plimit- [MW] | Started up | Shutdown
Non Costly Reduction
CO ID | RA ID | Name of the RA | Usage | Type | Location | Status | Details
Limiting CNECs
CO ID | Name of the CO | Name of the CNE | CNE UCTE branch | Calculated I (A) | I max (PATL) | Margin (A) | Loading (%) | Flow [MW] | LF type
RO-BG_CO_00001 | N-1 TIE 400 kV TINTARENI-KOZLODUI 1 | [RO-RS] [DIR] TIE 400 kV Portile de Fier-Djerdap | RPDFE41 XPF_DJ11 1 | 1489 | 1570 | -81 | 95 | 1047 | AC
RO-BG_CO_00002 | N-1 TIE 400 kV TINTARENI-KOZLODUI 2 | [RO-RS] [DIR] TIE 400 kV Portile de Fier-Djerdap | RPDFE41 XPF_DJ11 1 | 1489 | 1570 | -81 | 95 | 1047 | AC
RO-RS_CO_00003 | N-1 TIE 400 kV Resita-Pancevo c2 | [RO-RS] [DIR] TIE 400 kV Portile de Fier-Djerdap | RPDFE41 XPF_DJ11 1 | 1458 | 1570 | -112 | 93 | 1023 | AC
RO-RS_CO_00004 | N-1 TIE 400 kV Resita-Pancevo c1 | [RO-RS] [DIR] TIE 400 kV Portile de Fier-Djerdap | RPDFE41 XPF_DJ11 1 | 1458 | 1570 | -112 | 93 | 1023 | AC
RO-BG_CO_00005 | N-1 TIE 400 kV DOBRUDJA- MEDGIDIA SUD | [RO-BG] [DIR] TIE 400 kV MEDGIDIA SUD - VARNA | RMED141 XVA_MG11 1 | 1844 | 2000 | -156 | 92 | 1300 | AC
BG_RO_CO_00005 | N-1 TIE 400 kV MEDGIDIA SUD - DOBRUDJA | [BG-RO] [DIR] TIE 400 kV MEDGIDIA SUD - VARNA | XVA_MG11 VVARNA11 1 | 1844 | 2000 | -156 | 92 | -1274 | AC
RO-BG_CO_00004 | N-1 TIE 400 kV MEDGIDIA SUD - VARNA | [RO-BG] [DIR] TIE 400 kV DOBRUDJA- MEDGIDIA SUD | RMEDG41 XDO_MG11 1 | 1832 | 2000 | -168 | 92 | 1292 | AC
BG_RO_CO_00004 | N-1 TIE 400 kV MEDGIDIA SUD - VARNA | [BG-RO] [DIR] TIE 400 kV DOBRUDJA- MEDGIDIA SUD | XDO_MG11 VDOBRU11 1 | 1832 | 2000 | -168 | 92 | -1263 | AC
RO_CO_00001 | N-1 OHL 220 kV Portile de Fier-Resita 1&2 | [RO-RS] [DIR] TIE 400 kV Portile de Fier-Djerdap | RPDFE41 XPF_DJ11 1 | 1392 | 1570 | -178 | 89 | 978 | AC
RO-HU_CO_00001 | N-1 TIE 400 kV Arad-Sandorfalva | [RO-RS] [DIR] TIE 400 kV Portile de Fier-Djerdap | RPDFE41 XPF_DJ11 1 | 1384 | 1570 | -186 | 88 | 974 | AC
RO_CO_00002 | N-1 OHL 400 kV Mintia-Arad | [RO-RS] [DIR] TIE 400 kV Portile de Fier-Djerdap | RPDFE41 XPF_DJ11 1 | 1384 | 1570 | -186 | 88 | 973 | AC
RO-MD_CO_00001 | N-1 TIE 400 kV Isaccea - Vulcanesti | [RO-RS] [DIR] TIE 400 kV Portile de Fier-Djerdap | RPDFE41 XPF_DJ11 1 | 1380 | 1570 | -190 | 88 | 971 | AC
RO_CO_00052 | N-1 OHL 400 kV Sofia Zapad -Nis | [RO-RS] [DIR] TIE 400 kV Portile de Fier-Djerdap | RPDFE41 XPF_DJ11 1 | 1375 | 1570 | -195 | 88 | 968 | AC
RO-UA_CO_00001 | N-1 TIE 400 kV Rosiori-Mukacevo | [RO-RS] [DIR] TIE 400 kV Portile de Fier-Djerdap | RPDFE41 XPF_DJ11 1 | 1373 | 1570 | -197 | 87 | 966 | AC
RO-HU_CO_00002 | N-1 TIE 400 kV Nadab-Bekescsaba | [RO-RS] [DIR] TIE 400 kV Portile de Fier-Djerdap | RPDFE41 XPF_DJ11 1 | 1372 | 1570 | -198 | 87 | 965 | AC
Base case | Base case | [RO-RS] [DIR] TIE 400 kV Portile de Fier-Djerdap | RPDFE41 XPF_DJ11 1 | 1371 | 1570 | -199 | 87 | 965 | AC
RO_CO_00027 | N-1 TRA 400/220 kV AT3 Arad | [RO-RS] [DIR] TIE 400 kV Portile de Fier-Djerdap | RPDFE41 XPF_DJ11 1 | 1358 | 1570 | -212 | 87 | 956 | AC
RO_CO_00029 | N-1 OHL 220 kV Resita-Timisoara 1&2 | [RO-RS] [DIR] TIE 400 kV Portile de Fier-Djerdap | RPDFE41 XPF_DJ11 1 | 1321 | 1570 | -249 | 84 | 930 | AC
RO_CO_00036 | N-1 OHL 400 kV Medgidia Sud - Stupina | [RO-RO] [OPP] OHL 400 kV Medgidia Sud- Cernavoda | RMED141 RCERN41 1 | 1647 | 2000 | -353 | 82 | 1171 | AC
RO_CO_00041 | N-1 OHL 400 kV Medgidia Sud - Rahman | [RO-RO] [OPP] OHL 400 kV Medgidia Sud- Cernavoda | RMED141 RCERN41 1 | 1646 | 2000 | -354 | 82 | 1162 | AC
RO_CO_00010 | N-1 OHL 400 kV Isaccea - Stupina | [RO-RO] [OPP] OHL 400 kV Medgidia Sud- Cernavoda | RMED141 RCERN41 1 | 1634 | 2000 | -366 | 82 | 1154 | AC
RO_CO_00011 | N-1 OHL 400 kV Isaccea - Rahman | [RO-RO] [OPP] OHL 400 kV Medgidia Sud- Cernavoda | RMED141 RCERN41 1 | 1614 | 2000 | -386 | 81 | 1146 | AC
RO_CO_00012 | N-1 OHL 400 kV Isaccea - Tulcea Vest | [RO-RO] [OPP] OHL 400 kV Medgidia Sud- Cernavoda | RMED141 RCERN41 1 | 1604 | 2000 | -396 | 80 | 1132 | AC
RO_CO_00015 | N-1 OHL 400 kV Tulcea Vest - Tariverde | [RO-RO] [OPP] OHL 400 kV Medgidia Sud- Cernavoda | RMED141 RCERN41 1 | 1575 | 2000 | -425 | 79 | 1113 | AC
RO_CO_00023 | N-1 OHL 400 kV Gutinas – Smardan | [RO-RO] [OPP] OHL 400 kV Medgidia Sud- Cernavoda | RMED141 RCERN41 1 | 1562 | 2000 | -438 | 78 | 1107 | AC
Base case | Base case | [RO-RO] [OPP] OHL 400 kV Medgidia Sud- Cernavoda | RMED141 RCERN41 1 | 1535 | 2000 | -465 | 77 | 1087 | AC
RO-MD_CO_00001 | N-1 TIE 400 kV Isaccea - Vulcanesti | [RO-RO] [OPP] OHL 400 kV Medgidia Sud- Cernavoda | RMED141 RCERN41 1 | 1525 | 2000 | -475 | 76 | 1082 | AC
RO_CO_00013 | N-1 OHL 400 kV Lacu Sarat - Gura Ialomitei | [RO-RO] [OPP] OHL 400 kV Medgidia Sud- Cernavoda | RMED141 RCERN41 1 | 1514 | 2000 | -486 | 76 | 1070 | AC
RO_CO_00017 | N-1 OHL 400 kV Constanta Nord- Cernavoda | [RO-RO] [OPP] OHL 400 kV Medgidia Sud- Cernavoda | RMED141 RCERN41 1 | 1505 | 2000 | -495 | 75 | 1066 | AC
BG_RO_CO_00001 | N-1 TIE 400 kV TINTARENI-KOZLODUI 1 | [BG-RO] [DIR] TIE 400 kV TINTARENI-KOZLODUI 2 | XKO_TI12 VAECKO11 1 | 1375 | 1890 | -515 | 73 | -946 | AC
BG_RO_CO_00002 | N-1 TIE 400 kV TINTARENI-KOZLODUI 2 | [BG-RO] [DIR] TIE 400 kV TINTARENI-KOZLODUI 1 | XKO_TI11 VAECKO11 1 | 1375 | 1890 | -515 | 73 | -946 | AC
RO_CO_00037 | N-1 OHL 400 kV Pelicanu - Bucuresti Sud | [RO-RO] [OPP] OHL 400 kV Medgidia Sud- Cernavoda | RMED141 RCERN41 1 | 1449 | 2000 | -551 | 72 | 1026 | AC
RO_CO_00019 | N-1 OHL 400 kV Gura Ialomitei - Bucuresti Sud | [RO-RO] [OPP] OHL 400 kV Medgidia Sud- Cernavoda | RMED141 RCERN41 1 | 1447 | 2000 | -553 | 72 | 1024 | AC
RO_CO_00018 | N-1 OHL 400 kV Cernavoda - Pelicanu | [RO-RO] [OPP] OHL 400 kV Medgidia Sud- Cernavoda | RMED141 RCERN41 1 | 1447 | 2000 | -553 | 72 | 1024 | AC
RO-BG_CO_00001 | N-1 TIE 400 kV TINTARENI-KOZLODUI 1 | [RO-BG] [DIR] TIE 400 kV TINTARENI-KOZLODUI 2 | RTINTB1 XKO_TI12 1 | 1375 | 1920 | -545 | 72 | 968 | AC
RO-BG_CO_00002 | N-1 TIE 400 kV TINTARENI-KOZLODUI 2 | [RO-BG] [DIR] TIE 400 kV TINTARENI-KOZLODUI 1 | RTINTB1 XKO_TI11 1 | 1375 | 1920 | -545 | 72 | 968 | AC

## 1230
Detailed results
Generated at: | 08/05/2026 23:10:17
Business day: | 2026-05-10
Horizon: | 2DA
Timestamp | 12:30
Border & direction: | South-Romania Exporting
Remedial actions | True
Margin satisfied | False
Final step | RAO
TTC [MW]: | 4346
Loading threshold | 0.7
Limiting CNEC | N-1 TIE 400 kV MEDGIDIA SUD - DOBRUDJA/[BG-RO] [DIR] TIE 400 kV MEDGIDIA SUD - VARNA
Applied RAs
Non Costly RAO
CO ID | RA ID | Name of the RA | Usage | Type | Location | Status | Details
Costly RAO
RA RD ID | TSO | Generator Name | Minimum Power [MW] | Maximum Power [MW] | RDP- | RDP+ | P [MW] before RAO | P [MW] after RAO | P0 [MW] | Plimit+ [MW] | Plimit- [MW] | Started up | Shutdown
RO_RA_00111 | RO | RBRAZ41 _generator | 0 | 295 |  |  | 295 | 1 |  | 295 | 1 | FALSE | FALSE
RO_RA_00112 | RO | RBRZ241 _generator | 0 | 313 |  |  | 313 | 1 |  | 313 | 1 | FALSE | FALSE
RO_RA_00115 | RO | RPDF212 _generator | 0 | 389 |  |  | 389 | 0 |  | 389 | 0 | FALSE | TRUE
RO_RA_00117 | RO | RGODI_5 _generator | 0 | 114 |  |  | 0 | 114 |  | 114 | 0 | TRUE | FALSE
RO_RA_00120 | RO | RTOPV_5 _generator | 0 | 10 |  |  | 7 | 10 |  | 10 | 0 | FALSE | FALSE
RO_RA_00121 | RO | RFMEP_5 _generator | 0 | 14 |  |  | 0 | 14 |  | 14 | 0 | TRUE | FALSE
RO_RA_00122 | RO | RVLCE15 _generator | 0 | 55 |  |  | 2 | 55 |  | 55 | 0 | FALSE | FALSE
RO_RA_00126 | RO | RARGS_5 _generator | 0 | 31 |  |  | 1 | 31 |  | 31 | 0 | FALSE | FALSE
RO_RA_00127 | RO | RALBE_5 _generator | 0 | 30 |  |  | 1 | 30 |  | 30 | 0 | FALSE | FALSE
RO_RA_00128 | RO | RCERB_5 _generator | 0 | 15 |  |  | 0 | 15 |  | 15 | 0 | TRUE | FALSE
RO_RA_00129 | RO | RVLCE25 _generator | 0 | 12 |  |  | 0 | 12 |  | 12 | 0 | TRUE | FALSE
RO_RA_00130 | RO | RCLNG_5 _generator | 0 | 90 |  |  | 12 | 0 |  | 90 | 0 | FALSE | TRUE
RO_RA_00131 | RO | RLOTR22 _generator | 0 | 170 |  |  | 170 | 0 |  | 170 | 0 | FALSE | TRUE
RO_RA_00132 | RO | RLOT212 _generator | 0 | 340 |  |  | 340 | 0 |  | 340 | 0 | FALSE | TRUE
RO_RA_00136 | RO | RVILN_5 _generator | 0 | 46 |  |  | 0 | 46 |  | 46 | 0 | TRUE | FALSE
RO_RA_00137 | RO | RRIUR15 _generator | 0 | 48 |  |  | 0 | 48 |  | 48 | 0 | TRUE | FALSE
RO_RA_00138 | RO | RMARC_5 _generator | 0 | 39 |  |  | 1 | 0 |  | 39 | 0 | FALSE | TRUE
RO_RA_00142 | RO | RCHTU_5 _generator | 0 | 74 |  |  | 0 | 74 |  | 74 | 0 | TRUE | FALSE
RO_RA_00144 | RO | RHGLOT5 _generator | 0 | 25 |  |  | 0 | 25 |  | 25 | 0 | TRUE | FALSE
RO_RA_00145 | RO | RCHESJ5 _generator | 0 | 50 |  |  | 1 | 0 |  | 50 | 0 | FALSE | TRUE
RO_RA_00146 | RO | RCHEAC5 _generator | 0 | 38 |  |  | 1 | 38 |  | 38 | 0 | FALSE | FALSE
RO_RA_00147 | RO | RCHEST5 _generator | 0 | 26 |  |  | 1 | 26 |  | 26 | 0 | FALSE | FALSE
RO_RA_00148 | RO | RCHEIO5 _generator | 0 | 53 |  |  | 1 | 53 |  | 53 | 0 | FALSE | FALSE
RO_RA_00149 | RO | RCHDO_5 _generator | 0 | 53 |  |  | 1 | 53 |  | 53 | 0 | FALSE | FALSE
RO_RA_00150 | RO | RFRUN_5 _generator | 0 | 53 |  |  | 1 | 53 |  | 53 | 0 | FALSE | FALSE
RO_RA_00151 | RO | RCIZBI5 _generator | 0 | 53 |  |  | 1 | 53 |  | 53 | 0 | FALSE | FALSE
RO_RA_00152 | RO | RRUSA_5 _generator | 0 | 53 |  |  | 1 | 0 |  | 53 | 0 | FALSE | TRUE
RO_RA_00153 | RO | RHCORN5 _generator | 0 | 59 |  |  | 2 | 59 |  | 59 | 0 | FALSE | FALSE
RO_RA_00154 | RO | RFAGA_5 _generator | 0 | 20 |  |  | 1 | 20 |  | 20 | 0 | FALSE | FALSE
RO_RA_00155 | RO | RUCEA25 _generator | 0 | 32 |  |  | 10 | 32 |  | 32 | 0 | FALSE | FALSE
RO_RA_00156 | RO | RUCEA15 _generator | 0 | 49 |  |  | 17 | 49 |  | 49 | 0 | FALSE | FALSE
RO_RA_00157 | RO | RCIRT_5 _generator | 0 | 54 |  |  | 2 | 0 |  | 54 | 0 | FALSE | TRUE
RO_RA_00159 | RO | RSTEJ25 _generator | 0 | 32 |  |  | 0 | 32 |  | 32 | 0 | TRUE | FALSE
RO_RA_00160 | RO | RVADU_5 _generator | 0 | 67 |  |  | 15 | 67 |  | 67 | 0 | FALSE | FALSE
RO_RA_00161 | RO | RIZVO_5 _generator | 0 | 9 |  |  | 1 | 9 |  | 9 | 0 | FALSE | FALSE
RO_RA_00162 | RO | RDUMB_5 _generator | 0 | 23 |  |  | 2 | 0 |  | 23 | 0 | FALSE | TRUE
RO_RA_00163 | RO | RCOST_5 _generator | 0 | 24 |  |  | 2 | 0 |  | 24 | 0 | FALSE | TRUE
RO_RA_00164 | RO | RBUHU_5 _generator | 0 | 13 |  |  | 1 | 12 |  | 13 | 0 | FALSE | FALSE
RO_RA_00165 | RO | RRACO_5 _generator | 0 | 23 |  |  | 7 | 0 |  | 23 | 0 | FALSE | TRUE
RO_RA_00166 | RO | RGARL_5 _generator | 0 | 23 |  |  | 3 | 23 |  | 23 | 0 | FALSE | FALSE
RO_RA_00167 | RO | RLILI_5 _generator | 0 | 23 |  |  | 3 | 23 |  | 23 | 0 | FALSE | FALSE
RO_RA_00168 | RO | RBACS_5 _generator | 0 | 98 |  |  | 22 | 98 |  | 98 | 0 | FALSE | FALSE
RO_RA_00169 | RO | RFARA_5 _generator | 0 | 30 |  |  | 6 | 30 |  | 30 | 0 | FALSE | FALSE
RO_RA_00170 | RO | RSISC_5 _generator | 0 | 44 |  |  | 9 | 44 |  | 44 | 0 | FALSE | FALSE
RO_RA_00171 | RO | RMARA_5 _generator | 0 | 46 |  |  | 12 | 0 |  | 46 | 0 | FALSE | TRUE
RO_RA_00172 | RO | RTECU_5 _generator | 0 | 34 |  |  | 7 | 0 |  | 34 | 0 | FALSE | TRUE
RO_RA_00176 | RO | RSEBE_5 _generator | 0 | 55 |  |  | 7 | 55 |  | 55 | 0 | FALSE | FALSE
RO_RA_00177 | RO | RIAZUA5 _generator | 0 | 71 |  |  | 0 | 33 |  | 71 | 0 | TRUE | FALSE
RO_RA_00180 | RO | RRETE22 _generator | 0 | 222 |  |  | 0 | 222 |  | 222 | 0 | TRUE | FALSE
RO_RA_00182 | RO | RCIRNA5 _generator | 0 | 29 |  |  | 0 | 29 |  | 29 | 0 | TRUE | FALSE
RO_RA_00183 | RO | RCIRNB5 _generator | 0 | 27 |  |  | 0 | 27 |  | 27 | 0 | TRUE | FALSE
RO_RA_00184 | RO | RHATE_5 _generator | 0 | 52 |  |  | 0 | 52 |  | 52 | 0 | TRUE | FALSE
Non Costly Reduction
CO ID | RA ID | Name of the RA | Usage | Type | Location | Status | Details
Limiting CNECs
CO ID | Name of the CO | Name of the CNE | CNE UCTE branch | Calculated I (A) | I max (PATL) | Margin (A) | Loading (%) | Flow [MW] | LF type
RO-BG_CO_00005 | N-1 TIE 400 kV DOBRUDJA- MEDGIDIA SUD | [RO-BG] [DIR] TIE 400 kV MEDGIDIA SUD - VARNA | RMED141 XVA_MG11 1 | 1994 | 2000 | -6 | 100 | 1403 | AC
BG_RO_CO_00005 | N-1 TIE 400 kV MEDGIDIA SUD - DOBRUDJA | [BG-RO] [DIR] TIE 400 kV MEDGIDIA SUD - VARNA | XVA_MG11 VVARNA11 1 | 1994 | 2000 | -6 | 100 | -1373 | AC
RO-BG_CO_00004 | N-1 TIE 400 kV MEDGIDIA SUD - VARNA | [RO-BG] [DIR] TIE 400 kV DOBRUDJA- MEDGIDIA SUD | RMEDG41 XDO_MG11 1 | 1981 | 2000 | -19 | 99 | 1395 | AC
BG_RO_CO_00004 | N-1 TIE 400 kV MEDGIDIA SUD - VARNA | [BG-RO] [DIR] TIE 400 kV DOBRUDJA- MEDGIDIA SUD | XDO_MG11 VDOBRU11 1 | 1981 | 2000 | -19 | 99 | -1360 | AC
RO-BG_CO_00002 | N-1 TIE 400 kV TINTARENI-KOZLODUI 2 | [RO-RS] [DIR] TIE 400 kV Portile de Fier-Djerdap | RPDFE41 XPF_DJ11 1 | 1447 | 1570 | -123 | 92 | 1026 | AC
RO-BG_CO_00001 | N-1 TIE 400 kV TINTARENI-KOZLODUI 1 | [RO-RS] [DIR] TIE 400 kV Portile de Fier-Djerdap | RPDFE41 XPF_DJ11 1 | 1447 | 1570 | -123 | 92 | 1026 | AC
RO-RS_CO_00003 | N-1 TIE 400 kV Resita-Pancevo c2 | [RO-RS] [DIR] TIE 400 kV Portile de Fier-Djerdap | RPDFE41 XPF_DJ11 1 | 1394 | 1570 | -176 | 89 | 987 | AC
RO-RS_CO_00004 | N-1 TIE 400 kV Resita-Pancevo c1 | [RO-RS] [DIR] TIE 400 kV Portile de Fier-Djerdap | RPDFE41 XPF_DJ11 1 | 1394 | 1570 | -176 | 89 | 987 | AC
RO_CO_00036 | N-1 OHL 400 kV Medgidia Sud - Stupina | [RO-RO] [OPP] OHL 400 kV Medgidia Sud- Cernavoda | RMED141 RCERN41 1 | 1706 | 2000 | -294 | 85 | 1211 | AC
RO_CO_00041 | N-1 OHL 400 kV Medgidia Sud - Rahman | [RO-RO] [OPP] OHL 400 kV Medgidia Sud- Cernavoda | RMED141 RCERN41 1 | 1704 | 2000 | -296 | 85 | 1201 | AC
RO_CO_00010 | N-1 OHL 400 kV Isaccea - Stupina | [RO-RO] [OPP] OHL 400 kV Medgidia Sud- Cernavoda | RMED141 RCERN41 1 | 1692 | 2000 | -308 | 85 | 1194 | AC
RO-HU_CO_00001 | N-1 TIE 400 kV Arad-Sandorfalva | [RO-RS] [DIR] TIE 400 kV Portile de Fier-Djerdap | RPDFE41 XPF_DJ11 1 | 1324 | 1570 | -246 | 84 | 940 | AC
RO_CO_00002 | N-1 OHL 400 kV Mintia-Arad | [RO-RS] [DIR] TIE 400 kV Portile de Fier-Djerdap | RPDFE41 XPF_DJ11 1 | 1323 | 1570 | -247 | 84 | 939 | AC
BG_RO_CO_00002 | N-1 TIE 400 kV TINTARENI-KOZLODUI 2 | [BG-RO] [DIR] TIE 400 kV TINTARENI-KOZLODUI 1 | XKO_TI11 VAECKO11 1 | 1585 | 1890 | -305 | 84 | -1084 | AC
BG_RO_CO_00001 | N-1 TIE 400 kV TINTARENI-KOZLODUI 1 | [BG-RO] [DIR] TIE 400 kV TINTARENI-KOZLODUI 2 | XKO_TI12 VAECKO11 1 | 1585 | 1890 | -305 | 84 | -1084 | AC
RO-MD_CO_00001 | N-1 TIE 400 kV Isaccea - Vulcanesti | [RO-RS] [DIR] TIE 400 kV Portile de Fier-Djerdap | RPDFE41 XPF_DJ11 1 | 1313 | 1570 | -257 | 84 | 933 | AC
Base case | Base case | [RO-RS] [DIR] TIE 400 kV Portile de Fier-Djerdap | RPDFE41 XPF_DJ11 1 | 1311 | 1570 | -259 | 84 | 932 | AC
RO_CO_00011 | N-1 OHL 400 kV Isaccea - Rahman | [RO-RO] [OPP] OHL 400 kV Medgidia Sud- Cernavoda | RMED141 RCERN41 1 | 1671 | 2000 | -329 | 84 | 1184 | AC
RO-UA_CO_00001 | N-1 TIE 400 kV Rosiori-Mukacevo | [RO-RS] [DIR] TIE 400 kV Portile de Fier-Djerdap | RPDFE41 XPF_DJ11 1 | 1310 | 1570 | -260 | 83 | 931 | AC
RO-HU_CO_00002 | N-1 TIE 400 kV Nadab-Bekescsaba | [RO-RS] [DIR] TIE 400 kV Portile de Fier-Djerdap | RPDFE41 XPF_DJ11 1 | 1310 | 1570 | -260 | 83 | 930 | AC
RO-BG_CO_00002 | N-1 TIE 400 kV TINTARENI-KOZLODUI 2 | [RO-BG] [DIR] TIE 400 kV TINTARENI-KOZLODUI 1 | RTINTB1 XKO_TI11 1 | 1585 | 1920 | -335 | 83 | 1112 | AC
RO-BG_CO_00001 | N-1 TIE 400 kV TINTARENI-KOZLODUI 1 | [RO-BG] [DIR] TIE 400 kV TINTARENI-KOZLODUI 2 | RTINTB1 XKO_TI12 1 | 1585 | 1920 | -335 | 83 | 1112 | AC
RO_CO_00027 | N-1 TRA 400/220 kV AT3 Arad | [RO-RS] [DIR] TIE 400 kV Portile de Fier-Djerdap | RPDFE41 XPF_DJ11 1 | 1296 | 1570 | -274 | 83 | 921 | AC
RO_CO_00052 | N-1 OHL 400 kV Sofia Zapad -Nis | [RO-RS] [DIR] TIE 400 kV Portile de Fier-Djerdap | RPDFE41 XPF_DJ11 1 | 1293 | 1570 | -277 | 82 | 918 | AC
RO_CO_00001 | N-1 OHL 220 kV Portile de Fier-Resita 1&2 | [RO-RS] [DIR] TIE 400 kV Portile de Fier-Djerdap | RPDFE41 XPF_DJ11 1 | 1289 | 1570 | -281 | 82 | 917 | AC
RO_CO_00012 | N-1 OHL 400 kV Isaccea - Tulcea Vest | [RO-RO] [OPP] OHL 400 kV Medgidia Sud- Cernavoda | RMED141 RCERN41 1 | 1619 | 2000 | -381 | 81 | 1140 | AC
RO_CO_00023 | N-1 OHL 400 kV Gutinas – Smardan | [RO-RO] [OPP] OHL 400 kV Medgidia Sud- Cernavoda | RMED141 RCERN41 1 | 1596 | 2000 | -404 | 80 | 1130 | AC
RO_CO_00015 | N-1 OHL 400 kV Tulcea Vest - Tariverde | [RO-RO] [OPP] OHL 400 kV Medgidia Sud- Cernavoda | RMED141 RCERN41 1 | 1587 | 2000 | -413 | 79 | 1119 | AC
RO_CO_00029 | N-1 OHL 220 kV Resita-Timisoara 1&2 | [RO-RS] [DIR] TIE 400 kV Portile de Fier-Djerdap | RPDFE41 XPF_DJ11 1 | 1240 | 1570 | -330 | 79 | 881 | AC
Base case | Base case | [RO-RO] [OPP] OHL 400 kV Medgidia Sud- Cernavoda | RMED141 RCERN41 1 | 1563 | 2000 | -437 | 78 | 1104 | AC
RO-MD_CO_00001 | N-1 TIE 400 kV Isaccea - Vulcanesti | [RO-RO] [OPP] OHL 400 kV Medgidia Sud- Cernavoda | RMED141 RCERN41 1 | 1557 | 2000 | -443 | 78 | 1103 | AC
RO_CO_00013 | N-1 OHL 400 kV Lacu Sarat - Gura Ialomitei | [RO-RO] [OPP] OHL 400 kV Medgidia Sud- Cernavoda | RMED141 RCERN41 1 | 1508 | 2000 | -492 | 75 | 1062 | AC
RO_CO_00017 | N-1 OHL 400 kV Constanta Nord- Cernavoda | [RO-RO] [OPP] OHL 400 kV Medgidia Sud- Cernavoda | RMED141 RCERN41 1 | 1507 | 2000 | -493 | 75 | 1064 | AC
RO_CO_00037 | N-1 OHL 400 kV Pelicanu - Bucuresti Sud | [RO-RO] [OPP] OHL 400 kV Medgidia Sud- Cernavoda | RMED141 RCERN41 1 | 1491 | 2000 | -509 | 75 | 1053 | AC
RO_CO_00019 | N-1 OHL 400 kV Gura Ialomitei - Bucuresti Sud | [RO-RO] [OPP] OHL 400 kV Medgidia Sud- Cernavoda | RMED141 RCERN41 1 | 1488 | 2000 | -512 | 74 | 1051 | AC
RO_CO_00018 | N-1 OHL 400 kV Cernavoda - Pelicanu | [RO-RO] [OPP] OHL 400 kV Medgidia Sud- Cernavoda | RMED141 RCERN41 1 | 1487 | 2000 | -513 | 74 | 1050 | AC

## 1330
Detailed results
Generated at: | 08/05/2026 23:10:17
Business day: | 2026-05-10
Horizon: | 2DA
Timestamp | 13:30
Border & direction: | South-Romania Exporting
Remedial actions | True
Margin satisfied | False
Final step | Reduction
TTC [MW]: | 4316
Loading threshold | 0.7
Limiting CNEC | N-1 TIE 400 kV MEDGIDIA SUD - DOBRUDJA/[BG-RO] [DIR] TIE 400 kV MEDGIDIA SUD - VARNA
Applied RAs
Non Costly RAO
CO ID | RA ID | Name of the RA | Usage | Type | Location | Status | Details
N/A | RO_RA_00005 | PRA 110 kV Pelicanu | preventive | topological_ra | RO | applied | close --> open
N/A | RO_RA_00005 | PRA 110 kV Pelicanu | preventive | topological_ra | RO | applied | close --> open
N/A | RO_RA_00005 | PRA 110 kV Pelicanu | preventive | topological_ra | RO | applied | open --> close
N/A | RO_RA_00007 | PRA 110 kV Resita | preventive | topological_ra | RO | applied | open --> close
N/A | RO_RA_00007 | PRA 110 kV Resita | preventive | topological_ra | RO | applied | close --> open
N/A | RO_RA_00007 | PRA 110 kV Resita | preventive | topological_ra | RO | applied | open --> close
N/A | RO_RA_00007 | PRA 110 kV Resita | preventive | topological_ra | RO | applied | close --> open
N/A | RO_RA_00007 | PRA 110 kV Resita | preventive | topological_ra | RO | applied | close --> open
N/A | RO_RA_00007 | PRA 110 kV Resita | preventive | topological_ra | RO | applied | open --> close
N/A | RO_RA_00002 | PRA 400/220kV AT Urechesti | preventive | pst_ra | RO | applied | LowerStep(-12.0) CurrentStep(-12) HigherStep(12.0)
N/A | RO_RA_00101 | PST_ARAD 400/220_3 | preventive | pst_ra | RO | applied | LowerStep(-12.0) CurrentStep(12) HigherStep(12.0)
N/A | RO_RA_00102 | PST_URECHESTI 400/220_1 | preventive | pst_ra | RO | applied | LowerStep(-12.0) CurrentStep(-12) HigherStep(12.0)
Costly RAO
RA RD ID | TSO | Generator Name | Minimum Power [MW] | Maximum Power [MW] | RDP- | RDP+ | P [MW] before RAO | P [MW] after RAO | P0 [MW] | Plimit+ [MW] | Plimit- [MW] | Started up | Shutdown
Non Costly Reduction
CO ID | RA ID | Name of the RA | Usage | Type | Location | Status | Details
Limiting CNECs
CO ID | Name of the CO | Name of the CNE | CNE UCTE branch | Calculated I (A) | I max (PATL) | Margin (A) | Loading (%) | Flow [MW] | LF type
RO-BG_CO_00005 | N-1 TIE 400 kV DOBRUDJA- MEDGIDIA SUD | [RO-BG] [DIR] TIE 400 kV MEDGIDIA SUD - VARNA | RMED141 XVA_MG11 1 | 1994 | 2000 | -6 | 100 | 1402 | AC
BG_RO_CO_00005 | N-1 TIE 400 kV MEDGIDIA SUD - DOBRUDJA | [BG-RO] [DIR] TIE 400 kV MEDGIDIA SUD - VARNA | XVA_MG11 VVARNA11 1 | 1994 | 2000 | -6 | 100 | -1373 | AC
BG_RO_CO_00004 | N-1 TIE 400 kV MEDGIDIA SUD - VARNA | [BG-RO] [DIR] TIE 400 kV DOBRUDJA- MEDGIDIA SUD | XDO_MG11 VDOBRU11 1 | 1981 | 2000 | -19 | 99 | -1360 | AC
RO-BG_CO_00004 | N-1 TIE 400 kV MEDGIDIA SUD - VARNA | [RO-BG] [DIR] TIE 400 kV DOBRUDJA- MEDGIDIA SUD | RMEDG41 XDO_MG11 1 | 1981 | 2000 | -19 | 99 | 1395 | AC
RO-BG_CO_00002 | N-1 TIE 400 kV TINTARENI-KOZLODUI 2 | [RO-RS] [DIR] TIE 400 kV Portile de Fier-Djerdap | RPDFE41 XPF_DJ11 1 | 1519 | 1570 | -51 | 97 | 1032 | AC
RO-BG_CO_00001 | N-1 TIE 400 kV TINTARENI-KOZLODUI 1 | [RO-RS] [DIR] TIE 400 kV Portile de Fier-Djerdap | RPDFE41 XPF_DJ11 1 | 1519 | 1570 | -51 | 97 | 1032 | AC
RO-RS_CO_00003 | N-1 TIE 400 kV Resita-Pancevo c2 | [RO-RS] [DIR] TIE 400 kV Portile de Fier-Djerdap | RPDFE41 XPF_DJ11 1 | 1457 | 1570 | -113 | 93 | 989 | AC
RO-RS_CO_00004 | N-1 TIE 400 kV Resita-Pancevo c1 | [RO-RS] [DIR] TIE 400 kV Portile de Fier-Djerdap | RPDFE41 XPF_DJ11 1 | 1457 | 1570 | -113 | 93 | 989 | AC
RO_CO_00002 | N-1 OHL 400 kV Mintia-Arad | [RO-RS] [DIR] TIE 400 kV Portile de Fier-Djerdap | RPDFE41 XPF_DJ11 1 | 1385 | 1570 | -185 | 88 | 938 | AC
Base case | Base case | [RO-RS] [DIR] TIE 400 kV Portile de Fier-Djerdap | RPDFE41 XPF_DJ11 1 | 1384 | 1570 | -186 | 88 | 937 | AC
RO-MD_CO_00001 | N-1 TIE 400 kV Isaccea - Vulcanesti | [RO-RS] [DIR] TIE 400 kV Portile de Fier-Djerdap | RPDFE41 XPF_DJ11 1 | 1383 | 1570 | -187 | 88 | 937 | AC
RO-HU_CO_00001 | N-1 TIE 400 kV Arad-Sandorfalva | [RO-RS] [DIR] TIE 400 kV Portile de Fier-Djerdap | RPDFE41 XPF_DJ11 1 | 1382 | 1570 | -188 | 88 | 936 | AC
RO_CO_00001 | N-1 OHL 220 kV Portile de Fier-Resita 1&2 | [RO-RS] [DIR] TIE 400 kV Portile de Fier-Djerdap | RPDFE41 XPF_DJ11 1 | 1380 | 1570 | -190 | 88 | 933 | AC
RO-UA_CO_00001 | N-1 TIE 400 kV Rosiori-Mukacevo | [RO-RS] [DIR] TIE 400 kV Portile de Fier-Djerdap | RPDFE41 XPF_DJ11 1 | 1377 | 1570 | -193 | 88 | 933 | AC
RO-HU_CO_00002 | N-1 TIE 400 kV Nadab-Bekescsaba | [RO-RS] [DIR] TIE 400 kV Portile de Fier-Djerdap | RPDFE41 XPF_DJ11 1 | 1370 | 1570 | -200 | 87 | 928 | AC
RO_CO_00036 | N-1 OHL 400 kV Medgidia Sud - Stupina | [RO-RO] [OPP] OHL 400 kV Medgidia Sud- Cernavoda | RMED141 RCERN41 1 | 1731 | 2000 | -269 | 87 | 1230 | AC
RO_CO_00041 | N-1 OHL 400 kV Medgidia Sud - Rahman | [RO-RO] [OPP] OHL 400 kV Medgidia Sud- Cernavoda | RMED141 RCERN41 1 | 1729 | 2000 | -271 | 86 | 1219 | AC
RO_CO_00027 | N-1 TRA 400/220 kV AT3 Arad | [RO-RS] [DIR] TIE 400 kV Portile de Fier-Djerdap | RPDFE41 XPF_DJ11 1 | 1347 | 1570 | -223 | 86 | 909 | AC
RO_CO_00010 | N-1 OHL 400 kV Isaccea - Stupina | [RO-RO] [OPP] OHL 400 kV Medgidia Sud- Cernavoda | RMED141 RCERN41 1 | 1715 | 2000 | -285 | 86 | 1211 | AC
RO_CO_00011 | N-1 OHL 400 kV Isaccea - Rahman | [RO-RO] [OPP] OHL 400 kV Medgidia Sud- Cernavoda | RMED141 RCERN41 1 | 1694 | 2000 | -306 | 85 | 1201 | AC
RO_CO_00052 | N-1 OHL 400 kV Sofia Zapad -Nis | [RO-RS] [DIR] TIE 400 kV Portile de Fier-Djerdap | RPDFE41 XPF_DJ11 1 | 1329 | 1570 | -241 | 85 | 897 | AC
RO_CO_00029 | N-1 OHL 220 kV Resita-Timisoara 1&2 | [RO-RS] [DIR] TIE 400 kV Portile de Fier-Djerdap | RPDFE41 XPF_DJ11 1 | 1318 | 1570 | -252 | 84 | 887 | AC
RO-RS_CO_00003 | N-1 TIE 400 kV Resita-Pancevo c2 | [RO-RO] [DIR] TRA 400/220 kV AT3 Arad | RARA4D1 RARAD22 3 | 481 | 577 | -96 | 83 | 304 | AC
BG_RO_CO_00002 | N-1 TIE 400 kV TINTARENI-KOZLODUI 2 | [BG-RO] [DIR] TIE 400 kV TINTARENI-KOZLODUI 1 | XKO_TI11 VAECKO11 1 | 1574 | 1890 | -316 | 83 | -1080 | AC
BG_RO_CO_00001 | N-1 TIE 400 kV TINTARENI-KOZLODUI 1 | [BG-RO] [DIR] TIE 400 kV TINTARENI-KOZLODUI 2 | XKO_TI12 VAECKO11 1 | 1574 | 1890 | -316 | 83 | -1080 | AC
RO_CO_00012 | N-1 OHL 400 kV Isaccea - Tulcea Vest | [RO-RO] [OPP] OHL 400 kV Medgidia Sud- Cernavoda | RMED141 RCERN41 1 | 1659 | 2000 | -341 | 83 | 1170 | AC
RO-BG_CO_00002 | N-1 TIE 400 kV TINTARENI-KOZLODUI 2 | [RO-BG] [DIR] TIE 400 kV TINTARENI-KOZLODUI 1 | RTINTB1 XKO_TI11 1 | 1574 | 1920 | -346 | 82 | 1108 | AC
RO-BG_CO_00001 | N-1 TIE 400 kV TINTARENI-KOZLODUI 1 | [RO-BG] [DIR] TIE 400 kV TINTARENI-KOZLODUI 2 | RTINTB1 XKO_TI12 1 | 1574 | 1920 | -346 | 82 | 1108 | AC
RO_CO_00015 | N-1 OHL 400 kV Tulcea Vest - Tariverde | [RO-RO] [OPP] OHL 400 kV Medgidia Sud- Cernavoda | RMED141 RCERN41 1 | 1627 | 2000 | -373 | 81 | 1148 | AC
RO_CO_00023 | N-1 OHL 400 kV Gutinas – Smardan | [RO-RO] [OPP] OHL 400 kV Medgidia Sud- Cernavoda | RMED141 RCERN41 1 | 1621 | 2000 | -379 | 81 | 1148 | AC
Base case | Base case | [RO-RO] [OPP] OHL 400 kV Medgidia Sud- Cernavoda | RMED141 RCERN41 1 | 1595 | 2000 | -405 | 80 | 1128 | AC
RO-MD_CO_00001 | N-1 TIE 400 kV Isaccea - Vulcanesti | [RO-RO] [OPP] OHL 400 kV Medgidia Sud- Cernavoda | RMED141 RCERN41 1 | 1590 | 2000 | -410 | 80 | 1128 | AC
RO_CO_00013 | N-1 OHL 400 kV Lacu Sarat - Gura Ialomitei | [RO-RO] [OPP] OHL 400 kV Medgidia Sud- Cernavoda | RMED141 RCERN41 1 | 1560 | 2000 | -440 | 78 | 1101 | AC
RO_CO_00017 | N-1 OHL 400 kV Constanta Nord- Cernavoda | [RO-RO] [OPP] OHL 400 kV Medgidia Sud- Cernavoda | RMED141 RCERN41 1 | 1547 | 2000 | -453 | 77 | 1093 | AC
RO_CO_00018 | N-1 OHL 400 kV Cernavoda - Pelicanu | [RO-RO] [OPP] OHL 400 kV Medgidia Sud- Cernavoda | RMED141 RCERN41 1 | 1511 | 2000 | -489 | 76 | 1068 | AC
RO_CO_00019 | N-1 OHL 400 kV Gura Ialomitei - Bucuresti Sud | [RO-RO] [OPP] OHL 400 kV Medgidia Sud- Cernavoda | RMED141 RCERN41 1 | 1505 | 2000 | -495 | 75 | 1064 | AC
RO_CO_00037 | N-1 OHL 400 kV Pelicanu - Bucuresti Sud | [RO-RO] [OPP] OHL 400 kV Medgidia Sud- Cernavoda | RMED141 RCERN41 1 | 1502 | 2000 | -498 | 75 | 1061 | AC
RO_CO_00007 | N-1 OHL 400 kV Portile de Fier-Urechesti | [RO-RO] [OPP] OHL 400 kV Tantareni-Urechesti | RTINTA1 RURE241 1 | 1377 | 1920 | -543 | 72 | 981 | AC
RO-BG_CO_00005 | N-1 TIE 400 kV DOBRUDJA- MEDGIDIA SUD | [RO-RO] [OPP] OHL 400 kV Medgidia Sud- Cernavoda | RMED141 RCERN41 1 | 1410 | 2000 | -590 | 70 | 983 | AC
RO-BG_CO_00004 | N-1 TIE 400 kV MEDGIDIA SUD - VARNA | [RO-RO] [OPP] OHL 400 kV Medgidia Sud- Cernavoda | RMED141 RCERN41 1 | 1400 | 2000 | -600 | 70 | 978 | AC

## 1430
Detailed results
Generated at: | 08/05/2026 23:10:18
Business day: | 2026-05-10
Horizon: | 2DA
Timestamp | 14:30
Border & direction: | South-Romania Exporting
Remedial actions | False
Margin satisfied | False
Final step | Adjustment
TTC [MW]: | 4173.25
Loading threshold | 0.7
Limiting CNEC | N-1 TIE 400 kV MEDGIDIA SUD - DOBRUDJA/[BG-RO] [DIR] TIE 400 kV MEDGIDIA SUD - VARNA
Applied RAs
Non Costly RAO
CO ID | RA ID | Name of the RA | Usage | Type | Location | Status | Details
Costly RAO
RA RD ID | TSO | Generator Name | Minimum Power [MW] | Maximum Power [MW] | RDP- | RDP+ | P [MW] before RAO | P [MW] after RAO | P0 [MW] | Plimit+ [MW] | Plimit- [MW] | Started up | Shutdown
Non Costly Reduction
CO ID | RA ID | Name of the RA | Usage | Type | Location | Status | Details
Limiting CNECs
CO ID | Name of the CO | Name of the CNE | CNE UCTE branch | Calculated I (A) | I max (PATL) | Margin (A) | Loading (%) | Flow [MW] | LF type
RO-BG_CO_00005 | N-1 TIE 400 kV DOBRUDJA- MEDGIDIA SUD | [RO-BG] [DIR] TIE 400 kV MEDGIDIA SUD - VARNA | RMED141 XVA_MG11 1 | 1938 | 2000 | -62 | 97 | 1365 | AC
BG_RO_CO_00005 | N-1 TIE 400 kV MEDGIDIA SUD - DOBRUDJA | [BG-RO] [DIR] TIE 400 kV MEDGIDIA SUD - VARNA | XVA_MG11 VVARNA11 1 | 1938 | 2000 | -62 | 97 | -1337 | AC
RO-BG_CO_00004 | N-1 TIE 400 kV MEDGIDIA SUD - VARNA | [RO-BG] [DIR] TIE 400 kV DOBRUDJA- MEDGIDIA SUD | RMEDG41 XDO_MG11 1 | 1926 | 2000 | -74 | 96 | 1357 | AC
BG_RO_CO_00004 | N-1 TIE 400 kV MEDGIDIA SUD - VARNA | [BG-RO] [DIR] TIE 400 kV DOBRUDJA- MEDGIDIA SUD | XDO_MG11 VDOBRU11 1 | 1926 | 2000 | -74 | 96 | -1325 | AC
RO-BG_CO_00001 | N-1 TIE 400 kV TINTARENI-KOZLODUI 1 | [RO-RS] [DIR] TIE 400 kV Portile de Fier-Djerdap | RPDFE41 XPF_DJ11 1 | 1456 | 1570 | -114 | 93 | 998 | AC
RO-BG_CO_00002 | N-1 TIE 400 kV TINTARENI-KOZLODUI 2 | [RO-RS] [DIR] TIE 400 kV Portile de Fier-Djerdap | RPDFE41 XPF_DJ11 1 | 1456 | 1570 | -114 | 93 | 998 | AC
RO-RS_CO_00003 | N-1 TIE 400 kV Resita-Pancevo c2 | [RO-RS] [DIR] TIE 400 kV Portile de Fier-Djerdap | RPDFE41 XPF_DJ11 1 | 1391 | 1570 | -179 | 89 | 952 | AC
RO-RS_CO_00004 | N-1 TIE 400 kV Resita-Pancevo c1 | [RO-RS] [DIR] TIE 400 kV Portile de Fier-Djerdap | RPDFE41 XPF_DJ11 1 | 1391 | 1570 | -179 | 89 | 952 | AC
RO_CO_00001 | N-1 OHL 220 kV Portile de Fier-Resita 1&2 | [RO-RS] [DIR] TIE 400 kV Portile de Fier-Djerdap | RPDFE41 XPF_DJ11 1 | 1336 | 1570 | -234 | 85 | 913 | AC
RO_CO_00036 | N-1 OHL 400 kV Medgidia Sud - Stupina | [RO-RO] [OPP] OHL 400 kV Medgidia Sud- Cernavoda | RMED141 RCERN41 1 | 1690 | 2000 | -310 | 84 | 1201 | AC
RO-HU_CO_00001 | N-1 TIE 400 kV Arad-Sandorfalva | [RO-RS] [DIR] TIE 400 kV Portile de Fier-Djerdap | RPDFE41 XPF_DJ11 1 | 1326 | 1570 | -244 | 84 | 907 | AC
RO_CO_00041 | N-1 OHL 400 kV Medgidia Sud - Rahman | [RO-RO] [OPP] OHL 400 kV Medgidia Sud- Cernavoda | RMED141 RCERN41 1 | 1688 | 2000 | -312 | 84 | 1191 | AC
RO-MD_CO_00001 | N-1 TIE 400 kV Isaccea - Vulcanesti | [RO-RS] [DIR] TIE 400 kV Portile de Fier-Djerdap | RPDFE41 XPF_DJ11 1 | 1325 | 1570 | -245 | 84 | 907 | AC
Base case | Base case | [RO-RS] [DIR] TIE 400 kV Portile de Fier-Djerdap | RPDFE41 XPF_DJ11 1 | 1323 | 1570 | -247 | 84 | 905 | AC
RO_CO_00002 | N-1 OHL 400 kV Mintia-Arad | [RO-RS] [DIR] TIE 400 kV Portile de Fier-Djerdap | RPDFE41 XPF_DJ11 1 | 1322 | 1570 | -248 | 84 | 904 | AC
RO-UA_CO_00001 | N-1 TIE 400 kV Rosiori-Mukacevo | [RO-RS] [DIR] TIE 400 kV Portile de Fier-Djerdap | RPDFE41 XPF_DJ11 1 | 1316 | 1570 | -254 | 84 | 900 | AC
RO_CO_00010 | N-1 OHL 400 kV Isaccea - Stupina | [RO-RO] [OPP] OHL 400 kV Medgidia Sud- Cernavoda | RMED141 RCERN41 1 | 1673 | 2000 | -327 | 84 | 1181 | AC
RO-HU_CO_00002 | N-1 TIE 400 kV Nadab-Bekescsaba | [RO-RS] [DIR] TIE 400 kV Portile de Fier-Djerdap | RPDFE41 XPF_DJ11 1 | 1312 | 1570 | -258 | 84 | 898 | AC
RO_CO_00027 | N-1 TRA 400/220 kV AT3 Arad | [RO-RS] [DIR] TIE 400 kV Portile de Fier-Djerdap | RPDFE41 XPF_DJ11 1 | 1305 | 1570 | -265 | 83 | 893 | AC
RO_CO_00011 | N-1 OHL 400 kV Isaccea - Rahman | [RO-RO] [OPP] OHL 400 kV Medgidia Sud- Cernavoda | RMED141 RCERN41 1 | 1652 | 2000 | -348 | 83 | 1171 | AC
BG_RO_CO_00002 | N-1 TIE 400 kV TINTARENI-KOZLODUI 2 | [BG-RO] [DIR] TIE 400 kV TINTARENI-KOZLODUI 1 | XKO_TI11 VAECKO11 1 | 1540 | 1890 | -350 | 82 | -1057 | AC
BG_RO_CO_00001 | N-1 TIE 400 kV TINTARENI-KOZLODUI 1 | [BG-RO] [DIR] TIE 400 kV TINTARENI-KOZLODUI 2 | XKO_TI12 VAECKO11 1 | 1540 | 1890 | -350 | 82 | -1057 | AC
RO_CO_00012 | N-1 OHL 400 kV Isaccea - Tulcea Vest | [RO-RO] [OPP] OHL 400 kV Medgidia Sud- Cernavoda | RMED141 RCERN41 1 | 1629 | 2000 | -371 | 81 | 1148 | AC
RO_CO_00029 | N-1 OHL 220 kV Resita-Timisoara 1&2 | [RO-RS] [DIR] TIE 400 kV Portile de Fier-Djerdap | RPDFE41 XPF_DJ11 1 | 1272 | 1570 | -298 | 81 | 869 | AC
RO_CO_00052 | N-1 OHL 400 kV Sofia Zapad -Nis | [RO-RS] [DIR] TIE 400 kV Portile de Fier-Djerdap | RPDFE41 XPF_DJ11 1 | 1264 | 1570 | -306 | 80 | 863 | AC
RO-BG_CO_00001 | N-1 TIE 400 kV TINTARENI-KOZLODUI 1 | [RO-BG] [DIR] TIE 400 kV TINTARENI-KOZLODUI 2 | RTINTB1 XKO_TI12 1 | 1540 | 1920 | -380 | 80 | 1084 | AC
RO-BG_CO_00002 | N-1 TIE 400 kV TINTARENI-KOZLODUI 2 | [RO-BG] [DIR] TIE 400 kV TINTARENI-KOZLODUI 1 | RTINTB1 XKO_TI11 1 | 1540 | 1920 | -380 | 80 | 1084 | AC
RO_CO_00015 | N-1 OHL 400 kV Tulcea Vest - Tariverde | [RO-RO] [OPP] OHL 400 kV Medgidia Sud- Cernavoda | RMED141 RCERN41 1 | 1597 | 2000 | -403 | 80 | 1127 | AC
RO_CO_00023 | N-1 OHL 400 kV Gutinas – Smardan | [RO-RO] [OPP] OHL 400 kV Medgidia Sud- Cernavoda | RMED141 RCERN41 1 | 1587 | 2000 | -413 | 79 | 1124 | AC
Base case | Base case | [RO-RO] [OPP] OHL 400 kV Medgidia Sud- Cernavoda | RMED141 RCERN41 1 | 1560 | 2000 | -440 | 78 | 1104 | AC
RO-MD_CO_00001 | N-1 TIE 400 kV Isaccea - Vulcanesti | [RO-RO] [OPP] OHL 400 kV Medgidia Sud- Cernavoda | RMED141 RCERN41 1 | 1554 | 2000 | -446 | 78 | 1102 | AC
RO_CO_00013 | N-1 OHL 400 kV Lacu Sarat - Gura Ialomitei | [RO-RO] [OPP] OHL 400 kV Medgidia Sud- Cernavoda | RMED141 RCERN41 1 | 1530 | 2000 | -470 | 76 | 1080 | AC
RO_CO_00017 | N-1 OHL 400 kV Constanta Nord- Cernavoda | [RO-RO] [OPP] OHL 400 kV Medgidia Sud- Cernavoda | RMED141 RCERN41 1 | 1514 | 2000 | -486 | 76 | 1071 | AC
RO_CO_00037 | N-1 OHL 400 kV Pelicanu - Bucuresti Sud | [RO-RO] [OPP] OHL 400 kV Medgidia Sud- Cernavoda | RMED141 RCERN41 1 | 1475 | 2000 | -525 | 74 | 1042 | AC
RO_CO_00018 | N-1 OHL 400 kV Cernavoda - Pelicanu | [RO-RO] [OPP] OHL 400 kV Medgidia Sud- Cernavoda | RMED141 RCERN41 1 | 1473 | 2000 | -527 | 74 | 1042 | AC
RO_CO_00019 | N-1 OHL 400 kV Gura Ialomitei - Bucuresti Sud | [RO-RO] [OPP] OHL 400 kV Medgidia Sud- Cernavoda | RMED141 RCERN41 1 | 1473 | 2000 | -527 | 74 | 1041 | AC

## 1530
Detailed results
Generated at: | 08/05/2026 23:10:18
Business day: | 2026-05-10
Horizon: | 2DA
Timestamp | 15:30
Border & direction: | South-Romania Exporting
Remedial actions | False
Margin satisfied | False
Final step | Adjustment
TTC [MW]: | 4228.36
Loading threshold | 0.7
Limiting CNEC | N-1 TIE 400 kV MEDGIDIA SUD - DOBRUDJA/[BG-RO] [DIR] TIE 400 kV MEDGIDIA SUD - VARNA
Applied RAs
Non Costly RAO
CO ID | RA ID | Name of the RA | Usage | Type | Location | Status | Details
Costly RAO
RA RD ID | TSO | Generator Name | Minimum Power [MW] | Maximum Power [MW] | RDP- | RDP+ | P [MW] before RAO | P [MW] after RAO | P0 [MW] | Plimit+ [MW] | Plimit- [MW] | Started up | Shutdown
Non Costly Reduction
CO ID | RA ID | Name of the RA | Usage | Type | Location | Status | Details
Limiting CNECs
CO ID | Name of the CO | Name of the CNE | CNE UCTE branch | Calculated I (A) | I max (PATL) | Margin (A) | Loading (%) | Flow [MW] | LF type
BG_RO_CO_00005 | N-1 TIE 400 kV MEDGIDIA SUD - DOBRUDJA | [BG-RO] [DIR] TIE 400 kV MEDGIDIA SUD - VARNA | XVA_MG11 VVARNA11 1 | 1949 | 2000 | -51 | 97 | -1344 | AC
RO-BG_CO_00005 | N-1 TIE 400 kV DOBRUDJA- MEDGIDIA SUD | [RO-BG] [DIR] TIE 400 kV MEDGIDIA SUD - VARNA | RMED141 XVA_MG11 1 | 1949 | 2000 | -51 | 97 | 1373 | AC
BG_RO_CO_00004 | N-1 TIE 400 kV MEDGIDIA SUD - VARNA | [BG-RO] [DIR] TIE 400 kV DOBRUDJA- MEDGIDIA SUD | XDO_MG11 VDOBRU11 1 | 1937 | 2000 | -63 | 97 | -1332 | AC
RO-BG_CO_00004 | N-1 TIE 400 kV MEDGIDIA SUD - VARNA | [RO-BG] [DIR] TIE 400 kV DOBRUDJA- MEDGIDIA SUD | RMEDG41 XDO_MG11 1 | 1937 | 2000 | -63 | 97 | 1365 | AC
RO-BG_CO_00001 | N-1 TIE 400 kV TINTARENI-KOZLODUI 1 | [RO-RS] [DIR] TIE 400 kV Portile de Fier-Djerdap | RPDFE41 XPF_DJ11 1 | 1409 | 1570 | -161 | 90 | 1003 | AC
RO-BG_CO_00002 | N-1 TIE 400 kV TINTARENI-KOZLODUI 2 | [RO-RS] [DIR] TIE 400 kV Portile de Fier-Djerdap | RPDFE41 XPF_DJ11 1 | 1409 | 1570 | -161 | 90 | 1003 | AC
RO_CO_00036 | N-1 OHL 400 kV Medgidia Sud - Stupina | [RO-RO] [OPP] OHL 400 kV Medgidia Sud- Cernavoda | RMED141 RCERN41 1 | 1726 | 2000 | -274 | 86 | 1227 | AC
RO_CO_00041 | N-1 OHL 400 kV Medgidia Sud - Rahman | [RO-RO] [OPP] OHL 400 kV Medgidia Sud- Cernavoda | RMED141 RCERN41 1 | 1724 | 2000 | -276 | 86 | 1218 | AC
RO_CO_00010 | N-1 OHL 400 kV Isaccea - Stupina | [RO-RO] [OPP] OHL 400 kV Medgidia Sud- Cernavoda | RMED141 RCERN41 1 | 1713 | 2000 | -287 | 86 | 1211 | AC
RO-RS_CO_00003 | N-1 TIE 400 kV Resita-Pancevo c2 | [RO-RS] [DIR] TIE 400 kV Portile de Fier-Djerdap | RPDFE41 XPF_DJ11 1 | 1341 | 1570 | -229 | 85 | 954 | AC
RO-RS_CO_00004 | N-1 TIE 400 kV Resita-Pancevo c1 | [RO-RS] [DIR] TIE 400 kV Portile de Fier-Djerdap | RPDFE41 XPF_DJ11 1 | 1341 | 1570 | -229 | 85 | 954 | AC
RO_CO_00011 | N-1 OHL 400 kV Isaccea - Rahman | [RO-RO] [OPP] OHL 400 kV Medgidia Sud- Cernavoda | RMED141 RCERN41 1 | 1692 | 2000 | -308 | 85 | 1201 | AC
BG_RO_CO_00001 | N-1 TIE 400 kV TINTARENI-KOZLODUI 1 | [BG-RO] [DIR] TIE 400 kV TINTARENI-KOZLODUI 2 | XKO_TI12 VAECKO11 1 | 1596 | 1890 | -294 | 84 | -1092 | AC
BG_RO_CO_00002 | N-1 TIE 400 kV TINTARENI-KOZLODUI 2 | [BG-RO] [DIR] TIE 400 kV TINTARENI-KOZLODUI 1 | XKO_TI11 VAECKO11 1 | 1596 | 1890 | -294 | 84 | -1092 | AC
RO_CO_00012 | N-1 OHL 400 kV Isaccea - Tulcea Vest | [RO-RO] [OPP] OHL 400 kV Medgidia Sud- Cernavoda | RMED141 RCERN41 1 | 1668 | 2000 | -332 | 83 | 1177 | AC
RO-BG_CO_00002 | N-1 TIE 400 kV TINTARENI-KOZLODUI 2 | [RO-BG] [DIR] TIE 400 kV TINTARENI-KOZLODUI 1 | RTINTB1 XKO_TI11 1 | 1596 | 1920 | -324 | 83 | 1121 | AC
RO-BG_CO_00001 | N-1 TIE 400 kV TINTARENI-KOZLODUI 1 | [RO-BG] [DIR] TIE 400 kV TINTARENI-KOZLODUI 2 | RTINTB1 XKO_TI12 1 | 1596 | 1920 | -324 | 83 | 1121 | AC
RO_CO_00015 | N-1 OHL 400 kV Tulcea Vest - Tariverde | [RO-RO] [OPP] OHL 400 kV Medgidia Sud- Cernavoda | RMED141 RCERN41 1 | 1638 | 2000 | -362 | 82 | 1158 | AC
RO_CO_00001 | N-1 OHL 220 kV Portile de Fier-Resita 1&2 | [RO-RS] [DIR] TIE 400 kV Portile de Fier-Djerdap | RPDFE41 XPF_DJ11 1 | 1285 | 1570 | -285 | 82 | 915 | AC
RO_CO_00023 | N-1 OHL 400 kV Gutinas – Smardan | [RO-RO] [OPP] OHL 400 kV Medgidia Sud- Cernavoda | RMED141 RCERN41 1 | 1631 | 2000 | -369 | 82 | 1157 | AC
RO-MD_CO_00001 | N-1 TIE 400 kV Isaccea - Vulcanesti | [RO-RS] [DIR] TIE 400 kV Portile de Fier-Djerdap | RPDFE41 XPF_DJ11 1 | 1279 | 1570 | -291 | 81 | 911 | AC
RO-HU_CO_00001 | N-1 TIE 400 kV Arad-Sandorfalva | [RO-RS] [DIR] TIE 400 kV Portile de Fier-Djerdap | RPDFE41 XPF_DJ11 1 | 1274 | 1570 | -296 | 81 | 908 | AC
Base case | Base case | [RO-RS] [DIR] TIE 400 kV Portile de Fier-Djerdap | RPDFE41 XPF_DJ11 1 | 1273 | 1570 | -297 | 81 | 907 | AC
RO_CO_00002 | N-1 OHL 400 kV Mintia-Arad | [RO-RS] [DIR] TIE 400 kV Portile de Fier-Djerdap | RPDFE41 XPF_DJ11 1 | 1271 | 1570 | -299 | 81 | 906 | AC
RO-UA_CO_00001 | N-1 TIE 400 kV Rosiori-Mukacevo | [RO-RS] [DIR] TIE 400 kV Portile de Fier-Djerdap | RPDFE41 XPF_DJ11 1 | 1269 | 1570 | -301 | 81 | 904 | AC
RO-HU_CO_00002 | N-1 TIE 400 kV Nadab-Bekescsaba | [RO-RS] [DIR] TIE 400 kV Portile de Fier-Djerdap | RPDFE41 XPF_DJ11 1 | 1263 | 1570 | -307 | 80 | 900 | AC
Base case | Base case | [RO-RO] [OPP] OHL 400 kV Medgidia Sud- Cernavoda | RMED141 RCERN41 1 | 1602 | 2000 | -398 | 80 | 1134 | AC
RO_CO_00027 | N-1 TRA 400/220 kV AT3 Arad | [RO-RS] [DIR] TIE 400 kV Portile de Fier-Djerdap | RPDFE41 XPF_DJ11 1 | 1256 | 1570 | -314 | 80 | 895 | AC
RO-MD_CO_00001 | N-1 TIE 400 kV Isaccea - Vulcanesti | [RO-RO] [OPP] OHL 400 kV Medgidia Sud- Cernavoda | RMED141 RCERN41 1 | 1594 | 2000 | -406 | 80 | 1131 | AC
RO_CO_00013 | N-1 OHL 400 kV Lacu Sarat - Gura Ialomitei | [RO-RO] [OPP] OHL 400 kV Medgidia Sud- Cernavoda | RMED141 RCERN41 1 | 1574 | 2000 | -426 | 79 | 1112 | AC
RO_CO_00017 | N-1 OHL 400 kV Constanta Nord- Cernavoda | [RO-RO] [OPP] OHL 400 kV Medgidia Sud- Cernavoda | RMED141 RCERN41 1 | 1568 | 2000 | -432 | 78 | 1110 | AC
RO_CO_00029 | N-1 OHL 220 kV Resita-Timisoara 1&2 | [RO-RS] [DIR] TIE 400 kV Portile de Fier-Djerdap | RPDFE41 XPF_DJ11 1 | 1224 | 1570 | -346 | 78 | 873 | AC
RO_CO_00052 | N-1 OHL 400 kV Sofia Zapad -Nis | [RO-RS] [DIR] TIE 400 kV Portile de Fier-Djerdap | RPDFE41 XPF_DJ11 1 | 1204 | 1570 | -366 | 77 | 858 | AC
RO_CO_00037 | N-1 OHL 400 kV Pelicanu - Bucuresti Sud | [RO-RO] [OPP] OHL 400 kV Medgidia Sud- Cernavoda | RMED141 RCERN41 1 | 1509 | 2000 | -491 | 75 | 1068 | AC
RO_CO_00018 | N-1 OHL 400 kV Cernavoda - Pelicanu | [RO-RO] [OPP] OHL 400 kV Medgidia Sud- Cernavoda | RMED141 RCERN41 1 | 1508 | 2000 | -492 | 75 | 1067 | AC
RO_CO_00019 | N-1 OHL 400 kV Gura Ialomitei - Bucuresti Sud | [RO-RO] [OPP] OHL 400 kV Medgidia Sud- Cernavoda | RMED141 RCERN41 1 | 1507 | 2000 | -493 | 75 | 1066 | AC
RO_CO_00007 | N-1 OHL 400 kV Portile de Fier-Urechesti | [RO-RO] [OPP] OHL 400 kV Tantareni-Urechesti | RTINTA1 RURE241 1 | 1432 | 1920 | -488 | 75 | 1020 | AC
RO-BG_CO_00005 | N-1 TIE 400 kV DOBRUDJA- MEDGIDIA SUD | [RO-RO] [OPP] OHL 400 kV Medgidia Sud- Cernavoda | RMED141 RCERN41 1 | 1423 | 2000 | -577 | 71 | 994 | AC
RO-BG_CO_00004 | N-1 TIE 400 kV MEDGIDIA SUD - VARNA | [RO-RO] [OPP] OHL 400 kV Medgidia Sud- Cernavoda | RMED141 RCERN41 1 | 1414 | 2000 | -586 | 71 | 989 | AC

## 1630
Detailed results
Generated at: | 08/05/2026 23:10:18
Business day: | 2026-05-10
Horizon: | 2DA
Timestamp | 16:30
Border & direction: | South-Romania Exporting
Remedial actions | False
Margin satisfied | True
Final step | Margin Calculation
TTC [MW]: | 3679.37
Loading threshold | 0.7
Limiting CNEC | N-1 TIE 400 kV TINTARENI-KOZLODUI 2/[RO-RS] [DIR] TIE 400 kV Portile de Fier-Djerdap
Applied RAs
Non Costly RAO
CO ID | RA ID | Name of the RA | Usage | Type | Location | Status | Details
Costly RAO
RA RD ID | TSO | Generator Name | Minimum Power [MW] | Maximum Power [MW] | RDP- | RDP+ | P [MW] before RAO | P [MW] after RAO | P0 [MW] | Plimit+ [MW] | Plimit- [MW] | Started up | Shutdown
Non Costly Reduction
CO ID | RA ID | Name of the RA | Usage | Type | Location | Status | Details
Limiting CNECs
CO ID | Name of the CO | Name of the CNE | CNE UCTE branch | Calculated I (A) | I max (PATL) | Margin (A) | Loading (%) | Flow [MW] | LF type
RO-BG_CO_00002 | N-1 TIE 400 kV TINTARENI-KOZLODUI 2 | [RO-RS] [DIR] TIE 400 kV Portile de Fier-Djerdap | RPDFE41 XPF_DJ11 1 | 1371 | 1570 | -199 | 87 | 942 | AC
RO-BG_CO_00001 | N-1 TIE 400 kV TINTARENI-KOZLODUI 1 | [RO-RS] [DIR] TIE 400 kV Portile de Fier-Djerdap | RPDFE41 XPF_DJ11 1 | 1371 | 1570 | -199 | 87 | 942 | AC
RO-RS_CO_00003 | N-1 TIE 400 kV Resita-Pancevo c2 | [RO-RS] [DIR] TIE 400 kV Portile de Fier-Djerdap | RPDFE41 XPF_DJ11 1 | 1331 | 1570 | -239 | 85 | 911 | AC
RO-RS_CO_00004 | N-1 TIE 400 kV Resita-Pancevo c1 | [RO-RS] [DIR] TIE 400 kV Portile de Fier-Djerdap | RPDFE41 XPF_DJ11 1 | 1331 | 1570 | -239 | 85 | 911 | AC
RO_CO_00001 | N-1 OHL 220 kV Portile de Fier-Resita 1&2 | [RO-RS] [DIR] TIE 400 kV Portile de Fier-Djerdap | RPDFE41 XPF_DJ11 1 | 1281 | 1570 | -289 | 82 | 876 | AC
RO-MD_CO_00001 | N-1 TIE 400 kV Isaccea - Vulcanesti | [RO-RS] [DIR] TIE 400 kV Portile de Fier-Djerdap | RPDFE41 XPF_DJ11 1 | 1278 | 1570 | -292 | 81 | 877 | AC
RO_CO_00002 | N-1 OHL 400 kV Mintia-Arad | [RO-RS] [DIR] TIE 400 kV Portile de Fier-Djerdap | RPDFE41 XPF_DJ11 1 | 1270 | 1570 | -300 | 81 | 870 | AC
RO-HU_CO_00001 | N-1 TIE 400 kV Arad-Sandorfalva | [RO-RS] [DIR] TIE 400 kV Portile de Fier-Djerdap | RPDFE41 XPF_DJ11 1 | 1266 | 1570 | -304 | 81 | 868 | AC
RO-UA_CO_00001 | N-1 TIE 400 kV Rosiori-Mukacevo | [RO-RS] [DIR] TIE 400 kV Portile de Fier-Djerdap | RPDFE41 XPF_DJ11 1 | 1263 | 1570 | -307 | 80 | 866 | AC
Base case | Base case | [RO-RS] [DIR] TIE 400 kV Portile de Fier-Djerdap | RPDFE41 XPF_DJ11 1 | 1257 | 1570 | -313 | 80 | 862 | AC
RO-HU_CO_00002 | N-1 TIE 400 kV Nadab-Bekescsaba | [RO-RS] [DIR] TIE 400 kV Portile de Fier-Djerdap | RPDFE41 XPF_DJ11 1 | 1254 | 1570 | -316 | 80 | 860 | AC
BG_RO_CO_00005 | N-1 TIE 400 kV MEDGIDIA SUD - DOBRUDJA | [BG-RO] [DIR] TIE 400 kV MEDGIDIA SUD - VARNA | XVA_MG11 VVARNA11 1 | 1597 | 2000 | -403 | 80 | -1109 | AC
RO-BG_CO_00005 | N-1 TIE 400 kV DOBRUDJA- MEDGIDIA SUD | [RO-BG] [DIR] TIE 400 kV MEDGIDIA SUD - VARNA | RMED141 XVA_MG11 1 | 1597 | 2000 | -403 | 80 | 1128 | AC
RO-BG_CO_00004 | N-1 TIE 400 kV MEDGIDIA SUD - VARNA | [RO-BG] [DIR] TIE 400 kV DOBRUDJA- MEDGIDIA SUD | RMEDG41 XDO_MG11 1 | 1588 | 2000 | -412 | 79 | 1122 | AC
BG_RO_CO_00004 | N-1 TIE 400 kV MEDGIDIA SUD - VARNA | [BG-RO] [DIR] TIE 400 kV DOBRUDJA- MEDGIDIA SUD | XDO_MG11 VDOBRU11 1 | 1588 | 2000 | -412 | 79 | -1100 | AC
RO_CO_00052 | N-1 OHL 400 kV Sofia Zapad -Nis | [RO-RS] [DIR] TIE 400 kV Portile de Fier-Djerdap | RPDFE41 XPF_DJ11 1 | 1246 | 1570 | -324 | 79 | 854 | AC
RO_CO_00027 | N-1 TRA 400/220 kV AT3 Arad | [RO-RS] [DIR] TIE 400 kV Portile de Fier-Djerdap | RPDFE41 XPF_DJ11 1 | 1246 | 1570 | -324 | 79 | 854 | AC
RO_CO_00029 | N-1 OHL 220 kV Resita-Timisoara 1&2 | [RO-RS] [DIR] TIE 400 kV Portile de Fier-Djerdap | RPDFE41 XPF_DJ11 1 | 1219 | 1570 | -351 | 78 | 835 | AC
RO_CO_00041 | N-1 OHL 400 kV Medgidia Sud - Rahman | [RO-RO] [OPP] OHL 400 kV Medgidia Sud- Cernavoda | RMED141 RCERN41 1 | 1505 | 2000 | -495 | 75 | 1063 | AC
RO_CO_00036 | N-1 OHL 400 kV Medgidia Sud - Stupina | [RO-RO] [OPP] OHL 400 kV Medgidia Sud- Cernavoda | RMED141 RCERN41 1 | 1502 | 2000 | -498 | 75 | 1069 | AC
RO_CO_00012 | N-1 OHL 400 kV Isaccea - Tulcea Vest | [RO-RO] [OPP] OHL 400 kV Medgidia Sud- Cernavoda | RMED141 RCERN41 1 | 1499 | 2000 | -501 | 75 | 1059 | AC
RO_CO_00010 | N-1 OHL 400 kV Isaccea - Stupina | [RO-RO] [OPP] OHL 400 kV Medgidia Sud- Cernavoda | RMED141 RCERN41 1 | 1493 | 2000 | -507 | 75 | 1055 | AC
RO_CO_00015 | N-1 OHL 400 kV Tulcea Vest - Tariverde | [RO-RO] [OPP] OHL 400 kV Medgidia Sud- Cernavoda | RMED141 RCERN41 1 | 1478 | 2000 | -522 | 74 | 1045 | AC
RO_CO_00011 | N-1 OHL 400 kV Isaccea - Rahman | [RO-RO] [OPP] OHL 400 kV Medgidia Sud- Cernavoda | RMED141 RCERN41 1 | 1477 | 2000 | -523 | 74 | 1048 | AC
RO_CO_00023 | N-1 OHL 400 kV Gutinas – Smardan | [RO-RO] [OPP] OHL 400 kV Medgidia Sud- Cernavoda | RMED141 RCERN41 1 | 1456 | 2000 | -544 | 73 | 1033 | AC
RO_CO_00013 | N-1 OHL 400 kV Lacu Sarat - Gura Ialomitei | [RO-RO] [OPP] OHL 400 kV Medgidia Sud- Cernavoda | RMED141 RCERN41 1 | 1430 | 2000 | -570 | 71 | 1012 | AC
RO_CO_00017 | N-1 OHL 400 kV Constanta Nord- Cernavoda | [RO-RO] [OPP] OHL 400 kV Medgidia Sud- Cernavoda | RMED141 RCERN41 1 | 1429 | 2000 | -571 | 71 | 1013 | AC
Base case | Base case | [RO-RO] [OPP] OHL 400 kV Medgidia Sud- Cernavoda | RMED141 RCERN41 1 | 1428 | 2000 | -572 | 71 | 1011 | AC
RO-MD_CO_00001 | N-1 TIE 400 kV Isaccea - Vulcanesti | [RO-RO] [OPP] OHL 400 kV Medgidia Sud- Cernavoda | RMED141 RCERN41 1 | 1409 | 2000 | -591 | 70 | 1001 | AC

## 1730
Detailed results
Generated at: | 08/05/2026 23:10:18
Business day: | 2026-05-10
Horizon: | 2DA
Timestamp | 17:30
Border & direction: | South-Romania Exporting
Remedial actions | False
Margin satisfied | True
Final step | Margin Calculation
TTC [MW]: | 3554.77
Loading threshold | 0.7
Limiting CNEC | N-1 TIE 400 kV TINTARENI-KOZLODUI 2/[RO-RS] [DIR] TIE 400 kV Portile de Fier-Djerdap
Applied RAs
Non Costly RAO
CO ID | RA ID | Name of the RA | Usage | Type | Location | Status | Details
Costly RAO
RA RD ID | TSO | Generator Name | Minimum Power [MW] | Maximum Power [MW] | RDP- | RDP+ | P [MW] before RAO | P [MW] after RAO | P0 [MW] | Plimit+ [MW] | Plimit- [MW] | Started up | Shutdown
Non Costly Reduction
CO ID | RA ID | Name of the RA | Usage | Type | Location | Status | Details
Limiting CNECs
CO ID | Name of the CO | Name of the CNE | CNE UCTE branch | Calculated I (A) | I max (PATL) | Margin (A) | Loading (%) | Flow [MW] | LF type
RO-BG_CO_00001 | N-1 TIE 400 kV TINTARENI-KOZLODUI 1 | [RO-RS] [DIR] TIE 400 kV Portile de Fier-Djerdap | RPDFE41 XPF_DJ11 1 | 1567 | 1570 | -3 | 100 | 1043 | AC
RO-BG_CO_00002 | N-1 TIE 400 kV TINTARENI-KOZLODUI 2 | [RO-RS] [DIR] TIE 400 kV Portile de Fier-Djerdap | RPDFE41 XPF_DJ11 1 | 1567 | 1570 | -3 | 100 | 1043 | AC
RO-RS_CO_00003 | N-1 TIE 400 kV Resita-Pancevo c2 | [RO-RS] [DIR] TIE 400 kV Portile de Fier-Djerdap | RPDFE41 XPF_DJ11 1 | 1536 | 1570 | -34 | 98 | 1016 | AC
RO-RS_CO_00004 | N-1 TIE 400 kV Resita-Pancevo c1 | [RO-RS] [DIR] TIE 400 kV Portile de Fier-Djerdap | RPDFE41 XPF_DJ11 1 | 1536 | 1570 | -34 | 98 | 1016 | AC
RO_CO_00001 | N-1 OHL 220 kV Portile de Fier-Resita 1&2 | [RO-RS] [DIR] TIE 400 kV Portile de Fier-Djerdap | RPDFE41 XPF_DJ11 1 | 1529 | 1570 | -41 | 97 | 1010 | AC
RO-MD_CO_00001 | N-1 TIE 400 kV Isaccea - Vulcanesti | [RO-RS] [DIR] TIE 400 kV Portile de Fier-Djerdap | RPDFE41 XPF_DJ11 1 | 1485 | 1570 | -85 | 95 | 978 | AC
RO_CO_00002 | N-1 OHL 400 kV Mintia-Arad | [RO-RS] [DIR] TIE 400 kV Portile de Fier-Djerdap | RPDFE41 XPF_DJ11 1 | 1474 | 1570 | -96 | 94 | 969 | AC
RO-HU_CO_00001 | N-1 TIE 400 kV Arad-Sandorfalva | [RO-RS] [DIR] TIE 400 kV Portile de Fier-Djerdap | RPDFE41 XPF_DJ11 1 | 1471 | 1570 | -99 | 94 | 968 | AC
RO-UA_CO_00001 | N-1 TIE 400 kV Rosiori-Mukacevo | [RO-RS] [DIR] TIE 400 kV Portile de Fier-Djerdap | RPDFE41 XPF_DJ11 1 | 1469 | 1570 | -101 | 94 | 966 | AC
RO-HU_CO_00002 | N-1 TIE 400 kV Nadab-Bekescsaba | [RO-RS] [DIR] TIE 400 kV Portile de Fier-Djerdap | RPDFE41 XPF_DJ11 1 | 1464 | 1570 | -106 | 93 | 963 | AC
Base case | Base case | [RO-RS] [DIR] TIE 400 kV Portile de Fier-Djerdap | RPDFE41 XPF_DJ11 1 | 1463 | 1570 | -107 | 93 | 963 | AC
RO_CO_00027 | N-1 TRA 400/220 kV AT3 Arad | [RO-RS] [DIR] TIE 400 kV Portile de Fier-Djerdap | RPDFE41 XPF_DJ11 1 | 1457 | 1570 | -113 | 93 | 957 | AC
RO_CO_00052 | N-1 OHL 400 kV Sofia Zapad -Nis | [RO-RS] [DIR] TIE 400 kV Portile de Fier-Djerdap | RPDFE41 XPF_DJ11 1 | 1453 | 1570 | -117 | 93 | 955 | AC
RO_CO_00029 | N-1 OHL 220 kV Resita-Timisoara 1&2 | [RO-RS] [DIR] TIE 400 kV Portile de Fier-Djerdap | RPDFE41 XPF_DJ11 1 | 1452 | 1570 | -118 | 92 | 953 | AC
RO_CO_00034 | N-1 TRA 400/220 kV AT2 Portile de Fier | [RO-RO] [OPP] TRA 400/220 kV AT1 Portile de Fier | RPDFE41 RPDF222 1 | 632 | 721 | -89 | 88 | 440 | AC
RO_CO_00028 | N-1 TRA 400/220 kV AT1 Portile de Fier | [RO-RO] [OPP] TRA 400/220 kV AT2 Portile de Fier | RPDF241 RPDF222 2 | 632 | 721 | -89 | 88 | 440 | AC
RO_CO_00035 | N-1 TRA 400/220 kV AT3 Portile de Fier | [RO-RO] [OPP] TRA 400/220 kV AT2 Portile de Fier | RPDF241 RPDF222 2 | 631 | 721 | -90 | 87 | 439 | AC
RO_CO_00035 | N-1 TRA 400/220 kV AT3 Portile de Fier | [RO-RO] [OPP] TRA 400/220 kV AT1 Portile de Fier | RPDFE41 RPDF222 1 | 631 | 721 | -90 | 87 | 439 | AC
RO_CO_00034 | N-1 TRA 400/220 kV AT2 Portile de Fier | [RO-RO] [OPP] TRA 400/220 kV AT3 Portile de Fier | RPDFE41 RPDF212 3 | 628 | 721 | -93 | 87 | 437 | AC
RO_CO_00028 | N-1 TRA 400/220 kV AT1 Portile de Fier | [RO-RO] [OPP] TRA 400/220 kV AT3 Portile de Fier | RPDFE41 RPDF212 3 | 628 | 721 | -93 | 87 | 437 | AC
RO_CO_00001 | N-1 OHL 220 kV Portile de Fier-Resita 1&2 | [RO-RO] [OPP] TRA 400/220 kV AT2 Portile de Fier | RPDF241 RPDF222 2 | 524 | 721 | -197 | 73 | 361 | AC
RO_CO_00001 | N-1 OHL 220 kV Portile de Fier-Resita 1&2 | [RO-RO] [OPP] TRA 400/220 kV AT1 Portile de Fier | RPDFE41 RPDF222 1 | 524 | 721 | -197 | 73 | 361 | AC
RO_CO_00001 | N-1 OHL 220 kV Portile de Fier-Resita 1&2 | [RO-RO] [OPP] TRA 400/220 kV AT3 Portile de Fier | RPDFE41 RPDF212 3 | 521 | 721 | -200 | 72 | 359 | AC

## 1830
Detailed results
Generated at: | 08/05/2026 23:10:18
Business day: | 2026-05-10
Horizon: | 2DA
Timestamp | 18:30
Border & direction: | South-Romania Exporting
Remedial actions | False
Margin satisfied | True
Final step | Margin Calculation
TTC [MW]: | 3491.14
Loading threshold | 0.7
Limiting CNEC | N-1 TIE 400 kV TINTARENI-KOZLODUI 2/[RO-RS] [DIR] TIE 400 kV Portile de Fier-Djerdap
Applied RAs
Non Costly RAO
CO ID | RA ID | Name of the RA | Usage | Type | Location | Status | Details
Costly RAO
RA RD ID | TSO | Generator Name | Minimum Power [MW] | Maximum Power [MW] | RDP- | RDP+ | P [MW] before RAO | P [MW] after RAO | P0 [MW] | Plimit+ [MW] | Plimit- [MW] | Started up | Shutdown
Non Costly Reduction
CO ID | RA ID | Name of the RA | Usage | Type | Location | Status | Details
Limiting CNECs
CO ID | Name of the CO | Name of the CNE | CNE UCTE branch | Calculated I (A) | I max (PATL) | Margin (A) | Loading (%) | Flow [MW] | LF type
RO-BG_CO_00001 | N-1 TIE 400 kV TINTARENI-KOZLODUI 1 | [RO-RS] [DIR] TIE 400 kV Portile de Fier-Djerdap | RPDFE41 XPF_DJ11 1 | 1572 | 1570 | 2 | 100 | 1064 | AC
RO-BG_CO_00002 | N-1 TIE 400 kV TINTARENI-KOZLODUI 2 | [RO-RS] [DIR] TIE 400 kV Portile de Fier-Djerdap | RPDFE41 XPF_DJ11 1 | 1572 | 1570 | 2 | 100 | 1064 | AC
RO-RS_CO_00003 | N-1 TIE 400 kV Resita-Pancevo c2 | [RO-RS] [DIR] TIE 400 kV Portile de Fier-Djerdap | RPDFE41 XPF_DJ11 1 | 1545 | 1570 | -25 | 98 | 1046 | AC
RO-RS_CO_00004 | N-1 TIE 400 kV Resita-Pancevo c1 | [RO-RS] [DIR] TIE 400 kV Portile de Fier-Djerdap | RPDFE41 XPF_DJ11 1 | 1545 | 1570 | -25 | 98 | 1046 | AC
RO_CO_00001 | N-1 OHL 220 kV Portile de Fier-Resita 1&2 | [RO-RS] [DIR] TIE 400 kV Portile de Fier-Djerdap | RPDFE41 XPF_DJ11 1 | 1531 | 1570 | -39 | 98 | 1034 | AC
RO-MD_CO_00001 | N-1 TIE 400 kV Isaccea - Vulcanesti | [RO-RS] [DIR] TIE 400 kV Portile de Fier-Djerdap | RPDFE41 XPF_DJ11 1 | 1493 | 1570 | -77 | 95 | 1007 | AC
RO_CO_00002 | N-1 OHL 400 kV Mintia-Arad | [RO-RS] [DIR] TIE 400 kV Portile de Fier-Djerdap | RPDFE41 XPF_DJ11 1 | 1482 | 1570 | -88 | 94 | 999 | AC
RO-UA_CO_00001 | N-1 TIE 400 kV Rosiori-Mukacevo | [RO-RS] [DIR] TIE 400 kV Portile de Fier-Djerdap | RPDFE41 XPF_DJ11 1 | 1476 | 1570 | -94 | 94 | 996 | AC
RO-HU_CO_00001 | N-1 TIE 400 kV Arad-Sandorfalva | [RO-RS] [DIR] TIE 400 kV Portile de Fier-Djerdap | RPDFE41 XPF_DJ11 1 | 1475 | 1570 | -95 | 94 | 995 | AC
RO-HU_CO_00002 | N-1 TIE 400 kV Nadab-Bekescsaba | [RO-RS] [DIR] TIE 400 kV Portile de Fier-Djerdap | RPDFE41 XPF_DJ11 1 | 1471 | 1570 | -99 | 94 | 992 | AC
RO_CO_00029 | N-1 OHL 220 kV Resita-Timisoara 1&2 | [RO-RS] [DIR] TIE 400 kV Portile de Fier-Djerdap | RPDFE41 XPF_DJ11 1 | 1469 | 1570 | -101 | 94 | 989 | AC
RO_CO_00027 | N-1 TRA 400/220 kV AT3 Arad | [RO-RS] [DIR] TIE 400 kV Portile de Fier-Djerdap | RPDFE41 XPF_DJ11 1 | 1462 | 1570 | -108 | 93 | 986 | AC
Base case | Base case | [RO-RS] [DIR] TIE 400 kV Portile de Fier-Djerdap | RPDFE41 XPF_DJ11 1 | 1461 | 1570 | -109 | 93 | 986 | AC
RO_CO_00052 | N-1 OHL 400 kV Sofia Zapad -Nis | [RO-RS] [DIR] TIE 400 kV Portile de Fier-Djerdap | RPDFE41 XPF_DJ11 1 | 1455 | 1570 | -115 | 93 | 981 | AC
RO_CO_00034 | N-1 TRA 400/220 kV AT2 Portile de Fier | [RO-RO] [OPP] TRA 400/220 kV AT1 Portile de Fier | RPDFE41 RPDF222 1 | 635 | 721 | -86 | 88 | 444 | AC
RO_CO_00028 | N-1 TRA 400/220 kV AT1 Portile de Fier | [RO-RO] [OPP] TRA 400/220 kV AT2 Portile de Fier | RPDF241 RPDF222 2 | 635 | 721 | -86 | 88 | 444 | AC
RO_CO_00035 | N-1 TRA 400/220 kV AT3 Portile de Fier | [RO-RO] [OPP] TRA 400/220 kV AT1 Portile de Fier | RPDFE41 RPDF222 1 | 634 | 721 | -87 | 88 | 443 | AC
RO_CO_00035 | N-1 TRA 400/220 kV AT3 Portile de Fier | [RO-RO] [OPP] TRA 400/220 kV AT2 Portile de Fier | RPDF241 RPDF222 2 | 634 | 721 | -87 | 88 | 443 | AC
RO_CO_00034 | N-1 TRA 400/220 kV AT2 Portile de Fier | [RO-RO] [OPP] TRA 400/220 kV AT3 Portile de Fier | RPDFE41 RPDF212 3 | 631 | 721 | -90 | 88 | 441 | AC
RO_CO_00028 | N-1 TRA 400/220 kV AT1 Portile de Fier | [RO-RO] [OPP] TRA 400/220 kV AT3 Portile de Fier | RPDFE41 RPDF212 3 | 631 | 721 | -90 | 88 | 441 | AC
RO_CO_00001 | N-1 OHL 220 kV Portile de Fier-Resita 1&2 | [RO-RO] [OPP] TRA 400/220 kV AT1 Portile de Fier | RPDFE41 RPDF222 1 | 525 | 721 | -196 | 73 | 364 | AC
RO_CO_00001 | N-1 OHL 220 kV Portile de Fier-Resita 1&2 | [RO-RO] [OPP] TRA 400/220 kV AT2 Portile de Fier | RPDF241 RPDF222 2 | 525 | 721 | -196 | 73 | 364 | AC
RO_CO_00001 | N-1 OHL 220 kV Portile de Fier-Resita 1&2 | [RO-RO] [OPP] TRA 400/220 kV AT3 Portile de Fier | RPDFE41 RPDF212 3 | 522 | 721 | -199 | 72 | 361 | AC

## 1930
Detailed results
Generated at: | 08/05/2026 23:10:18
Business day: | 2026-05-10
Horizon: | 2DA
Timestamp | 19:30
Border & direction: | South-Romania Exporting
Remedial actions | False
Margin satisfied | True
Final step | Margin Calculation
TTC [MW]: | 3442.75
Loading threshold | 0.7
Limiting CNEC | N-1 TIE 400 kV TINTARENI-KOZLODUI 1/[RO-RS] [DIR] TIE 400 kV Portile de Fier-Djerdap
Applied RAs
Non Costly RAO
CO ID | RA ID | Name of the RA | Usage | Type | Location | Status | Details
Costly RAO
RA RD ID | TSO | Generator Name | Minimum Power [MW] | Maximum Power [MW] | RDP- | RDP+ | P [MW] before RAO | P [MW] after RAO | P0 [MW] | Plimit+ [MW] | Plimit- [MW] | Started up | Shutdown
Non Costly Reduction
CO ID | RA ID | Name of the RA | Usage | Type | Location | Status | Details
Limiting CNECs
CO ID | Name of the CO | Name of the CNE | CNE UCTE branch | Calculated I (A) | I max (PATL) | Margin (A) | Loading (%) | Flow [MW] | LF type
RO-BG_CO_00002 | N-1 TIE 400 kV TINTARENI-KOZLODUI 2 | [RO-RS] [DIR] TIE 400 kV Portile de Fier-Djerdap | RPDFE41 XPF_DJ11 1 | 1553 | 1570 | -17 | 99 | 1065 | AC
RO-BG_CO_00001 | N-1 TIE 400 kV TINTARENI-KOZLODUI 1 | [RO-RS] [DIR] TIE 400 kV Portile de Fier-Djerdap | RPDFE41 XPF_DJ11 1 | 1553 | 1570 | -17 | 99 | 1065 | AC
RO-RS_CO_00003 | N-1 TIE 400 kV Resita-Pancevo c2 | [RO-RS] [DIR] TIE 400 kV Portile de Fier-Djerdap | RPDFE41 XPF_DJ11 1 | 1530 | 1570 | -40 | 97 | 1050 | AC
RO-RS_CO_00004 | N-1 TIE 400 kV Resita-Pancevo c1 | [RO-RS] [DIR] TIE 400 kV Portile de Fier-Djerdap | RPDFE41 XPF_DJ11 1 | 1530 | 1570 | -40 | 97 | 1050 | AC
RO_CO_00001 | N-1 OHL 220 kV Portile de Fier-Resita 1&2 | [RO-RS] [DIR] TIE 400 kV Portile de Fier-Djerdap | RPDFE41 XPF_DJ11 1 | 1516 | 1570 | -54 | 97 | 1039 | AC
RO-MD_CO_00001 | N-1 TIE 400 kV Isaccea - Vulcanesti | [RO-RS] [DIR] TIE 400 kV Portile de Fier-Djerdap | RPDFE41 XPF_DJ11 1 | 1486 | 1570 | -84 | 95 | 1016 | AC
RO_CO_00002 | N-1 OHL 400 kV Mintia-Arad | [RO-RS] [DIR] TIE 400 kV Portile de Fier-Djerdap | RPDFE41 XPF_DJ11 1 | 1471 | 1570 | -99 | 94 | 1006 | AC
RO-UA_CO_00001 | N-1 TIE 400 kV Rosiori-Mukacevo | [RO-RS] [DIR] TIE 400 kV Portile de Fier-Djerdap | RPDFE41 XPF_DJ11 1 | 1470 | 1570 | -100 | 94 | 1006 | AC
RO-HU_CO_00001 | N-1 TIE 400 kV Arad-Sandorfalva | [RO-RS] [DIR] TIE 400 kV Portile de Fier-Djerdap | RPDFE41 XPF_DJ11 1 | 1461 | 1570 | -109 | 93 | 1000 | AC
RO-HU_CO_00002 | N-1 TIE 400 kV Nadab-Bekescsaba | [RO-RS] [DIR] TIE 400 kV Portile de Fier-Djerdap | RPDFE41 XPF_DJ11 1 | 1461 | 1570 | -109 | 93 | 1000 | AC
RO_CO_00029 | N-1 OHL 220 kV Resita-Timisoara 1&2 | [RO-RS] [DIR] TIE 400 kV Portile de Fier-Djerdap | RPDFE41 XPF_DJ11 1 | 1455 | 1570 | -115 | 93 | 995 | AC
RO_CO_00027 | N-1 TRA 400/220 kV AT3 Arad | [RO-RS] [DIR] TIE 400 kV Portile de Fier-Djerdap | RPDFE41 XPF_DJ11 1 | 1448 | 1570 | -122 | 92 | 991 | AC
RO_CO_00052 | N-1 OHL 400 kV Sofia Zapad -Nis | [RO-RS] [DIR] TIE 400 kV Portile de Fier-Djerdap | RPDFE41 XPF_DJ11 1 | 1447 | 1570 | -123 | 92 | 990 | AC
Base case | Base case | [RO-RS] [DIR] TIE 400 kV Portile de Fier-Djerdap | RPDFE41 XPF_DJ11 1 | 1444 | 1570 | -126 | 92 | 988 | AC
RO_CO_00028 | N-1 TRA 400/220 kV AT1 Portile de Fier | [RO-RO] [OPP] TRA 400/220 kV AT2 Portile de Fier | RPDF241 RPDF222 2 | 1084 | 1248 | -165 | 87 | 439 | AC
RO_CO_00034 | N-1 TRA 400/220 kV AT2 Portile de Fier | [RO-RO] [OPP] TRA 400/220 kV AT1 Portile de Fier | RPDFE41 RPDF222 1 | 1084 | 1248 | -165 | 87 | 439 | AC
RO_CO_00035 | N-1 TRA 400/220 kV AT3 Portile de Fier | [RO-RO] [OPP] TRA 400/220 kV AT1 Portile de Fier | RPDFE41 RPDF222 1 | 1081 | 1248 | -167 | 87 | 437 | AC
RO_CO_00035 | N-1 TRA 400/220 kV AT3 Portile de Fier | [RO-RO] [OPP] TRA 400/220 kV AT2 Portile de Fier | RPDF241 RPDF222 2 | 1081 | 1248 | -167 | 87 | 437 | AC
RO_CO_00034 | N-1 TRA 400/220 kV AT2 Portile de Fier | [RO-RO] [OPP] TRA 400/220 kV AT3 Portile de Fier | RPDFE41 RPDF212 3 | 622 | 721 | -99 | 86 | 436 | AC
RO_CO_00028 | N-1 TRA 400/220 kV AT1 Portile de Fier | [RO-RO] [OPP] TRA 400/220 kV AT3 Portile de Fier | RPDFE41 RPDF212 3 | 622 | 721 | -99 | 86 | 436 | AC
RO_CO_00001 | N-1 OHL 220 kV Portile de Fier-Resita 1&2 | [RO-RO] [OPP] TRA 400/220 kV AT2 Portile de Fier | RPDF241 RPDF222 2 | 522 | 721 | -199 | 72 | 363 | AC
RO_CO_00001 | N-1 OHL 220 kV Portile de Fier-Resita 1&2 | [RO-RO] [OPP] TRA 400/220 kV AT1 Portile de Fier | RPDFE41 RPDF222 1 | 522 | 721 | -199 | 72 | 363 | AC
RO_CO_00001 | N-1 OHL 220 kV Portile de Fier-Resita 1&2 | [RO-RO] [OPP] TRA 400/220 kV AT3 Portile de Fier | RPDFE41 RPDF212 3 | 519 | 721 | -202 | 72 | 361 | AC

## 2030
Detailed results
Generated at: | 08/05/2026 23:10:18
Business day: | 2026-05-10
Horizon: | 2DA
Timestamp | 20:30
Border & direction: | South-Romania Exporting
Remedial actions | False
Margin satisfied | True
Final step | Margin Calculation
TTC [MW]: | 3467.53
Loading threshold | 0.7
Limiting CNEC | N-1 TIE 400 kV TINTARENI-KOZLODUI 2/[RO-RS] [DIR] TIE 400 kV Portile de Fier-Djerdap
Applied RAs
Non Costly RAO
CO ID | RA ID | Name of the RA | Usage | Type | Location | Status | Details
Costly RAO
RA RD ID | TSO | Generator Name | Minimum Power [MW] | Maximum Power [MW] | RDP- | RDP+ | P [MW] before RAO | P [MW] after RAO | P0 [MW] | Plimit+ [MW] | Plimit- [MW] | Started up | Shutdown
Non Costly Reduction
CO ID | RA ID | Name of the RA | Usage | Type | Location | Status | Details
Limiting CNECs
CO ID | Name of the CO | Name of the CNE | CNE UCTE branch | Calculated I (A) | I max (PATL) | Margin (A) | Loading (%) | Flow [MW] | LF type
RO-BG_CO_00001 | N-1 TIE 400 kV TINTARENI-KOZLODUI 1 | [RO-RS] [DIR] TIE 400 kV Portile de Fier-Djerdap | RPDFE41 XPF_DJ11 1 | 1487 | 1570 | -83 | 95 | 1051 | AC
RO-BG_CO_00002 | N-1 TIE 400 kV TINTARENI-KOZLODUI 2 | [RO-RS] [DIR] TIE 400 kV Portile de Fier-Djerdap | RPDFE41 XPF_DJ11 1 | 1487 | 1570 | -83 | 95 | 1051 | AC
RO-RS_CO_00003 | N-1 TIE 400 kV Resita-Pancevo c2 | [RO-RS] [DIR] TIE 400 kV Portile de Fier-Djerdap | RPDFE41 XPF_DJ11 1 | 1460 | 1570 | -110 | 93 | 1031 | AC
RO-RS_CO_00004 | N-1 TIE 400 kV Resita-Pancevo c1 | [RO-RS] [DIR] TIE 400 kV Portile de Fier-Djerdap | RPDFE41 XPF_DJ11 1 | 1460 | 1570 | -110 | 93 | 1031 | AC
RO_CO_00001 | N-1 OHL 220 kV Portile de Fier-Resita 1&2 | [RO-RS] [DIR] TIE 400 kV Portile de Fier-Djerdap | RPDFE41 XPF_DJ11 1 | 1446 | 1570 | -124 | 92 | 1022 | AC
RO-MD_CO_00001 | N-1 TIE 400 kV Isaccea - Vulcanesti | [RO-RS] [DIR] TIE 400 kV Portile de Fier-Djerdap | RPDFE41 XPF_DJ11 1 | 1412 | 1570 | -158 | 90 | 998 | AC
RO_CO_00002 | N-1 OHL 400 kV Mintia-Arad | [RO-RS] [DIR] TIE 400 kV Portile de Fier-Djerdap | RPDFE41 XPF_DJ11 1 | 1400 | 1570 | -170 | 89 | 990 | AC
RO-UA_CO_00001 | N-1 TIE 400 kV Rosiori-Mukacevo | [RO-RS] [DIR] TIE 400 kV Portile de Fier-Djerdap | RPDFE41 XPF_DJ11 1 | 1398 | 1570 | -172 | 89 | 988 | AC
RO-HU_CO_00002 | N-1 TIE 400 kV Nadab-Bekescsaba | [RO-RS] [DIR] TIE 400 kV Portile de Fier-Djerdap | RPDFE41 XPF_DJ11 1 | 1390 | 1570 | -180 | 89 | 983 | AC
RO-HU_CO_00001 | N-1 TIE 400 kV Arad-Sandorfalva | [RO-RS] [DIR] TIE 400 kV Portile de Fier-Djerdap | RPDFE41 XPF_DJ11 1 | 1389 | 1570 | -181 | 88 | 982 | AC
RO_CO_00029 | N-1 OHL 220 kV Resita-Timisoara 1&2 | [RO-RS] [DIR] TIE 400 kV Portile de Fier-Djerdap | RPDFE41 XPF_DJ11 1 | 1384 | 1570 | -186 | 88 | 979 | AC
RO_CO_00027 | N-1 TRA 400/220 kV AT3 Arad | [RO-RS] [DIR] TIE 400 kV Portile de Fier-Djerdap | RPDFE41 XPF_DJ11 1 | 1377 | 1570 | -193 | 88 | 974 | AC
Base case | Base case | [RO-RS] [DIR] TIE 400 kV Portile de Fier-Djerdap | RPDFE41 XPF_DJ11 1 | 1373 | 1570 | -197 | 87 | 971 | AC
RO_CO_00052 | N-1 OHL 400 kV Sofia Zapad -Nis | [RO-RS] [DIR] TIE 400 kV Portile de Fier-Djerdap | RPDFE41 XPF_DJ11 1 | 1364 | 1570 | -206 | 87 | 965 | AC
RO_CO_00028 | N-1 TRA 400/220 kV AT1 Portile de Fier | [RO-RO] [OPP] TRA 400/220 kV AT2 Portile de Fier | RPDF241 RPDF222 2 | 1076 | 1248 | -172 | 86 | 438 | AC
RO_CO_00034 | N-1 TRA 400/220 kV AT2 Portile de Fier | [RO-RO] [OPP] TRA 400/220 kV AT1 Portile de Fier | RPDFE41 RPDF222 1 | 1076 | 1248 | -172 | 86 | 438 | AC
RO_CO_00035 | N-1 TRA 400/220 kV AT3 Portile de Fier | [RO-RO] [OPP] TRA 400/220 kV AT1 Portile de Fier | RPDFE41 RPDF222 1 | 1073 | 1248 | -175 | 86 | 437 | AC
RO_CO_00035 | N-1 TRA 400/220 kV AT3 Portile de Fier | [RO-RO] [OPP] TRA 400/220 kV AT2 Portile de Fier | RPDF241 RPDF222 2 | 1073 | 1248 | -175 | 86 | 437 | AC
RO_CO_00028 | N-1 TRA 400/220 kV AT1 Portile de Fier | [RO-RO] [OPP] TRA 400/220 kV AT3 Portile de Fier | RPDFE41 RPDF212 3 | 1069 | 1248 | -179 | 86 | 436 | AC
RO_CO_00034 | N-1 TRA 400/220 kV AT2 Portile de Fier | [RO-RO] [OPP] TRA 400/220 kV AT3 Portile de Fier | RPDFE41 RPDF212 3 | 1069 | 1248 | -179 | 86 | 436 | AC
RO_CO_00001 | N-1 OHL 220 kV Portile de Fier-Resita 1&2 | [RO-RO] [OPP] TRA 400/220 kV AT1 Portile de Fier | RPDFE41 RPDF222 1 | 892 | 1248 | -357 | 71 | 362 | AC
RO_CO_00001 | N-1 OHL 220 kV Portile de Fier-Resita 1&2 | [RO-RO] [OPP] TRA 400/220 kV AT2 Portile de Fier | RPDF241 RPDF222 2 | 892 | 1248 | -357 | 71 | 362 | AC
RO_CO_00001 | N-1 OHL 220 kV Portile de Fier-Resita 1&2 | [RO-RO] [OPP] TRA 400/220 kV AT3 Portile de Fier | RPDFE41 RPDF212 3 | 512 | 721 | -209 | 71 | 360 | AC

## 2130
Detailed results
Generated at: | 08/05/2026 23:10:18
Business day: | 2026-05-10
Horizon: | 2DA
Timestamp | 21:30
Border & direction: | South-Romania Exporting
Remedial actions | False
Margin satisfied | True
Final step | Margin Calculation
TTC [MW]: | 3495.88
Loading threshold | 0.7
Limiting CNEC | N-1 TIE 400 kV TINTARENI-KOZLODUI 2/[RO-RS] [DIR] TIE 400 kV Portile de Fier-Djerdap
Applied RAs
Non Costly RAO
CO ID | RA ID | Name of the RA | Usage | Type | Location | Status | Details
Costly RAO
RA RD ID | TSO | Generator Name | Minimum Power [MW] | Maximum Power [MW] | RDP- | RDP+ | P [MW] before RAO | P [MW] after RAO | P0 [MW] | Plimit+ [MW] | Plimit- [MW] | Started up | Shutdown
Non Costly Reduction
CO ID | RA ID | Name of the RA | Usage | Type | Location | Status | Details
Limiting CNECs
CO ID | Name of the CO | Name of the CNE | CNE UCTE branch | Calculated I (A) | I max (PATL) | Margin (A) | Loading (%) | Flow [MW] | LF type
RO-BG_CO_00001 | N-1 TIE 400 kV TINTARENI-KOZLODUI 1 | [RO-RS] [DIR] TIE 400 kV Portile de Fier-Djerdap | RPDFE41 XPF_DJ11 1 | 1505 | 1570 | -65 | 96 | 1063 | AC
RO-BG_CO_00002 | N-1 TIE 400 kV TINTARENI-KOZLODUI 2 | [RO-RS] [DIR] TIE 400 kV Portile de Fier-Djerdap | RPDFE41 XPF_DJ11 1 | 1505 | 1570 | -65 | 96 | 1063 | AC
RO-RS_CO_00003 | N-1 TIE 400 kV Resita-Pancevo c2 | [RO-RS] [DIR] TIE 400 kV Portile de Fier-Djerdap | RPDFE41 XPF_DJ11 1 | 1480 | 1570 | -90 | 94 | 1045 | AC
RO-RS_CO_00004 | N-1 TIE 400 kV Resita-Pancevo c1 | [RO-RS] [DIR] TIE 400 kV Portile de Fier-Djerdap | RPDFE41 XPF_DJ11 1 | 1480 | 1570 | -90 | 94 | 1045 | AC
RO_CO_00001 | N-1 OHL 220 kV Portile de Fier-Resita 1&2 | [RO-RS] [DIR] TIE 400 kV Portile de Fier-Djerdap | RPDFE41 XPF_DJ11 1 | 1466 | 1570 | -104 | 93 | 1035 | AC
RO-MD_CO_00001 | N-1 TIE 400 kV Isaccea - Vulcanesti | [RO-RS] [DIR] TIE 400 kV Portile de Fier-Djerdap | RPDFE41 XPF_DJ11 1 | 1430 | 1570 | -140 | 91 | 1010 | AC
RO_CO_00002 | N-1 OHL 400 kV Mintia-Arad | [RO-RS] [DIR] TIE 400 kV Portile de Fier-Djerdap | RPDFE41 XPF_DJ11 1 | 1419 | 1570 | -151 | 90 | 1002 | AC
RO-UA_CO_00001 | N-1 TIE 400 kV Rosiori-Mukacevo | [RO-RS] [DIR] TIE 400 kV Portile de Fier-Djerdap | RPDFE41 XPF_DJ11 1 | 1413 | 1570 | -157 | 90 | 998 | AC
RO-HU_CO_00002 | N-1 TIE 400 kV Nadab-Bekescsaba | [RO-RS] [DIR] TIE 400 kV Portile de Fier-Djerdap | RPDFE41 XPF_DJ11 1 | 1408 | 1570 | -162 | 90 | 995 | AC
RO-HU_CO_00001 | N-1 TIE 400 kV Arad-Sandorfalva | [RO-RS] [DIR] TIE 400 kV Portile de Fier-Djerdap | RPDFE41 XPF_DJ11 1 | 1408 | 1570 | -162 | 90 | 995 | AC
RO_CO_00029 | N-1 OHL 220 kV Resita-Timisoara 1&2 | [RO-RS] [DIR] TIE 400 kV Portile de Fier-Djerdap | RPDFE41 XPF_DJ11 1 | 1404 | 1570 | -166 | 89 | 991 | AC
RO_CO_00027 | N-1 TRA 400/220 kV AT3 Arad | [RO-RS] [DIR] TIE 400 kV Portile de Fier-Djerdap | RPDFE41 XPF_DJ11 1 | 1397 | 1570 | -173 | 89 | 987 | AC
Base case | Base case | [RO-RS] [DIR] TIE 400 kV Portile de Fier-Djerdap | RPDFE41 XPF_DJ11 1 | 1392 | 1570 | -178 | 89 | 984 | AC
RO_CO_00052 | N-1 OHL 400 kV Sofia Zapad -Nis | [RO-RS] [DIR] TIE 400 kV Portile de Fier-Djerdap | RPDFE41 XPF_DJ11 1 | 1389 | 1570 | -181 | 88 | 981 | AC
RO_CO_00028 | N-1 TRA 400/220 kV AT1 Portile de Fier | [RO-RO] [OPP] TRA 400/220 kV AT2 Portile de Fier | RPDF241 RPDF222 2 | 1076 | 1248 | -172 | 86 | 438 | AC
RO_CO_00034 | N-1 TRA 400/220 kV AT2 Portile de Fier | [RO-RO] [OPP] TRA 400/220 kV AT1 Portile de Fier | RPDFE41 RPDF222 1 | 1076 | 1248 | -172 | 86 | 438 | AC
RO_CO_00035 | N-1 TRA 400/220 kV AT3 Portile de Fier | [RO-RO] [OPP] TRA 400/220 kV AT2 Portile de Fier | RPDF241 RPDF222 2 | 1073 | 1248 | -175 | 86 | 437 | AC
RO_CO_00035 | N-1 TRA 400/220 kV AT3 Portile de Fier | [RO-RO] [OPP] TRA 400/220 kV AT1 Portile de Fier | RPDFE41 RPDF222 1 | 1073 | 1248 | -175 | 86 | 437 | AC
RO_CO_00028 | N-1 TRA 400/220 kV AT1 Portile de Fier | [RO-RO] [OPP] TRA 400/220 kV AT3 Portile de Fier | RPDFE41 RPDF212 3 | 1069 | 1248 | -179 | 86 | 436 | AC
RO_CO_00034 | N-1 TRA 400/220 kV AT2 Portile de Fier | [RO-RO] [OPP] TRA 400/220 kV AT3 Portile de Fier | RPDFE41 RPDF212 3 | 1069 | 1248 | -179 | 86 | 436 | AC
RO_CO_00001 | N-1 OHL 220 kV Portile de Fier-Resita 1&2 | [RO-RO] [OPP] TRA 400/220 kV AT2 Portile de Fier | RPDF241 RPDF222 2 | 892 | 1248 | -357 | 71 | 362 | AC
RO_CO_00001 | N-1 OHL 220 kV Portile de Fier-Resita 1&2 | [RO-RO] [OPP] TRA 400/220 kV AT1 Portile de Fier | RPDFE41 RPDF222 1 | 892 | 1248 | -357 | 71 | 362 | AC
RO_CO_00001 | N-1 OHL 220 kV Portile de Fier-Resita 1&2 | [RO-RO] [OPP] TRA 400/220 kV AT3 Portile de Fier | RPDFE41 RPDF212 3 | 512 | 721 | -209 | 71 | 360 | AC

## 2230
Detailed results
Generated at: | 08/05/2026 23:10:18
Business day: | 2026-05-10
Horizon: | 2DA
Timestamp | 22:30
Border & direction: | South-Romania Exporting
Remedial actions | False
Margin satisfied | True
Final step | Margin Calculation
TTC [MW]: | 3567.31
Loading threshold | 0.7
Limiting CNEC | N-1 TIE 400 kV TINTARENI-KOZLODUI 2/[RO-RS] [DIR] TIE 400 kV Portile de Fier-Djerdap
Applied RAs
Non Costly RAO
CO ID | RA ID | Name of the RA | Usage | Type | Location | Status | Details
Costly RAO
RA RD ID | TSO | Generator Name | Minimum Power [MW] | Maximum Power [MW] | RDP- | RDP+ | P [MW] before RAO | P [MW] after RAO | P0 [MW] | Plimit+ [MW] | Plimit- [MW] | Started up | Shutdown
Non Costly Reduction
CO ID | RA ID | Name of the RA | Usage | Type | Location | Status | Details
Limiting CNECs
CO ID | Name of the CO | Name of the CNE | CNE UCTE branch | Calculated I (A) | I max (PATL) | Margin (A) | Loading (%) | Flow [MW] | LF type
RO-BG_CO_00001 | N-1 TIE 400 kV TINTARENI-KOZLODUI 1 | [RO-RS] [DIR] TIE 400 kV Portile de Fier-Djerdap | RPDFE41 XPF_DJ11 1 | 1495 | 1570 | -75 | 95 | 1059 | AC
RO-BG_CO_00002 | N-1 TIE 400 kV TINTARENI-KOZLODUI 2 | [RO-RS] [DIR] TIE 400 kV Portile de Fier-Djerdap | RPDFE41 XPF_DJ11 1 | 1495 | 1570 | -75 | 95 | 1059 | AC
RO-RS_CO_00003 | N-1 TIE 400 kV Resita-Pancevo c2 | [RO-RS] [DIR] TIE 400 kV Portile de Fier-Djerdap | RPDFE41 XPF_DJ11 1 | 1465 | 1570 | -105 | 93 | 1037 | AC
RO-RS_CO_00004 | N-1 TIE 400 kV Resita-Pancevo c1 | [RO-RS] [DIR] TIE 400 kV Portile de Fier-Djerdap | RPDFE41 XPF_DJ11 1 | 1465 | 1570 | -105 | 93 | 1037 | AC
RO_CO_00001 | N-1 OHL 220 kV Portile de Fier-Resita 1&2 | [RO-RS] [DIR] TIE 400 kV Portile de Fier-Djerdap | RPDFE41 XPF_DJ11 1 | 1458 | 1570 | -112 | 93 | 1032 | AC
RO-MD_CO_00001 | N-1 TIE 400 kV Isaccea - Vulcanesti | [RO-RS] [DIR] TIE 400 kV Portile de Fier-Djerdap | RPDFE41 XPF_DJ11 1 | 1409 | 1570 | -161 | 90 | 997 | AC
RO_CO_00002 | N-1 OHL 400 kV Mintia-Arad | [RO-RS] [DIR] TIE 400 kV Portile de Fier-Djerdap | RPDFE41 XPF_DJ11 1 | 1405 | 1570 | -165 | 89 | 995 | AC
RO-HU_CO_00001 | N-1 TIE 400 kV Arad-Sandorfalva | [RO-RS] [DIR] TIE 400 kV Portile de Fier-Djerdap | RPDFE41 XPF_DJ11 1 | 1398 | 1570 | -172 | 89 | 990 | AC
RO-HU_CO_00002 | N-1 TIE 400 kV Nadab-Bekescsaba | [RO-RS] [DIR] TIE 400 kV Portile de Fier-Djerdap | RPDFE41 XPF_DJ11 1 | 1395 | 1570 | -175 | 89 | 988 | AC
RO-UA_CO_00001 | N-1 TIE 400 kV Rosiori-Mukacevo | [RO-RS] [DIR] TIE 400 kV Portile de Fier-Djerdap | RPDFE41 XPF_DJ11 1 | 1394 | 1570 | -176 | 89 | 987 | AC
RO_CO_00052 | N-1 OHL 400 kV Sofia Zapad -Nis | [RO-RS] [DIR] TIE 400 kV Portile de Fier-Djerdap | RPDFE41 XPF_DJ11 1 | 1384 | 1570 | -186 | 88 | 980 | AC
RO_CO_00027 | N-1 TRA 400/220 kV AT3 Arad | [RO-RS] [DIR] TIE 400 kV Portile de Fier-Djerdap | RPDFE41 XPF_DJ11 1 | 1382 | 1570 | -188 | 88 | 979 | AC
Base case | Base case | [RO-RS] [DIR] TIE 400 kV Portile de Fier-Djerdap | RPDFE41 XPF_DJ11 1 | 1382 | 1570 | -188 | 88 | 979 | AC
RO_CO_00029 | N-1 OHL 220 kV Resita-Timisoara 1&2 | [RO-RS] [DIR] TIE 400 kV Portile de Fier-Djerdap | RPDFE41 XPF_DJ11 1 | 1382 | 1570 | -188 | 88 | 978 | AC
RO_CO_00034 | N-1 TRA 400/220 kV AT2 Portile de Fier | [RO-RO] [OPP] TRA 400/220 kV AT1 Portile de Fier | RPDFE41 RPDF222 1 | 1063 | 1248 | -186 | 85 | 433 | AC
RO_CO_00028 | N-1 TRA 400/220 kV AT1 Portile de Fier | [RO-RO] [OPP] TRA 400/220 kV AT2 Portile de Fier | RPDF241 RPDF222 2 | 1063 | 1248 | -186 | 85 | 433 | AC
RO_CO_00035 | N-1 TRA 400/220 kV AT3 Portile de Fier | [RO-RO] [OPP] TRA 400/220 kV AT2 Portile de Fier | RPDF241 RPDF222 2 | 1060 | 1248 | -188 | 85 | 432 | AC
RO_CO_00035 | N-1 TRA 400/220 kV AT3 Portile de Fier | [RO-RO] [OPP] TRA 400/220 kV AT1 Portile de Fier | RPDFE41 RPDF222 1 | 1060 | 1248 | -188 | 85 | 432 | AC
RO_CO_00034 | N-1 TRA 400/220 kV AT2 Portile de Fier | [RO-RO] [OPP] TRA 400/220 kV AT3 Portile de Fier | RPDFE41 RPDF212 3 | 1056 | 1248 | -192 | 85 | 430 | AC
RO_CO_00028 | N-1 TRA 400/220 kV AT1 Portile de Fier | [RO-RO] [OPP] TRA 400/220 kV AT3 Portile de Fier | RPDFE41 RPDF212 3 | 1056 | 1248 | -192 | 85 | 430 | AC
RO_CO_00001 | N-1 OHL 220 kV Portile de Fier-Resita 1&2 | [RO-RO] [OPP] TRA 400/220 kV AT2 Portile de Fier | RPDF241 RPDF222 2 | 887 | 1248 | -361 | 71 | 360 | AC
RO_CO_00001 | N-1 OHL 220 kV Portile de Fier-Resita 1&2 | [RO-RO] [OPP] TRA 400/220 kV AT1 Portile de Fier | RPDFE41 RPDF222 1 | 887 | 1248 | -361 | 71 | 360 | AC
RO_CO_00001 | N-1 OHL 220 kV Portile de Fier-Resita 1&2 | [RO-RO] [OPP] TRA 400/220 kV AT3 Portile de Fier | RPDFE41 RPDF212 3 | 509 | 721 | -212 | 71 | 358 | AC

## 2330
Detailed results
Generated at: | 08/05/2026 23:10:18
Business day: | 2026-05-10
Horizon: | 2DA
Timestamp | 23:30
Border & direction: | South-Romania Exporting
Remedial actions | False
Margin satisfied | True
Final step | Margin Calculation
TTC [MW]: | 3524.28
Loading threshold | 0.7
Limiting CNEC | N-1 TIE 400 kV TINTARENI-KOZLODUI 2/[RO-RS] [DIR] TIE 400 kV Portile de Fier-Djerdap
Applied RAs
Non Costly RAO
CO ID | RA ID | Name of the RA | Usage | Type | Location | Status | Details
Costly RAO
RA RD ID | TSO | Generator Name | Minimum Power [MW] | Maximum Power [MW] | RDP- | RDP+ | P [MW] before RAO | P [MW] after RAO | P0 [MW] | Plimit+ [MW] | Plimit- [MW] | Started up | Shutdown
Non Costly Reduction
CO ID | RA ID | Name of the RA | Usage | Type | Location | Status | Details
Limiting CNECs
CO ID | Name of the CO | Name of the CNE | CNE UCTE branch | Calculated I (A) | I max (PATL) | Margin (A) | Loading (%) | Flow [MW] | LF type
RO-BG_CO_00002 | N-1 TIE 400 kV TINTARENI-KOZLODUI 2 | [RO-RS] [DIR] TIE 400 kV Portile de Fier-Djerdap | RPDFE41 XPF_DJ11 1 | 1304 | 1570 | -266 | 83 | 910 | AC
RO-BG_CO_00001 | N-1 TIE 400 kV TINTARENI-KOZLODUI 1 | [RO-RS] [DIR] TIE 400 kV Portile de Fier-Djerdap | RPDFE41 XPF_DJ11 1 | 1304 | 1570 | -266 | 83 | 910 | AC
RO-RS_CO_00003 | N-1 TIE 400 kV Resita-Pancevo c2 | [RO-RS] [DIR] TIE 400 kV Portile de Fier-Djerdap | RPDFE41 XPF_DJ11 1 | 1258 | 1570 | -312 | 80 | 878 | AC
RO-RS_CO_00004 | N-1 TIE 400 kV Resita-Pancevo c1 | [RO-RS] [DIR] TIE 400 kV Portile de Fier-Djerdap | RPDFE41 XPF_DJ11 1 | 1258 | 1570 | -312 | 80 | 878 | AC
RO_CO_00001 | N-1 OHL 220 kV Portile de Fier-Resita 1&2 | [RO-RS] [DIR] TIE 400 kV Portile de Fier-Djerdap | RPDFE41 XPF_DJ11 1 | 1218 | 1570 | -352 | 78 | 848 | AC
RO_CO_00002 | N-1 OHL 400 kV Mintia-Arad | [RO-RS] [DIR] TIE 400 kV Portile de Fier-Djerdap | RPDFE41 XPF_DJ11 1 | 1215 | 1570 | -355 | 77 | 847 | AC
RO-HU_CO_00001 | N-1 TIE 400 kV Arad-Sandorfalva | [RO-RS] [DIR] TIE 400 kV Portile de Fier-Djerdap | RPDFE41 XPF_DJ11 1 | 1208 | 1570 | -362 | 77 | 842 | AC
RO-MD_CO_00001 | N-1 TIE 400 kV Isaccea - Vulcanesti | [RO-RS] [DIR] TIE 400 kV Portile de Fier-Djerdap | RPDFE41 XPF_DJ11 1 | 1204 | 1570 | -366 | 77 | 840 | AC
RO-HU_CO_00002 | N-1 TIE 400 kV Nadab-Bekescsaba | [RO-RS] [DIR] TIE 400 kV Portile de Fier-Djerdap | RPDFE41 XPF_DJ11 1 | 1202 | 1570 | -368 | 77 | 839 | AC
RO-UA_CO_00001 | N-1 TIE 400 kV Rosiori-Mukacevo | [RO-RS] [DIR] TIE 400 kV Portile de Fier-Djerdap | RPDFE41 XPF_DJ11 1 | 1198 | 1570 | -372 | 76 | 836 | AC
RO_CO_00052 | N-1 OHL 400 kV Sofia Zapad -Nis | [RO-RS] [DIR] TIE 400 kV Portile de Fier-Djerdap | RPDFE41 XPF_DJ11 1 | 1198 | 1570 | -372 | 76 | 836 | AC
Base case | Base case | [RO-RS] [DIR] TIE 400 kV Portile de Fier-Djerdap | RPDFE41 XPF_DJ11 1 | 1188 | 1570 | -382 | 76 | 830 | AC
RO_CO_00027 | N-1 TRA 400/220 kV AT3 Arad | [RO-RS] [DIR] TIE 400 kV Portile de Fier-Djerdap | RPDFE41 XPF_DJ11 1 | 1182 | 1570 | -388 | 75 | 826 | AC
RO_CO_00029 | N-1 OHL 220 kV Resita-Timisoara 1&2 | [RO-RS] [DIR] TIE 400 kV Portile de Fier-Djerdap | RPDFE41 XPF_DJ11 1 | 1162 | 1570 | -408 | 74 | 809 | AC
RO-BG_CO_00005 | N-1 TIE 400 kV DOBRUDJA- MEDGIDIA SUD | [RO-BG] [DIR] TIE 400 kV MEDGIDIA SUD - VARNA | RMED141 XVA_MG11 1 | 1471 | 2000 | -529 | 74 | 1041 | AC
BG_RO_CO_00005 | N-1 TIE 400 kV MEDGIDIA SUD - DOBRUDJA | [BG-RO] [DIR] TIE 400 kV MEDGIDIA SUD - VARNA | XVA_MG11 VVARNA11 1 | 1471 | 2000 | -529 | 74 | -1025 | AC
BG_RO_CO_00004 | N-1 TIE 400 kV MEDGIDIA SUD - VARNA | [BG-RO] [DIR] TIE 400 kV DOBRUDJA- MEDGIDIA SUD | XDO_MG11 VDOBRU11 1 | 1464 | 2000 | -536 | 73 | -1017 | AC
RO-BG_CO_00004 | N-1 TIE 400 kV MEDGIDIA SUD - VARNA | [RO-BG] [DIR] TIE 400 kV DOBRUDJA- MEDGIDIA SUD | RMEDG41 XDO_MG11 1 | 1464 | 2000 | -536 | 73 | 1036 | AC
RO_CO_00041 | N-1 OHL 400 kV Medgidia Sud - Rahman | [RO-RO] [OPP] OHL 400 kV Medgidia Sud- Cernavoda | RMED141 RCERN41 1 | 1430 | 2000 | -570 | 72 | 1013 | AC
RO_CO_00010 | N-1 OHL 400 kV Isaccea - Stupina | [RO-RO] [OPP] OHL 400 kV Medgidia Sud- Cernavoda | RMED141 RCERN41 1 | 1429 | 2000 | -571 | 71 | 1013 | AC
RO_CO_00036 | N-1 OHL 400 kV Medgidia Sud - Stupina | [RO-RO] [OPP] OHL 400 kV Medgidia Sud- Cernavoda | RMED141 RCERN41 1 | 1428 | 2000 | -572 | 71 | 1018 | AC
RO_CO_00011 | N-1 OHL 400 kV Isaccea - Rahman | [RO-RO] [OPP] OHL 400 kV Medgidia Sud- Cernavoda | RMED141 RCERN41 1 | 1417 | 2000 | -583 | 71 | 1008 | AC
RO_CO_00012 | N-1 OHL 400 kV Isaccea - Tulcea Vest | [RO-RO] [OPP] OHL 400 kV Medgidia Sud- Cernavoda | RMED141 RCERN41 1 | 1406 | 2000 | -594 | 70 | 996 | AC