## 0030
Detailed results
Generated at: | 08/05/2026 22:35:53
Business day: | 2026-05-10
Horizon: | 2DA
Timestamp | 00:30
Border & direction: | South-Romania Importing
Remedial actions | False
Margin satisfied | True
Final step | Margin Calculation
TTC [MW]: | 3870.26
Loading threshold | 0.7
Limiting CNEC | N-1 TIE 400 kV TINTARENI-KOZLODUI 2/[RO-RS] [OPP] TIE 400 kV Portile de Fier-Djerdap
Applied RAs
Non Costly RAO
CO ID | RA ID | Name of the RA | Usage | Type | Location | Status | Details
Costly RAO
RA RD ID | TSO | Generator Name | Minimum Power [MW] | Maximum Power [MW] | RDP- | RDP+ | P [MW] before RAO | P [MW] after RAO | P0 [MW] | Plimit+ [MW] | Plimit- [MW] | Started up | Shutdown
Non Costly Reduction
CO ID | RA ID | Name of the RA | Usage | Type | Location | Status | Details
Limiting CNECs
CO ID | Name of the CO | Name of the CNE | CNE UCTE branch | Calculated I (A) | I max (PATL) | Margin (A) | Loading (%) | Flow [MW] | LF type
RO-BG_CO_00001 | N-1 TIE 400 kV TINTARENI-KOZLODUI 1 | [RO-RS] [OPP] TIE 400 kV Portile de Fier-Djerdap | RPDFE41 XPF_DJ11 1 | 1541 | 1570 | -29 | 98 | -1085 | AC
RO-BG_CO_00002 | N-1 TIE 400 kV TINTARENI-KOZLODUI 2 | [RO-RS] [OPP] TIE 400 kV Portile de Fier-Djerdap | RPDFE41 XPF_DJ11 1 | 1541 | 1570 | -29 | 98 | -1085 | AC
RO-RS_CO_00003 | N-1 TIE 400 kV Resita-Pancevo c2 | [RO-RS] [OPP] TIE 400 kV Portile de Fier-Djerdap | RPDFE41 XPF_DJ11 1 | 1476 | 1570 | -94 | 94 | -1038 | AC
RO-RS_CO_00004 | N-1 TIE 400 kV Resita-Pancevo c1 | [RO-RS] [OPP] TIE 400 kV Portile de Fier-Djerdap | RPDFE41 XPF_DJ11 1 | 1476 | 1570 | -94 | 94 | -1038 | AC
RO-HU_CO_00001 | N-1 TIE 400 kV Arad-Sandorfalva | [RO-RS] [OPP] TIE 400 kV Portile de Fier-Djerdap | RPDFE41 XPF_DJ11 1 | 1452 | 1570 | -118 | 92 | -1023 | AC
RO-UA_CO_00001 | N-1 TIE 400 kV Rosiori-Mukacevo | [RO-RS] [OPP] TIE 400 kV Portile de Fier-Djerdap | RPDFE41 XPF_DJ11 1 | 1449 | 1570 | -121 | 92 | -1020 | AC
RO_CO_00002 | N-1 OHL 400 kV Mintia-Arad | [RO-RS] [OPP] TIE 400 kV Portile de Fier-Djerdap | RPDFE41 XPF_DJ11 1 | 1440 | 1570 | -130 | 92 | -1015 | AC
RO-HU_CO_00002 | N-1 TIE 400 kV Nadab-Bekescsaba | [RO-RS] [OPP] TIE 400 kV Portile de Fier-Djerdap | RPDFE41 XPF_DJ11 1 | 1433 | 1570 | -137 | 91 | -1011 | AC
RO_CO_00027 | N-1 TRA 400/220 kV AT3 Arad | [RO-RS] [OPP] TIE 400 kV Portile de Fier-Djerdap | RPDFE41 XPF_DJ11 1 | 1411 | 1570 | -159 | 90 | -996 | AC
RO_CO_00009 | N-1 OHL 400 kV Iernut-Sibiu Sud | [RO-RO] [DIR] TRA 400/220 kV AT Rosiori | RROS241 RROSI22 2 | 897 | 999 | -102 | 90 | 338 | AC
RO-MD_CO_00001 | N-1 TIE 400 kV Isaccea - Vulcanesti | [RO-RS] [OPP] TIE 400 kV Portile de Fier-Djerdap | RPDFE41 XPF_DJ11 1 | 1397 | 1570 | -173 | 89 | -986 | AC
Base case | Base case | [RO-RS] [OPP] TIE 400 kV Portile de Fier-Djerdap | RPDFE41 XPF_DJ11 1 | 1397 | 1570 | -173 | 89 | -986 | AC
RO_CO_00052 | N-1 OHL 400 kV Sofia Zapad -Nis | [RO-RS] [OPP] TIE 400 kV Portile de Fier-Djerdap | RPDFE41 XPF_DJ11 1 | 1358 | 1570 | -212 | 86 | -960 | AC
Base case | Base case | [RO-RO] [DIR] TRA 400/220 kV AT Rosiori | RROS241 RROSI22 2 | 854 | 999 | -145 | 85 | 330 | AC
RO_CO_00001 | N-1 OHL 220 kV Portile de Fier-Resita 1&2 | [RO-RS] [OPP] TIE 400 kV Portile de Fier-Djerdap | RPDFE41 XPF_DJ11 1 | 1325 | 1570 | -245 | 84 | -935 | AC
RO_CO_00029 | N-1 OHL 220 kV Resita-Timisoara 1&2 | [RO-RS] [OPP] TIE 400 kV Portile de Fier-Djerdap | RPDFE41 XPF_DJ11 1 | 1310 | 1570 | -260 | 83 | -927 | AC
BG_RO_CO_00001 | N-1 TIE 400 kV TINTARENI-KOZLODUI 1 | [BG-RO] [OPP] TIE 400 kV TINTARENI-KOZLODUI 2 | XKO_TI12 VAECKO11 1 | 1547 | 1890 | -343 | 82 | 1098 | AC
BG_RO_CO_00002 | N-1 TIE 400 kV TINTARENI-KOZLODUI 2 | [BG-RO] [OPP] TIE 400 kV TINTARENI-KOZLODUI 1 | XKO_TI11 VAECKO11 1 | 1547 | 1890 | -343 | 82 | 1098 | AC
RO-BG_CO_00001 | N-1 TIE 400 kV TINTARENI-KOZLODUI 1 | [RO-BG] [OPP] TIE 400 kV TINTARENI-KOZLODUI 2 | RTINTB1 XKO_TI12 1 | 1547 | 1920 | -373 | 81 | -1070 | AC
RO-BG_CO_00002 | N-1 TIE 400 kV TINTARENI-KOZLODUI 2 | [RO-BG] [OPP] TIE 400 kV TINTARENI-KOZLODUI 1 | RTINTB1 XKO_TI11 1 | 1547 | 1920 | -373 | 81 | -1070 | AC
RO_CO_00031 | N-1 OHL 220 kV Resita-Timisoara c2 | [RO-RO] [DIR] OHL 220 kV Resita-Timisoara c1 | RRESI12 RTIMI12 1 | 685 | 960 | -275 | 71 | 277 | AC
RO-BG_CO_00005 | N-1 TIE 400 kV DOBRUDJA- MEDGIDIA SUD | [RO-BG] [OPP] TIE 400 kV MEDGIDIA SUD - VARNA | RMED141 XVA_MG11 1 | 1422 | 2000 | -578 | 71 | -977 | AC
BG_RO_CO_00005 | N-1 TIE 400 kV MEDGIDIA SUD - DOBRUDJA | [BG-RO] [OPP] TIE 400 kV MEDGIDIA SUD - VARNA | XVA_MG11 VVARNA11 1 | 1422 | 2000 | -578 | 71 | 993 | AC
BG_RO_CO_00004 | N-1 TIE 400 kV MEDGIDIA SUD - VARNA | [BG-RO] [OPP] TIE 400 kV DOBRUDJA- MEDGIDIA SUD | XDO_MG11 VDOBRU11 1 | 1409 | 2000 | -591 | 70 | 983 | AC
RO-BG_CO_00004 | N-1 TIE 400 kV MEDGIDIA SUD - VARNA | [RO-BG] [OPP] TIE 400 kV DOBRUDJA- MEDGIDIA SUD | RMEDG41 XDO_MG11 1 | 1409 | 2000 | -591 | 70 | -966 | AC

## 0130
Detailed results
Generated at: | 08/05/2026 22:35:53
Business day: | 2026-05-10
Horizon: | 2DA
Timestamp | 01:30
Border & direction: | South-Romania Importing
Remedial actions | False
Margin satisfied | True
Final step | Margin Calculation
TTC [MW]: | 3853.06
Loading threshold | 0.7
Limiting CNEC | N-1 TIE 400 kV TINTARENI-KOZLODUI 2/[RO-RS] [OPP] TIE 400 kV Portile de Fier-Djerdap
Applied RAs
Non Costly RAO
CO ID | RA ID | Name of the RA | Usage | Type | Location | Status | Details
Costly RAO
RA RD ID | TSO | Generator Name | Minimum Power [MW] | Maximum Power [MW] | RDP- | RDP+ | P [MW] before RAO | P [MW] after RAO | P0 [MW] | Plimit+ [MW] | Plimit- [MW] | Started up | Shutdown
Non Costly Reduction
CO ID | RA ID | Name of the RA | Usage | Type | Location | Status | Details
Limiting CNECs
CO ID | Name of the CO | Name of the CNE | CNE UCTE branch | Calculated I (A) | I max (PATL) | Margin (A) | Loading (%) | Flow [MW] | LF type
RO-BG_CO_00002 | N-1 TIE 400 kV TINTARENI-KOZLODUI 2 | [RO-RS] [OPP] TIE 400 kV Portile de Fier-Djerdap | RPDFE41 XPF_DJ11 1 | 1501 | 1570 | -69 | 96 | -1063 | AC
RO-BG_CO_00001 | N-1 TIE 400 kV TINTARENI-KOZLODUI 1 | [RO-RS] [OPP] TIE 400 kV Portile de Fier-Djerdap | RPDFE41 XPF_DJ11 1 | 1501 | 1570 | -69 | 96 | -1063 | AC
RO-RS_CO_00003 | N-1 TIE 400 kV Resita-Pancevo c2 | [RO-RS] [OPP] TIE 400 kV Portile de Fier-Djerdap | RPDFE41 XPF_DJ11 1 | 1429 | 1570 | -141 | 91 | -1011 | AC
RO-RS_CO_00004 | N-1 TIE 400 kV Resita-Pancevo c1 | [RO-RS] [OPP] TIE 400 kV Portile de Fier-Djerdap | RPDFE41 XPF_DJ11 1 | 1429 | 1570 | -141 | 91 | -1011 | AC
RO_CO_00009 | N-1 OHL 400 kV Iernut-Sibiu Sud | [RO-RO] [DIR] TRA 400/220 kV AT Rosiori | RROS241 RROSI22 2 | 901 | 999 | -98 | 90 | 340 | AC
RO-HU_CO_00001 | N-1 TIE 400 kV Arad-Sandorfalva | [RO-RS] [OPP] TIE 400 kV Portile de Fier-Djerdap | RPDFE41 XPF_DJ11 1 | 1412 | 1570 | -158 | 90 | -1001 | AC
RO-UA_CO_00001 | N-1 TIE 400 kV Rosiori-Mukacevo | [RO-RS] [OPP] TIE 400 kV Portile de Fier-Djerdap | RPDFE41 XPF_DJ11 1 | 1410 | 1570 | -160 | 90 | -998 | AC
RO_CO_00002 | N-1 OHL 400 kV Mintia-Arad | [RO-RS] [OPP] TIE 400 kV Portile de Fier-Djerdap | RPDFE41 XPF_DJ11 1 | 1400 | 1570 | -170 | 89 | -994 | AC
RO-HU_CO_00002 | N-1 TIE 400 kV Nadab-Bekescsaba | [RO-RS] [OPP] TIE 400 kV Portile de Fier-Djerdap | RPDFE41 XPF_DJ11 1 | 1394 | 1570 | -176 | 89 | -989 | AC
RO_CO_00027 | N-1 TRA 400/220 kV AT3 Arad | [RO-RS] [OPP] TIE 400 kV Portile de Fier-Djerdap | RPDFE41 XPF_DJ11 1 | 1371 | 1570 | -199 | 87 | -974 | AC
RO-MD_CO_00001 | N-1 TIE 400 kV Isaccea - Vulcanesti | [RO-RS] [OPP] TIE 400 kV Portile de Fier-Djerdap | RPDFE41 XPF_DJ11 1 | 1358 | 1570 | -212 | 86 | -965 | AC
Base case | Base case | [RO-RO] [DIR] TRA 400/220 kV AT Rosiori | RROS241 RROSI22 2 | 864 | 999 | -135 | 86 | 334 | AC
Base case | Base case | [RO-RS] [OPP] TIE 400 kV Portile de Fier-Djerdap | RPDFE41 XPF_DJ11 1 | 1355 | 1570 | -215 | 86 | -963 | AC
RO_CO_00052 | N-1 OHL 400 kV Sofia Zapad -Nis | [RO-RS] [OPP] TIE 400 kV Portile de Fier-Djerdap | RPDFE41 XPF_DJ11 1 | 1325 | 1570 | -245 | 84 | -944 | AC
BG_RO_CO_00001 | N-1 TIE 400 kV TINTARENI-KOZLODUI 1 | [BG-RO] [OPP] TIE 400 kV TINTARENI-KOZLODUI 2 | XKO_TI12 VAECKO11 1 | 1562 | 1890 | -328 | 83 | 1108 | AC
BG_RO_CO_00002 | N-1 TIE 400 kV TINTARENI-KOZLODUI 2 | [BG-RO] [OPP] TIE 400 kV TINTARENI-KOZLODUI 1 | XKO_TI11 VAECKO11 1 | 1562 | 1890 | -328 | 83 | 1108 | AC
RO_CO_00001 | N-1 OHL 220 kV Portile de Fier-Resita 1&2 | [RO-RS] [OPP] TIE 400 kV Portile de Fier-Djerdap | RPDFE41 XPF_DJ11 1 | 1286 | 1570 | -284 | 82 | -913 | AC
RO-BG_CO_00002 | N-1 TIE 400 kV TINTARENI-KOZLODUI 2 | [RO-BG] [OPP] TIE 400 kV TINTARENI-KOZLODUI 1 | RTINTB1 XKO_TI11 1 | 1562 | 1920 | -358 | 81 | -1080 | AC
RO-BG_CO_00001 | N-1 TIE 400 kV TINTARENI-KOZLODUI 1 | [RO-BG] [OPP] TIE 400 kV TINTARENI-KOZLODUI 2 | RTINTB1 XKO_TI12 1 | 1562 | 1920 | -358 | 81 | -1080 | AC
RO_CO_00029 | N-1 OHL 220 kV Resita-Timisoara 1&2 | [RO-RS] [OPP] TIE 400 kV Portile de Fier-Djerdap | RPDFE41 XPF_DJ11 1 | 1275 | 1570 | -295 | 81 | -910 | AC
BG_RO_CO_00005 | N-1 TIE 400 kV MEDGIDIA SUD - DOBRUDJA | [BG-RO] [OPP] TIE 400 kV MEDGIDIA SUD - VARNA | XVA_MG11 VVARNA11 1 | 1444 | 2000 | -556 | 72 | 1011 | AC
RO-BG_CO_00005 | N-1 TIE 400 kV DOBRUDJA- MEDGIDIA SUD | [RO-BG] [OPP] TIE 400 kV MEDGIDIA SUD - VARNA | RMED141 XVA_MG11 1 | 1444 | 2000 | -556 | 72 | -995 | AC
RO-BG_CO_00004 | N-1 TIE 400 kV MEDGIDIA SUD - VARNA | [RO-BG] [OPP] TIE 400 kV DOBRUDJA- MEDGIDIA SUD | RMEDG41 XDO_MG11 1 | 1432 | 2000 | -568 | 72 | -983 | AC
BG_RO_CO_00004 | N-1 TIE 400 kV MEDGIDIA SUD - VARNA | [BG-RO] [OPP] TIE 400 kV DOBRUDJA- MEDGIDIA SUD | XDO_MG11 VDOBRU11 1 | 1432 | 2000 | -568 | 72 | 1001 | AC

## 0230
Detailed results
Generated at: | 08/05/2026 22:35:53
Business day: | 2026-05-10
Horizon: | 2DA
Timestamp | 02:30
Border & direction: | South-Romania Importing
Remedial actions | False
Margin satisfied | True
Final step | Margin Calculation
TTC [MW]: | 3845.45
Loading threshold | 0.7
Limiting CNEC | N-1 TIE 400 kV TINTARENI-KOZLODUI 2/[RO-RS] [OPP] TIE 400 kV Portile de Fier-Djerdap
Applied RAs
Non Costly RAO
CO ID | RA ID | Name of the RA | Usage | Type | Location | Status | Details
Costly RAO
RA RD ID | TSO | Generator Name | Minimum Power [MW] | Maximum Power [MW] | RDP- | RDP+ | P [MW] before RAO | P [MW] after RAO | P0 [MW] | Plimit+ [MW] | Plimit- [MW] | Started up | Shutdown
Non Costly Reduction
CO ID | RA ID | Name of the RA | Usage | Type | Location | Status | Details
Limiting CNECs
CO ID | Name of the CO | Name of the CNE | CNE UCTE branch | Calculated I (A) | I max (PATL) | Margin (A) | Loading (%) | Flow [MW] | LF type
RO-BG_CO_00001 | N-1 TIE 400 kV TINTARENI-KOZLODUI 1 | [RO-RS] [OPP] TIE 400 kV Portile de Fier-Djerdap | RPDFE41 XPF_DJ11 1 | 1482 | 1570 | -88 | 94 | -1050 | AC
RO-BG_CO_00002 | N-1 TIE 400 kV TINTARENI-KOZLODUI 2 | [RO-RS] [OPP] TIE 400 kV Portile de Fier-Djerdap | RPDFE41 XPF_DJ11 1 | 1482 | 1570 | -88 | 94 | -1050 | AC
RO_CO_00009 | N-1 OHL 400 kV Iernut-Sibiu Sud | [RO-RO] [DIR] TRA 400/220 kV AT Rosiori | RROS241 RROSI22 2 | 931 | 999 | -68 | 93 | 356 | AC
Base case | Base case | [RO-RO] [DIR] TRA 400/220 kV AT Rosiori | RROS241 RROSI22 2 | 899 | 999 | -100 | 90 | 348 | AC
RO-RS_CO_00003 | N-1 TIE 400 kV Resita-Pancevo c2 | [RO-RS] [OPP] TIE 400 kV Portile de Fier-Djerdap | RPDFE41 XPF_DJ11 1 | 1412 | 1570 | -158 | 90 | -1000 | AC
RO-RS_CO_00004 | N-1 TIE 400 kV Resita-Pancevo c1 | [RO-RS] [OPP] TIE 400 kV Portile de Fier-Djerdap | RPDFE41 XPF_DJ11 1 | 1412 | 1570 | -158 | 90 | -1000 | AC
RO-UA_CO_00001 | N-1 TIE 400 kV Rosiori-Mukacevo | [RO-RS] [OPP] TIE 400 kV Portile de Fier-Djerdap | RPDFE41 XPF_DJ11 1 | 1394 | 1570 | -176 | 89 | -988 | AC
RO-HU_CO_00001 | N-1 TIE 400 kV Arad-Sandorfalva | [RO-RS] [OPP] TIE 400 kV Portile de Fier-Djerdap | RPDFE41 XPF_DJ11 1 | 1394 | 1570 | -176 | 89 | -989 | AC
RO_CO_00002 | N-1 OHL 400 kV Mintia-Arad | [RO-RS] [OPP] TIE 400 kV Portile de Fier-Djerdap | RPDFE41 XPF_DJ11 1 | 1383 | 1570 | -187 | 88 | -983 | AC
RO-HU_CO_00002 | N-1 TIE 400 kV Nadab-Bekescsaba | [RO-RS] [OPP] TIE 400 kV Portile de Fier-Djerdap | RPDFE41 XPF_DJ11 1 | 1378 | 1570 | -192 | 88 | -978 | AC
RO_CO_00027 | N-1 TRA 400/220 kV AT3 Arad | [RO-RS] [OPP] TIE 400 kV Portile de Fier-Djerdap | RPDFE41 XPF_DJ11 1 | 1353 | 1570 | -217 | 86 | -962 | AC
RO-MD_CO_00001 | N-1 TIE 400 kV Isaccea - Vulcanesti | [RO-RS] [OPP] TIE 400 kV Portile de Fier-Djerdap | RPDFE41 XPF_DJ11 1 | 1341 | 1570 | -229 | 85 | -954 | AC
Base case | Base case | [RO-RS] [OPP] TIE 400 kV Portile de Fier-Djerdap | RPDFE41 XPF_DJ11 1 | 1336 | 1570 | -234 | 85 | -951 | AC
RO_CO_00052 | N-1 OHL 400 kV Sofia Zapad -Nis | [RO-RS] [OPP] TIE 400 kV Portile de Fier-Djerdap | RPDFE41 XPF_DJ11 1 | 1310 | 1570 | -260 | 83 | -935 | AC
BG_RO_CO_00001 | N-1 TIE 400 kV TINTARENI-KOZLODUI 1 | [BG-RO] [OPP] TIE 400 kV TINTARENI-KOZLODUI 2 | XKO_TI12 VAECKO11 1 | 1549 | 1890 | -341 | 82 | 1099 | AC
BG_RO_CO_00002 | N-1 TIE 400 kV TINTARENI-KOZLODUI 2 | [BG-RO] [OPP] TIE 400 kV TINTARENI-KOZLODUI 1 | XKO_TI11 VAECKO11 1 | 1549 | 1890 | -341 | 82 | 1099 | AC
RO_CO_00001 | N-1 OHL 220 kV Portile de Fier-Resita 1&2 | [RO-RS] [OPP] TIE 400 kV Portile de Fier-Djerdap | RPDFE41 XPF_DJ11 1 | 1269 | 1570 | -301 | 81 | -902 | AC
RO-BG_CO_00002 | N-1 TIE 400 kV TINTARENI-KOZLODUI 2 | [RO-BG] [OPP] TIE 400 kV TINTARENI-KOZLODUI 1 | RTINTB1 XKO_TI11 1 | 1549 | 1920 | -371 | 81 | -1072 | AC
RO-BG_CO_00001 | N-1 TIE 400 kV TINTARENI-KOZLODUI 1 | [RO-BG] [OPP] TIE 400 kV TINTARENI-KOZLODUI 2 | RTINTB1 XKO_TI12 1 | 1549 | 1920 | -371 | 81 | -1072 | AC
RO_CO_00029 | N-1 OHL 220 kV Resita-Timisoara 1&2 | [RO-RS] [OPP] TIE 400 kV Portile de Fier-Djerdap | RPDFE41 XPF_DJ11 1 | 1258 | 1570 | -312 | 80 | -898 | AC
RO-BG_CO_00005 | N-1 TIE 400 kV DOBRUDJA- MEDGIDIA SUD | [RO-BG] [OPP] TIE 400 kV MEDGIDIA SUD - VARNA | RMED141 XVA_MG11 1 | 1453 | 2000 | -547 | 73 | -1002 | AC
BG_RO_CO_00005 | N-1 TIE 400 kV MEDGIDIA SUD - DOBRUDJA | [BG-RO] [OPP] TIE 400 kV MEDGIDIA SUD - VARNA | XVA_MG11 VVARNA11 1 | 1453 | 2000 | -547 | 73 | 1017 | AC
BG_RO_CO_00004 | N-1 TIE 400 kV MEDGIDIA SUD - VARNA | [BG-RO] [OPP] TIE 400 kV DOBRUDJA- MEDGIDIA SUD | XDO_MG11 VDOBRU11 1 | 1440 | 2000 | -560 | 72 | 1008 | AC
RO-BG_CO_00004 | N-1 TIE 400 kV MEDGIDIA SUD - VARNA | [RO-BG] [OPP] TIE 400 kV DOBRUDJA- MEDGIDIA SUD | RMEDG41 XDO_MG11 1 | 1440 | 2000 | -560 | 72 | -990 | AC

## 0330
Detailed results
Generated at: | 08/05/2026 22:35:53
Business day: | 2026-05-10
Horizon: | 2DA
Timestamp | 03:30
Border & direction: | South-Romania Importing
Remedial actions | False
Margin satisfied | True
Final step | Margin Calculation
TTC [MW]: | 3857.36
Loading threshold | 0.7
Limiting CNEC | N-1 TIE 400 kV TINTARENI-KOZLODUI 2/[RO-RS] [OPP] TIE 400 kV Portile de Fier-Djerdap
Applied RAs
Non Costly RAO
CO ID | RA ID | Name of the RA | Usage | Type | Location | Status | Details
Costly RAO
RA RD ID | TSO | Generator Name | Minimum Power [MW] | Maximum Power [MW] | RDP- | RDP+ | P [MW] before RAO | P [MW] after RAO | P0 [MW] | Plimit+ [MW] | Plimit- [MW] | Started up | Shutdown
Non Costly Reduction
CO ID | RA ID | Name of the RA | Usage | Type | Location | Status | Details
Limiting CNECs
CO ID | Name of the CO | Name of the CNE | CNE UCTE branch | Calculated I (A) | I max (PATL) | Margin (A) | Loading (%) | Flow [MW] | LF type
RO-BG_CO_00002 | N-1 TIE 400 kV TINTARENI-KOZLODUI 2 | [RO-RS] [OPP] TIE 400 kV Portile de Fier-Djerdap | RPDFE41 XPF_DJ11 1 | 1544 | 1570 | -26 | 98 | -1098 | AC
RO-BG_CO_00001 | N-1 TIE 400 kV TINTARENI-KOZLODUI 1 | [RO-RS] [OPP] TIE 400 kV Portile de Fier-Djerdap | RPDFE41 XPF_DJ11 1 | 1544 | 1570 | -26 | 98 | -1098 | AC
RO_CO_00009 | N-1 OHL 400 kV Iernut-Sibiu Sud | [RO-RO] [DIR] TRA 400/220 kV AT Rosiori | RROS241 RROSI22 2 | 977 | 999 | -22 | 98 | 370 | AC
Base case | Base case | [RO-RO] [DIR] TRA 400/220 kV AT Rosiori | RROS241 RROSI22 2 | 949 | 999 | -50 | 95 | 365 | AC
RO-RS_CO_00003 | N-1 TIE 400 kV Resita-Pancevo c2 | [RO-RS] [OPP] TIE 400 kV Portile de Fier-Djerdap | RPDFE41 XPF_DJ11 1 | 1490 | 1570 | -80 | 95 | -1058 | AC
RO-RS_CO_00004 | N-1 TIE 400 kV Resita-Pancevo c1 | [RO-RS] [OPP] TIE 400 kV Portile de Fier-Djerdap | RPDFE41 XPF_DJ11 1 | 1490 | 1570 | -80 | 95 | -1058 | AC
RO-UA_CO_00001 | N-1 TIE 400 kV Rosiori-Mukacevo | [RO-RS] [OPP] TIE 400 kV Portile de Fier-Djerdap | RPDFE41 XPF_DJ11 1 | 1471 | 1570 | -99 | 94 | -1044 | AC
RO-HU_CO_00001 | N-1 TIE 400 kV Arad-Sandorfalva | [RO-RS] [OPP] TIE 400 kV Portile de Fier-Djerdap | RPDFE41 XPF_DJ11 1 | 1471 | 1570 | -99 | 94 | -1046 | AC
RO_CO_00002 | N-1 OHL 400 kV Mintia-Arad | [RO-RS] [OPP] TIE 400 kV Portile de Fier-Djerdap | RPDFE41 XPF_DJ11 1 | 1462 | 1570 | -108 | 93 | -1041 | AC
RO-HU_CO_00002 | N-1 TIE 400 kV Nadab-Bekescsaba | [RO-RS] [OPP] TIE 400 kV Portile de Fier-Djerdap | RPDFE41 XPF_DJ11 1 | 1454 | 1570 | -116 | 93 | -1035 | AC
RO_CO_00027 | N-1 TRA 400/220 kV AT3 Arad | [RO-RS] [OPP] TIE 400 kV Portile de Fier-Djerdap | RPDFE41 XPF_DJ11 1 | 1427 | 1570 | -143 | 91 | -1017 | AC
RO-MD_CO_00001 | N-1 TIE 400 kV Isaccea - Vulcanesti | [RO-RS] [OPP] TIE 400 kV Portile de Fier-Djerdap | RPDFE41 XPF_DJ11 1 | 1414 | 1570 | -156 | 90 | -1008 | AC
Base case | Base case | [RO-RS] [OPP] TIE 400 kV Portile de Fier-Djerdap | RPDFE41 XPF_DJ11 1 | 1406 | 1570 | -164 | 90 | -1004 | AC
RO_CO_00052 | N-1 OHL 400 kV Sofia Zapad -Nis | [RO-RS] [OPP] TIE 400 kV Portile de Fier-Djerdap | RPDFE41 XPF_DJ11 1 | 1401 | 1570 | -169 | 89 | -1002 | AC
RO_CO_00001 | N-1 OHL 220 kV Portile de Fier-Resita 1&2 | [RO-RS] [OPP] TIE 400 kV Portile de Fier-Djerdap | RPDFE41 XPF_DJ11 1 | 1345 | 1570 | -225 | 86 | -958 | AC
RO_CO_00029 | N-1 OHL 220 kV Resita-Timisoara 1&2 | [RO-RS] [OPP] TIE 400 kV Portile de Fier-Djerdap | RPDFE41 XPF_DJ11 1 | 1330 | 1570 | -240 | 85 | -953 | AC
BG_RO_CO_00001 | N-1 TIE 400 kV TINTARENI-KOZLODUI 1 | [BG-RO] [OPP] TIE 400 kV TINTARENI-KOZLODUI 2 | XKO_TI12 VAECKO11 1 | 1461 | 1890 | -429 | 77 | 1039 | AC
BG_RO_CO_00002 | N-1 TIE 400 kV TINTARENI-KOZLODUI 2 | [BG-RO] [OPP] TIE 400 kV TINTARENI-KOZLODUI 1 | XKO_TI11 VAECKO11 1 | 1461 | 1890 | -429 | 77 | 1039 | AC
RO-HU_CO_00002 | N-1 TIE 400 kV Nadab-Bekescsaba | [RO-HU] [OPP] TIE 400 kV Arad-Sandorfalva | RARA4D1 XSA_AR11 1 | 1220 | 1600 | -380 | 76 | -832 | AC
RO-BG_CO_00002 | N-1 TIE 400 kV TINTARENI-KOZLODUI 2 | [RO-BG] [OPP] TIE 400 kV TINTARENI-KOZLODUI 1 | RTINTB1 XKO_TI11 1 | 1461 | 1920 | -459 | 76 | -1014 | AC
RO-BG_CO_00001 | N-1 TIE 400 kV TINTARENI-KOZLODUI 1 | [RO-BG] [OPP] TIE 400 kV TINTARENI-KOZLODUI 2 | RTINTB1 XKO_TI12 1 | 1461 | 1920 | -459 | 76 | -1014 | AC
BG_RO_CO_00005 | N-1 TIE 400 kV MEDGIDIA SUD - DOBRUDJA | [BG-RO] [OPP] TIE 400 kV MEDGIDIA SUD - VARNA | XVA_MG11 VVARNA11 1 | 1436 | 2000 | -564 | 72 | 1005 | AC
RO-BG_CO_00005 | N-1 TIE 400 kV DOBRUDJA- MEDGIDIA SUD | [RO-BG] [OPP] TIE 400 kV MEDGIDIA SUD - VARNA | RMED141 XVA_MG11 1 | 1436 | 2000 | -564 | 72 | -990 | AC
BG_RO_CO_00004 | N-1 TIE 400 kV MEDGIDIA SUD - VARNA | [BG-RO] [OPP] TIE 400 kV DOBRUDJA- MEDGIDIA SUD | XDO_MG11 VDOBRU11 1 | 1423 | 2000 | -577 | 71 | 996 | AC
RO-BG_CO_00004 | N-1 TIE 400 kV MEDGIDIA SUD - VARNA | [RO-BG] [OPP] TIE 400 kV DOBRUDJA- MEDGIDIA SUD | RMEDG41 XDO_MG11 1 | 1423 | 2000 | -577 | 71 | -978 | AC

## 0430
Detailed results
Generated at: | 08/05/2026 22:35:54
Business day: | 2026-05-10
Horizon: | 2DA
Timestamp | 04:30
Border & direction: | South-Romania Importing
Remedial actions | False
Margin satisfied | True
Final step | Margin Calculation
TTC [MW]: | 3863.48
Loading threshold | 0.7
Limiting CNEC | N-1 TIE 400 kV TINTARENI-KOZLODUI 1/[RO-RS] [OPP] TIE 400 kV Portile de Fier-Djerdap
Applied RAs
Non Costly RAO
CO ID | RA ID | Name of the RA | Usage | Type | Location | Status | Details
Costly RAO
RA RD ID | TSO | Generator Name | Minimum Power [MW] | Maximum Power [MW] | RDP- | RDP+ | P [MW] before RAO | P [MW] after RAO | P0 [MW] | Plimit+ [MW] | Plimit- [MW] | Started up | Shutdown
Non Costly Reduction
CO ID | RA ID | Name of the RA | Usage | Type | Location | Status | Details
Limiting CNECs
CO ID | Name of the CO | Name of the CNE | CNE UCTE branch | Calculated I (A) | I max (PATL) | Margin (A) | Loading (%) | Flow [MW] | LF type
RO-BG_CO_00001 | N-1 TIE 400 kV TINTARENI-KOZLODUI 1 | [RO-RS] [OPP] TIE 400 kV Portile de Fier-Djerdap | RPDFE41 XPF_DJ11 1 | 1482 | 1570 | -88 | 94 | -1052 | AC
RO-BG_CO_00002 | N-1 TIE 400 kV TINTARENI-KOZLODUI 2 | [RO-RS] [OPP] TIE 400 kV Portile de Fier-Djerdap | RPDFE41 XPF_DJ11 1 | 1482 | 1570 | -88 | 94 | -1052 | AC
RO-RS_CO_00003 | N-1 TIE 400 kV Resita-Pancevo c2 | [RO-RS] [OPP] TIE 400 kV Portile de Fier-Djerdap | RPDFE41 XPF_DJ11 1 | 1415 | 1570 | -155 | 90 | -1003 | AC
RO-RS_CO_00004 | N-1 TIE 400 kV Resita-Pancevo c1 | [RO-RS] [OPP] TIE 400 kV Portile de Fier-Djerdap | RPDFE41 XPF_DJ11 1 | 1415 | 1570 | -155 | 90 | -1003 | AC
RO-HU_CO_00001 | N-1 TIE 400 kV Arad-Sandorfalva | [RO-RS] [OPP] TIE 400 kV Portile de Fier-Djerdap | RPDFE41 XPF_DJ11 1 | 1396 | 1570 | -174 | 89 | -992 | AC
RO-UA_CO_00001 | N-1 TIE 400 kV Rosiori-Mukacevo | [RO-RS] [OPP] TIE 400 kV Portile de Fier-Djerdap | RPDFE41 XPF_DJ11 1 | 1387 | 1570 | -183 | 88 | -985 | AC
RO_CO_00002 | N-1 OHL 400 kV Mintia-Arad | [RO-RS] [OPP] TIE 400 kV Portile de Fier-Djerdap | RPDFE41 XPF_DJ11 1 | 1384 | 1570 | -186 | 88 | -985 | AC
RO-HU_CO_00002 | N-1 TIE 400 kV Nadab-Bekescsaba | [RO-RS] [OPP] TIE 400 kV Portile de Fier-Djerdap | RPDFE41 XPF_DJ11 1 | 1378 | 1570 | -192 | 88 | -980 | AC
RO_CO_00009 | N-1 OHL 400 kV Iernut-Sibiu Sud | [RO-RO] [DIR] TRA 400/220 kV AT Rosiori | RROS241 RROSI22 2 | 876 | 999 | -123 | 88 | 336 | AC
RO_CO_00027 | N-1 TRA 400/220 kV AT3 Arad | [RO-RS] [OPP] TIE 400 kV Portile de Fier-Djerdap | RPDFE41 XPF_DJ11 1 | 1353 | 1570 | -217 | 86 | -964 | AC
Base case | Base case | [RO-RS] [OPP] TIE 400 kV Portile de Fier-Djerdap | RPDFE41 XPF_DJ11 1 | 1338 | 1570 | -232 | 85 | -954 | AC
RO-MD_CO_00001 | N-1 TIE 400 kV Isaccea - Vulcanesti | [RO-RS] [OPP] TIE 400 kV Portile de Fier-Djerdap | RPDFE41 XPF_DJ11 1 | 1333 | 1570 | -237 | 85 | -950 | AC
Base case | Base case | [RO-RO] [DIR] TRA 400/220 kV AT Rosiori | RROS241 RROSI22 2 | 845 | 999 | -154 | 85 | 328 | AC
RO_CO_00052 | N-1 OHL 400 kV Sofia Zapad -Nis | [RO-RS] [OPP] TIE 400 kV Portile de Fier-Djerdap | RPDFE41 XPF_DJ11 1 | 1320 | 1570 | -250 | 84 | -944 | AC
BG_RO_CO_00001 | N-1 TIE 400 kV TINTARENI-KOZLODUI 1 | [BG-RO] [OPP] TIE 400 kV TINTARENI-KOZLODUI 2 | XKO_TI12 VAECKO11 1 | 1533 | 1890 | -357 | 81 | 1088 | AC
BG_RO_CO_00002 | N-1 TIE 400 kV TINTARENI-KOZLODUI 2 | [BG-RO] [OPP] TIE 400 kV TINTARENI-KOZLODUI 1 | XKO_TI11 VAECKO11 1 | 1533 | 1890 | -357 | 81 | 1088 | AC
RO_CO_00001 | N-1 OHL 220 kV Portile de Fier-Resita 1&2 | [RO-RS] [OPP] TIE 400 kV Portile de Fier-Djerdap | RPDFE41 XPF_DJ11 1 | 1273 | 1570 | -297 | 81 | -906 | AC
RO_CO_00029 | N-1 OHL 220 kV Resita-Timisoara 1&2 | [RO-RS] [OPP] TIE 400 kV Portile de Fier-Djerdap | RPDFE41 XPF_DJ11 1 | 1259 | 1570 | -311 | 80 | -901 | AC
RO-BG_CO_00002 | N-1 TIE 400 kV TINTARENI-KOZLODUI 2 | [RO-BG] [OPP] TIE 400 kV TINTARENI-KOZLODUI 1 | RTINTB1 XKO_TI11 1 | 1533 | 1920 | -387 | 80 | -1061 | AC
RO-BG_CO_00001 | N-1 TIE 400 kV TINTARENI-KOZLODUI 1 | [RO-BG] [OPP] TIE 400 kV TINTARENI-KOZLODUI 2 | RTINTB1 XKO_TI12 1 | 1533 | 1920 | -387 | 80 | -1061 | AC
RO-BG_CO_00005 | N-1 TIE 400 kV DOBRUDJA- MEDGIDIA SUD | [RO-BG] [OPP] TIE 400 kV MEDGIDIA SUD - VARNA | RMED141 XVA_MG11 1 | 1476 | 2000 | -524 | 74 | -1018 | AC
BG_RO_CO_00005 | N-1 TIE 400 kV MEDGIDIA SUD - DOBRUDJA | [BG-RO] [OPP] TIE 400 kV MEDGIDIA SUD - VARNA | XVA_MG11 VVARNA11 1 | 1476 | 2000 | -524 | 74 | 1034 | AC
RO-BG_CO_00004 | N-1 TIE 400 kV MEDGIDIA SUD - VARNA | [RO-BG] [OPP] TIE 400 kV DOBRUDJA- MEDGIDIA SUD | RMEDG41 XDO_MG11 1 | 1463 | 2000 | -537 | 73 | -1006 | AC
BG_RO_CO_00004 | N-1 TIE 400 kV MEDGIDIA SUD - VARNA | [BG-RO] [OPP] TIE 400 kV DOBRUDJA- MEDGIDIA SUD | XDO_MG11 VDOBRU11 1 | 1463 | 2000 | -537 | 73 | 1024 | AC

## 0530
Detailed results
Generated at: | 08/05/2026 22:35:54
Business day: | 2026-05-10
Horizon: | 2DA
Timestamp | 05:30
Border & direction: | South-Romania Importing
Remedial actions | False
Margin satisfied | True
Final step | Margin Calculation
TTC [MW]: | 3854.16
Loading threshold | 0.7
Limiting CNEC | N-1 TIE 400 kV TINTARENI-KOZLODUI 2/[RO-RS] [OPP] TIE 400 kV Portile de Fier-Djerdap
Applied RAs
Non Costly RAO
CO ID | RA ID | Name of the RA | Usage | Type | Location | Status | Details
Costly RAO
RA RD ID | TSO | Generator Name | Minimum Power [MW] | Maximum Power [MW] | RDP- | RDP+ | P [MW] before RAO | P [MW] after RAO | P0 [MW] | Plimit+ [MW] | Plimit- [MW] | Started up | Shutdown
Non Costly Reduction
CO ID | RA ID | Name of the RA | Usage | Type | Location | Status | Details
Limiting CNECs
CO ID | Name of the CO | Name of the CNE | CNE UCTE branch | Calculated I (A) | I max (PATL) | Margin (A) | Loading (%) | Flow [MW] | LF type
RO-BG_CO_00002 | N-1 TIE 400 kV TINTARENI-KOZLODUI 2 | [RO-RS] [OPP] TIE 400 kV Portile de Fier-Djerdap | RPDFE41 XPF_DJ11 1 | 1483 | 1570 | -87 | 94 | -1051 | AC
RO-BG_CO_00001 | N-1 TIE 400 kV TINTARENI-KOZLODUI 1 | [RO-RS] [OPP] TIE 400 kV Portile de Fier-Djerdap | RPDFE41 XPF_DJ11 1 | 1483 | 1570 | -87 | 94 | -1051 | AC
RO-RS_CO_00003 | N-1 TIE 400 kV Resita-Pancevo c2 | [RO-RS] [OPP] TIE 400 kV Portile de Fier-Djerdap | RPDFE41 XPF_DJ11 1 | 1415 | 1570 | -155 | 90 | -1002 | AC
RO-RS_CO_00004 | N-1 TIE 400 kV Resita-Pancevo c1 | [RO-RS] [OPP] TIE 400 kV Portile de Fier-Djerdap | RPDFE41 XPF_DJ11 1 | 1415 | 1570 | -155 | 90 | -1002 | AC
RO-HU_CO_00001 | N-1 TIE 400 kV Arad-Sandorfalva | [RO-RS] [OPP] TIE 400 kV Portile de Fier-Djerdap | RPDFE41 XPF_DJ11 1 | 1396 | 1570 | -174 | 89 | -991 | AC
RO-UA_CO_00001 | N-1 TIE 400 kV Rosiori-Mukacevo | [RO-RS] [OPP] TIE 400 kV Portile de Fier-Djerdap | RPDFE41 XPF_DJ11 1 | 1390 | 1570 | -180 | 89 | -985 | AC
RO_CO_00002 | N-1 OHL 400 kV Mintia-Arad | [RO-RS] [OPP] TIE 400 kV Portile de Fier-Djerdap | RPDFE41 XPF_DJ11 1 | 1383 | 1570 | -187 | 88 | -984 | AC
RO-HU_CO_00002 | N-1 TIE 400 kV Nadab-Bekescsaba | [RO-RS] [OPP] TIE 400 kV Portile de Fier-Djerdap | RPDFE41 XPF_DJ11 1 | 1379 | 1570 | -191 | 88 | -980 | AC
RO_CO_00027 | N-1 TRA 400/220 kV AT3 Arad | [RO-RS] [OPP] TIE 400 kV Portile de Fier-Djerdap | RPDFE41 XPF_DJ11 1 | 1355 | 1570 | -215 | 86 | -964 | AC
Base case | Base case | [RO-RS] [OPP] TIE 400 kV Portile de Fier-Djerdap | RPDFE41 XPF_DJ11 1 | 1340 | 1570 | -230 | 85 | -954 | AC
RO_CO_00009 | N-1 OHL 400 kV Iernut-Sibiu Sud | [RO-RO] [DIR] TRA 400/220 kV AT Rosiori | RROS241 RROSI22 2 | 852 | 999 | -147 | 85 | 331 | AC
RO-MD_CO_00001 | N-1 TIE 400 kV Isaccea - Vulcanesti | [RO-RS] [OPP] TIE 400 kV Portile de Fier-Djerdap | RPDFE41 XPF_DJ11 1 | 1331 | 1570 | -239 | 85 | -948 | AC
RO_CO_00052 | N-1 OHL 400 kV Sofia Zapad -Nis | [RO-RS] [OPP] TIE 400 kV Portile de Fier-Djerdap | RPDFE41 XPF_DJ11 1 | 1318 | 1570 | -252 | 84 | -943 | AC
Base case | Base case | [RO-RO] [DIR] TRA 400/220 kV AT Rosiori | RROS241 RROSI22 2 | 825 | 999 | -174 | 83 | 322 | AC
BG_RO_CO_00001 | N-1 TIE 400 kV TINTARENI-KOZLODUI 1 | [BG-RO] [OPP] TIE 400 kV TINTARENI-KOZLODUI 2 | XKO_TI12 VAECKO11 1 | 1547 | 1890 | -343 | 82 | 1092 | AC
BG_RO_CO_00002 | N-1 TIE 400 kV TINTARENI-KOZLODUI 2 | [BG-RO] [OPP] TIE 400 kV TINTARENI-KOZLODUI 1 | XKO_TI11 VAECKO11 1 | 1547 | 1890 | -343 | 82 | 1092 | AC
RO_CO_00001 | N-1 OHL 220 kV Portile de Fier-Resita 1&2 | [RO-RS] [OPP] TIE 400 kV Portile de Fier-Djerdap | RPDFE41 XPF_DJ11 1 | 1273 | 1570 | -297 | 81 | -904 | AC
RO-BG_CO_00001 | N-1 TIE 400 kV TINTARENI-KOZLODUI 1 | [RO-BG] [OPP] TIE 400 kV TINTARENI-KOZLODUI 2 | RTINTB1 XKO_TI12 1 | 1547 | 1920 | -373 | 81 | -1064 | AC
RO-BG_CO_00002 | N-1 TIE 400 kV TINTARENI-KOZLODUI 2 | [RO-BG] [OPP] TIE 400 kV TINTARENI-KOZLODUI 1 | RTINTB1 XKO_TI11 1 | 1547 | 1920 | -373 | 81 | -1064 | AC
RO_CO_00029 | N-1 OHL 220 kV Resita-Timisoara 1&2 | [RO-RS] [OPP] TIE 400 kV Portile de Fier-Djerdap | RPDFE41 XPF_DJ11 1 | 1261 | 1570 | -309 | 80 | -900 | AC
RO-BG_CO_00005 | N-1 TIE 400 kV DOBRUDJA- MEDGIDIA SUD | [RO-BG] [OPP] TIE 400 kV MEDGIDIA SUD - VARNA | RMED141 XVA_MG11 1 | 1455 | 2000 | -545 | 73 | -1015 | AC
BG_RO_CO_00005 | N-1 TIE 400 kV MEDGIDIA SUD - DOBRUDJA | [BG-RO] [OPP] TIE 400 kV MEDGIDIA SUD - VARNA | XVA_MG11 VVARNA11 1 | 1455 | 2000 | -545 | 73 | 1031 | AC
RO-BG_CO_00004 | N-1 TIE 400 kV MEDGIDIA SUD - VARNA | [RO-BG] [OPP] TIE 400 kV DOBRUDJA- MEDGIDIA SUD | RMEDG41 XDO_MG11 1 | 1442 | 2000 | -558 | 72 | -1003 | AC
BG_RO_CO_00004 | N-1 TIE 400 kV MEDGIDIA SUD - VARNA | [BG-RO] [OPP] TIE 400 kV DOBRUDJA- MEDGIDIA SUD | XDO_MG11 VDOBRU11 1 | 1442 | 2000 | -558 | 72 | 1021 | AC

## 0630
Detailed results
Generated at: | 08/05/2026 22:35:54
Business day: | 2026-05-10
Horizon: | 2DA
Timestamp | 06:30
Border & direction: | South-Romania Importing
Remedial actions | False
Margin satisfied | True
Final step | Margin Calculation
TTC [MW]: | 3608.96
Loading threshold | 0.7
Limiting CNEC | N-1 TIE 400 kV TINTARENI-KOZLODUI 2/[RO-RS] [OPP] TIE 400 kV Portile de Fier-Djerdap
Applied RAs
Non Costly RAO
CO ID | RA ID | Name of the RA | Usage | Type | Location | Status | Details
Costly RAO
RA RD ID | TSO | Generator Name | Minimum Power [MW] | Maximum Power [MW] | RDP- | RDP+ | P [MW] before RAO | P [MW] after RAO | P0 [MW] | Plimit+ [MW] | Plimit- [MW] | Started up | Shutdown
Non Costly Reduction
CO ID | RA ID | Name of the RA | Usage | Type | Location | Status | Details
Limiting CNECs
CO ID | Name of the CO | Name of the CNE | CNE UCTE branch | Calculated I (A) | I max (PATL) | Margin (A) | Loading (%) | Flow [MW] | LF type
RO-BG_CO_00002 | N-1 TIE 400 kV TINTARENI-KOZLODUI 2 | [RO-RS] [OPP] TIE 400 kV Portile de Fier-Djerdap | RPDFE41 XPF_DJ11 1 | 1575 | 1570 | 5 | 100 | -1134 | AC
RO-BG_CO_00001 | N-1 TIE 400 kV TINTARENI-KOZLODUI 1 | [RO-RS] [OPP] TIE 400 kV Portile de Fier-Djerdap | RPDFE41 XPF_DJ11 1 | 1575 | 1570 | 5 | 100 | -1134 | AC
RO-RS_CO_00003 | N-1 TIE 400 kV Resita-Pancevo c2 | [RO-RS] [OPP] TIE 400 kV Portile de Fier-Djerdap | RPDFE41 XPF_DJ11 1 | 1512 | 1570 | -58 | 96 | -1089 | AC
RO-RS_CO_00004 | N-1 TIE 400 kV Resita-Pancevo c1 | [RO-RS] [OPP] TIE 400 kV Portile de Fier-Djerdap | RPDFE41 XPF_DJ11 1 | 1512 | 1570 | -58 | 96 | -1089 | AC
RO-HU_CO_00001 | N-1 TIE 400 kV Arad-Sandorfalva | [RO-RS] [OPP] TIE 400 kV Portile de Fier-Djerdap | RPDFE41 XPF_DJ11 1 | 1511 | 1570 | -59 | 96 | -1088 | AC
RO-UA_CO_00001 | N-1 TIE 400 kV Rosiori-Mukacevo | [RO-RS] [OPP] TIE 400 kV Portile de Fier-Djerdap | RPDFE41 XPF_DJ11 1 | 1509 | 1570 | -61 | 96 | -1086 | AC
RO_CO_00002 | N-1 OHL 400 kV Mintia-Arad | [RO-RS] [OPP] TIE 400 kV Portile de Fier-Djerdap | RPDFE41 XPF_DJ11 1 | 1500 | 1570 | -70 | 96 | -1080 | AC
RO-HU_CO_00002 | N-1 TIE 400 kV Nadab-Bekescsaba | [RO-RS] [OPP] TIE 400 kV Portile de Fier-Djerdap | RPDFE41 XPF_DJ11 1 | 1497 | 1570 | -73 | 95 | -1078 | AC
RO_CO_00027 | N-1 TRA 400/220 kV AT3 Arad | [RO-RS] [OPP] TIE 400 kV Portile de Fier-Djerdap | RPDFE41 XPF_DJ11 1 | 1472 | 1570 | -98 | 94 | -1060 | AC
Base case | Base case | [RO-RS] [OPP] TIE 400 kV Portile de Fier-Djerdap | RPDFE41 XPF_DJ11 1 | 1460 | 1570 | -110 | 93 | -1051 | AC
RO-MD_CO_00001 | N-1 TIE 400 kV Isaccea - Vulcanesti | [RO-RS] [OPP] TIE 400 kV Portile de Fier-Djerdap | RPDFE41 XPF_DJ11 1 | 1454 | 1570 | -116 | 93 | -1047 | AC
RO_CO_00052 | N-1 OHL 400 kV Sofia Zapad -Nis | [RO-RS] [OPP] TIE 400 kV Portile de Fier-Djerdap | RPDFE41 XPF_DJ11 1 | 1418 | 1570 | -152 | 90 | -1020 | AC
RO_CO_00009 | N-1 OHL 400 kV Iernut-Sibiu Sud | [RO-RO] [DIR] TRA 400/220 kV AT Rosiori | RROS241 RROSI22 2 | 890 | 999 | -109 | 89 | 347 | AC
RO_CO_00029 | N-1 OHL 220 kV Resita-Timisoara 1&2 | [RO-RS] [OPP] TIE 400 kV Portile de Fier-Djerdap | RPDFE41 XPF_DJ11 1 | 1392 | 1570 | -178 | 89 | -1001 | AC
RO_CO_00001 | N-1 OHL 220 kV Portile de Fier-Resita 1&2 | [RO-RS] [OPP] TIE 400 kV Portile de Fier-Djerdap | RPDFE41 XPF_DJ11 1 | 1389 | 1570 | -181 | 88 | -1000 | AC
Base case | Base case | [RO-RO] [DIR] TRA 400/220 kV AT Rosiori | RROS241 RROSI22 2 | 858 | 999 | -141 | 86 | 337 | AC
BG_RO_CO_00002 | N-1 TIE 400 kV TINTARENI-KOZLODUI 2 | [BG-RO] [OPP] TIE 400 kV TINTARENI-KOZLODUI 1 | XKO_TI11 VAECKO11 1 | 1342 | 1890 | -548 | 71 | 948 | AC
BG_RO_CO_00001 | N-1 TIE 400 kV TINTARENI-KOZLODUI 1 | [BG-RO] [OPP] TIE 400 kV TINTARENI-KOZLODUI 2 | XKO_TI12 VAECKO11 1 | 1342 | 1890 | -548 | 71 | 948 | AC
RO-UA_CO_00001 | N-1 TIE 400 kV Rosiori-Mukacevo | [RO-RO] [DIR] TRA 400/220 kV AT Rosiori | RROS241 RROSI22 2 | 700 | 999 | -299 | 70 | 262 | AC

## 0730
Detailed results
Generated at: | 08/05/2026 22:35:54
Business day: | 2026-05-10
Horizon: | 2DA
Timestamp | 07:30
Border & direction: | South-Romania Importing
Remedial actions | False
Margin satisfied | True
Final step | Margin Calculation
TTC [MW]: | 3834.39
Loading threshold | 0.7
Limiting CNEC | N-1 TIE 400 kV TINTARENI-KOZLODUI 2/[RO-RS] [OPP] TIE 400 kV Portile de Fier-Djerdap
Applied RAs
Non Costly RAO
CO ID | RA ID | Name of the RA | Usage | Type | Location | Status | Details
Costly RAO
RA RD ID | TSO | Generator Name | Minimum Power [MW] | Maximum Power [MW] | RDP- | RDP+ | P [MW] before RAO | P [MW] after RAO | P0 [MW] | Plimit+ [MW] | Plimit- [MW] | Started up | Shutdown
Non Costly Reduction
CO ID | RA ID | Name of the RA | Usage | Type | Location | Status | Details
Limiting CNECs
CO ID | Name of the CO | Name of the CNE | CNE UCTE branch | Calculated I (A) | I max (PATL) | Margin (A) | Loading (%) | Flow [MW] | LF type
RO-BG_CO_00002 | N-1 TIE 400 kV TINTARENI-KOZLODUI 2 | [RO-RS] [OPP] TIE 400 kV Portile de Fier-Djerdap | RPDFE41 XPF_DJ11 1 | 1575 | 1570 | 5 | 100 | -1126 | AC
RO-BG_CO_00001 | N-1 TIE 400 kV TINTARENI-KOZLODUI 1 | [RO-RS] [OPP] TIE 400 kV Portile de Fier-Djerdap | RPDFE41 XPF_DJ11 1 | 1575 | 1570 | 5 | 100 | -1126 | AC
RO-HU_CO_00001 | N-1 TIE 400 kV Arad-Sandorfalva | [RO-RS] [OPP] TIE 400 kV Portile de Fier-Djerdap | RPDFE41 XPF_DJ11 1 | 1497 | 1570 | -73 | 95 | -1070 | AC
RO-UA_CO_00001 | N-1 TIE 400 kV Rosiori-Mukacevo | [RO-RS] [OPP] TIE 400 kV Portile de Fier-Djerdap | RPDFE41 XPF_DJ11 1 | 1494 | 1570 | -76 | 95 | -1068 | AC
RO-RS_CO_00003 | N-1 TIE 400 kV Resita-Pancevo c2 | [RO-RS] [OPP] TIE 400 kV Portile de Fier-Djerdap | RPDFE41 XPF_DJ11 1 | 1492 | 1570 | -78 | 95 | -1066 | AC
RO-RS_CO_00004 | N-1 TIE 400 kV Resita-Pancevo c1 | [RO-RS] [OPP] TIE 400 kV Portile de Fier-Djerdap | RPDFE41 XPF_DJ11 1 | 1492 | 1570 | -78 | 95 | -1066 | AC
RO_CO_00002 | N-1 OHL 400 kV Mintia-Arad | [RO-RS] [OPP] TIE 400 kV Portile de Fier-Djerdap | RPDFE41 XPF_DJ11 1 | 1485 | 1570 | -85 | 95 | -1062 | AC
RO-HU_CO_00002 | N-1 TIE 400 kV Nadab-Bekescsaba | [RO-RS] [OPP] TIE 400 kV Portile de Fier-Djerdap | RPDFE41 XPF_DJ11 1 | 1485 | 1570 | -85 | 95 | -1061 | AC
RO_CO_00027 | N-1 TRA 400/220 kV AT3 Arad | [RO-RS] [OPP] TIE 400 kV Portile de Fier-Djerdap | RPDFE41 XPF_DJ11 1 | 1460 | 1570 | -110 | 93 | -1044 | AC
Base case | Base case | [RO-RS] [OPP] TIE 400 kV Portile de Fier-Djerdap | RPDFE41 XPF_DJ11 1 | 1448 | 1570 | -122 | 92 | -1035 | AC
RO-MD_CO_00001 | N-1 TIE 400 kV Isaccea - Vulcanesti | [RO-RS] [OPP] TIE 400 kV Portile de Fier-Djerdap | RPDFE41 XPF_DJ11 1 | 1434 | 1570 | -136 | 91 | -1025 | AC
RO_CO_00029 | N-1 OHL 220 kV Resita-Timisoara 1&2 | [RO-RS] [OPP] TIE 400 kV Portile de Fier-Djerdap | RPDFE41 XPF_DJ11 1 | 1376 | 1570 | -194 | 88 | -984 | AC
RO_CO_00052 | N-1 OHL 400 kV Sofia Zapad -Nis | [RO-RS] [OPP] TIE 400 kV Portile de Fier-Djerdap | RPDFE41 XPF_DJ11 1 | 1372 | 1570 | -198 | 87 | -981 | AC
RO_CO_00001 | N-1 OHL 220 kV Portile de Fier-Resita 1&2 | [RO-RS] [OPP] TIE 400 kV Portile de Fier-Djerdap | RPDFE41 XPF_DJ11 1 | 1370 | 1570 | -200 | 87 | -979 | AC
RO_CO_00009 | N-1 OHL 400 kV Iernut-Sibiu Sud | [RO-RO] [DIR] TRA 400/220 kV AT Rosiori | RROS241 RROSI22 2 | 858 | 999 | -141 | 86 | 334 | AC
Base case | Base case | [RO-RO] [DIR] TRA 400/220 kV AT Rosiori | RROS241 RROSI22 2 | 822 | 999 | -177 | 82 | 322 | AC
BG_RO_CO_00002 | N-1 TIE 400 kV TINTARENI-KOZLODUI 2 | [BG-RO] [OPP] TIE 400 kV TINTARENI-KOZLODUI 1 | XKO_TI11 VAECKO11 1 | 1501 | 1890 | -389 | 79 | 1059 | AC
BG_RO_CO_00001 | N-1 TIE 400 kV TINTARENI-KOZLODUI 1 | [BG-RO] [OPP] TIE 400 kV TINTARENI-KOZLODUI 2 | XKO_TI12 VAECKO11 1 | 1501 | 1890 | -389 | 79 | 1059 | AC
RO-BG_CO_00005 | N-1 TIE 400 kV DOBRUDJA- MEDGIDIA SUD | [RO-BG] [OPP] TIE 400 kV MEDGIDIA SUD - VARNA | RMED141 XVA_MG11 1 | 1581 | 2000 | -419 | 79 | -1099 | AC
BG_RO_CO_00005 | N-1 TIE 400 kV MEDGIDIA SUD - DOBRUDJA | [BG-RO] [OPP] TIE 400 kV MEDGIDIA SUD - VARNA | XVA_MG11 VVARNA11 1 | 1581 | 2000 | -419 | 79 | 1118 | AC
BG_RO_CO_00004 | N-1 TIE 400 kV MEDGIDIA SUD - VARNA | [BG-RO] [OPP] TIE 400 kV DOBRUDJA- MEDGIDIA SUD | XDO_MG11 VDOBRU11 1 | 1567 | 2000 | -433 | 78 | 1108 | AC
RO-BG_CO_00004 | N-1 TIE 400 kV MEDGIDIA SUD - VARNA | [RO-BG] [OPP] TIE 400 kV DOBRUDJA- MEDGIDIA SUD | RMEDG41 XDO_MG11 1 | 1567 | 2000 | -433 | 78 | -1086 | AC
RO-BG_CO_00002 | N-1 TIE 400 kV TINTARENI-KOZLODUI 2 | [RO-BG] [OPP] TIE 400 kV TINTARENI-KOZLODUI 1 | RTINTB1 XKO_TI11 1 | 1501 | 1920 | -419 | 78 | -1034 | AC
RO-BG_CO_00001 | N-1 TIE 400 kV TINTARENI-KOZLODUI 1 | [RO-BG] [OPP] TIE 400 kV TINTARENI-KOZLODUI 2 | RTINTB1 XKO_TI12 1 | 1501 | 1920 | -419 | 78 | -1034 | AC

## 0830
Detailed results
Generated at: | 08/05/2026 22:35:54
Business day: | 2026-05-10
Horizon: | 2DA
Timestamp | 08:30
Border & direction: | South-Romania Importing
Remedial actions | False
Margin satisfied | True
Final step | Margin Calculation
TTC [MW]: | 3802.07
Loading threshold | 0.7
Limiting CNEC | N-1 TIE 400 kV TINTARENI-KOZLODUI 2/[RO-RS] [OPP] TIE 400 kV Portile de Fier-Djerdap
Applied RAs
Non Costly RAO
CO ID | RA ID | Name of the RA | Usage | Type | Location | Status | Details
Costly RAO
RA RD ID | TSO | Generator Name | Minimum Power [MW] | Maximum Power [MW] | RDP- | RDP+ | P [MW] before RAO | P [MW] after RAO | P0 [MW] | Plimit+ [MW] | Plimit- [MW] | Started up | Shutdown
Non Costly Reduction
CO ID | RA ID | Name of the RA | Usage | Type | Location | Status | Details
Limiting CNECs
CO ID | Name of the CO | Name of the CNE | CNE UCTE branch | Calculated I (A) | I max (PATL) | Margin (A) | Loading (%) | Flow [MW] | LF type
RO-BG_CO_00001 | N-1 TIE 400 kV TINTARENI-KOZLODUI 1 | [RO-RS] [OPP] TIE 400 kV Portile de Fier-Djerdap | RPDFE41 XPF_DJ11 1 | 1520 | 1570 | -50 | 97 | -1083 | AC
RO-BG_CO_00002 | N-1 TIE 400 kV TINTARENI-KOZLODUI 2 | [RO-RS] [OPP] TIE 400 kV Portile de Fier-Djerdap | RPDFE41 XPF_DJ11 1 | 1520 | 1570 | -50 | 97 | -1083 | AC
RO-HU_CO_00001 | N-1 TIE 400 kV Arad-Sandorfalva | [RO-RS] [OPP] TIE 400 kV Portile de Fier-Djerdap | RPDFE41 XPF_DJ11 1 | 1422 | 1570 | -148 | 91 | -1013 | AC
RO-UA_CO_00001 | N-1 TIE 400 kV Rosiori-Mukacevo | [RO-RS] [OPP] TIE 400 kV Portile de Fier-Djerdap | RPDFE41 XPF_DJ11 1 | 1422 | 1570 | -148 | 91 | -1013 | AC
RO-HU_CO_00002 | N-1 TIE 400 kV Nadab-Bekescsaba | [RO-RS] [OPP] TIE 400 kV Portile de Fier-Djerdap | RPDFE41 XPF_DJ11 1 | 1413 | 1570 | -157 | 90 | -1006 | AC
RO_CO_00002 | N-1 OHL 400 kV Mintia-Arad | [RO-RS] [OPP] TIE 400 kV Portile de Fier-Djerdap | RPDFE41 XPF_DJ11 1 | 1412 | 1570 | -158 | 90 | -1005 | AC
RO-RS_CO_00003 | N-1 TIE 400 kV Resita-Pancevo c2 | [RO-RS] [OPP] TIE 400 kV Portile de Fier-Djerdap | RPDFE41 XPF_DJ11 1 | 1406 | 1570 | -164 | 90 | -1002 | AC
RO-RS_CO_00004 | N-1 TIE 400 kV Resita-Pancevo c1 | [RO-RS] [OPP] TIE 400 kV Portile de Fier-Djerdap | RPDFE41 XPF_DJ11 1 | 1406 | 1570 | -164 | 90 | -1002 | AC
RO_CO_00027 | N-1 TRA 400/220 kV AT3 Arad | [RO-RS] [OPP] TIE 400 kV Portile de Fier-Djerdap | RPDFE41 XPF_DJ11 1 | 1394 | 1570 | -176 | 89 | -992 | AC
Base case | Base case | [RO-RS] [OPP] TIE 400 kV Portile de Fier-Djerdap | RPDFE41 XPF_DJ11 1 | 1386 | 1570 | -184 | 88 | -986 | AC
RO-MD_CO_00001 | N-1 TIE 400 kV Isaccea - Vulcanesti | [RO-RS] [OPP] TIE 400 kV Portile de Fier-Djerdap | RPDFE41 XPF_DJ11 1 | 1368 | 1570 | -202 | 87 | -974 | AC
BG_RO_CO_00001 | N-1 TIE 400 kV TINTARENI-KOZLODUI 1 | [BG-RO] [OPP] TIE 400 kV TINTARENI-KOZLODUI 2 | XKO_TI12 VAECKO11 1 | 1602 | 1890 | -288 | 85 | 1131 | AC
BG_RO_CO_00002 | N-1 TIE 400 kV TINTARENI-KOZLODUI 2 | [BG-RO] [OPP] TIE 400 kV TINTARENI-KOZLODUI 1 | XKO_TI11 VAECKO11 1 | 1602 | 1890 | -288 | 85 | 1131 | AC
RO_CO_00029 | N-1 OHL 220 kV Resita-Timisoara 1&2 | [RO-RS] [OPP] TIE 400 kV Portile de Fier-Djerdap | RPDFE41 XPF_DJ11 1 | 1314 | 1570 | -256 | 84 | -934 | AC
RO-BG_CO_00001 | N-1 TIE 400 kV TINTARENI-KOZLODUI 1 | [RO-BG] [OPP] TIE 400 kV TINTARENI-KOZLODUI 2 | RTINTB1 XKO_TI12 1 | 1602 | 1920 | -318 | 83 | -1101 | AC
RO-BG_CO_00002 | N-1 TIE 400 kV TINTARENI-KOZLODUI 2 | [RO-BG] [OPP] TIE 400 kV TINTARENI-KOZLODUI 1 | RTINTB1 XKO_TI11 1 | 1602 | 1920 | -318 | 83 | -1101 | AC
RO_CO_00001 | N-1 OHL 220 kV Portile de Fier-Resita 1&2 | [RO-RS] [OPP] TIE 400 kV Portile de Fier-Djerdap | RPDFE41 XPF_DJ11 1 | 1295 | 1570 | -275 | 82 | -922 | AC
RO-BG_CO_00005 | N-1 TIE 400 kV DOBRUDJA- MEDGIDIA SUD | [RO-BG] [OPP] TIE 400 kV MEDGIDIA SUD - VARNA | RMED141 XVA_MG11 1 | 1636 | 2000 | -364 | 82 | -1136 | AC
BG_RO_CO_00005 | N-1 TIE 400 kV MEDGIDIA SUD - DOBRUDJA | [BG-RO] [OPP] TIE 400 kV MEDGIDIA SUD - VARNA | XVA_MG11 VVARNA11 1 | 1636 | 2000 | -364 | 82 | 1156 | AC
BG_RO_CO_00004 | N-1 TIE 400 kV MEDGIDIA SUD - VARNA | [BG-RO] [OPP] TIE 400 kV DOBRUDJA- MEDGIDIA SUD | XDO_MG11 VDOBRU11 1 | 1622 | 2000 | -378 | 81 | 1146 | AC
RO-BG_CO_00004 | N-1 TIE 400 kV MEDGIDIA SUD - VARNA | [RO-BG] [OPP] TIE 400 kV DOBRUDJA- MEDGIDIA SUD | RMEDG41 XDO_MG11 1 | 1622 | 2000 | -378 | 81 | -1123 | AC
RO_CO_00052 | N-1 OHL 400 kV Sofia Zapad -Nis | [RO-RS] [OPP] TIE 400 kV Portile de Fier-Djerdap | RPDFE41 XPF_DJ11 1 | 1253 | 1570 | -317 | 80 | -892 | AC
RO_CO_00009 | N-1 OHL 400 kV Iernut-Sibiu Sud | [RO-RO] [DIR] TRA 400/220 kV AT Rosiori | RROS241 RROSI22 2 | 758 | 999 | -241 | 76 | 298 | AC
Base case | Base case | [RO-RO] [DIR] TRA 400/220 kV AT Rosiori | RROS241 RROSI22 2 | 717 | 999 | -282 | 72 | 283 | AC

## 0930
Detailed results
Generated at: | 08/05/2026 22:35:54
Business day: | 2026-05-10
Horizon: | 2DA
Timestamp | 09:30
Border & direction: | South-Romania Importing
Remedial actions | False
Margin satisfied | True
Final step | Margin Calculation
TTC [MW]: | 3597.5
Loading threshold | 0.7
Limiting CNEC | N-1 TIE 400 kV TINTARENI-KOZLODUI 2/[RO-RS] [OPP] TIE 400 kV Portile de Fier-Djerdap
Applied RAs
Non Costly RAO
CO ID | RA ID | Name of the RA | Usage | Type | Location | Status | Details
Costly RAO
RA RD ID | TSO | Generator Name | Minimum Power [MW] | Maximum Power [MW] | RDP- | RDP+ | P [MW] before RAO | P [MW] after RAO | P0 [MW] | Plimit+ [MW] | Plimit- [MW] | Started up | Shutdown
Non Costly Reduction
CO ID | RA ID | Name of the RA | Usage | Type | Location | Status | Details
Limiting CNECs
CO ID | Name of the CO | Name of the CNE | CNE UCTE branch | Calculated I (A) | I max (PATL) | Margin (A) | Loading (%) | Flow [MW] | LF type
RO-BG_CO_00001 | N-1 TIE 400 kV TINTARENI-KOZLODUI 1 | [RO-RS] [OPP] TIE 400 kV Portile de Fier-Djerdap | RPDFE41 XPF_DJ11 1 | 1572 | 1570 | 2 | 100 | -1120 | AC
RO-BG_CO_00002 | N-1 TIE 400 kV TINTARENI-KOZLODUI 2 | [RO-RS] [OPP] TIE 400 kV Portile de Fier-Djerdap | RPDFE41 XPF_DJ11 1 | 1572 | 1570 | 2 | 100 | -1120 | AC
RO-UA_CO_00001 | N-1 TIE 400 kV Rosiori-Mukacevo | [RO-RS] [OPP] TIE 400 kV Portile de Fier-Djerdap | RPDFE41 XPF_DJ11 1 | 1483 | 1570 | -87 | 94 | -1056 | AC
RO-HU_CO_00001 | N-1 TIE 400 kV Arad-Sandorfalva | [RO-RS] [OPP] TIE 400 kV Portile de Fier-Djerdap | RPDFE41 XPF_DJ11 1 | 1482 | 1570 | -88 | 94 | -1055 | AC
RO-HU_CO_00002 | N-1 TIE 400 kV Nadab-Bekescsaba | [RO-RS] [OPP] TIE 400 kV Portile de Fier-Djerdap | RPDFE41 XPF_DJ11 1 | 1474 | 1570 | -96 | 94 | -1050 | AC
RO_CO_00002 | N-1 OHL 400 kV Mintia-Arad | [RO-RS] [OPP] TIE 400 kV Portile de Fier-Djerdap | RPDFE41 XPF_DJ11 1 | 1473 | 1570 | -97 | 94 | -1049 | AC
RO-RS_CO_00003 | N-1 TIE 400 kV Resita-Pancevo c2 | [RO-RS] [OPP] TIE 400 kV Portile de Fier-Djerdap | RPDFE41 XPF_DJ11 1 | 1460 | 1570 | -110 | 93 | -1041 | AC
RO-RS_CO_00004 | N-1 TIE 400 kV Resita-Pancevo c1 | [RO-RS] [OPP] TIE 400 kV Portile de Fier-Djerdap | RPDFE41 XPF_DJ11 1 | 1460 | 1570 | -110 | 93 | -1041 | AC
RO_CO_00027 | N-1 TRA 400/220 kV AT3 Arad | [RO-RS] [OPP] TIE 400 kV Portile de Fier-Djerdap | RPDFE41 XPF_DJ11 1 | 1456 | 1570 | -114 | 93 | -1037 | AC
Base case | Base case | [RO-RS] [OPP] TIE 400 kV Portile de Fier-Djerdap | RPDFE41 XPF_DJ11 1 | 1448 | 1570 | -122 | 92 | -1031 | AC
RO-MD_CO_00001 | N-1 TIE 400 kV Isaccea - Vulcanesti | [RO-RS] [OPP] TIE 400 kV Portile de Fier-Djerdap | RPDFE41 XPF_DJ11 1 | 1437 | 1570 | -133 | 92 | -1023 | AC
RO_CO_00029 | N-1 OHL 220 kV Resita-Timisoara 1&2 | [RO-RS] [OPP] TIE 400 kV Portile de Fier-Djerdap | RPDFE41 XPF_DJ11 1 | 1378 | 1570 | -192 | 88 | -981 | AC
RO_CO_00001 | N-1 OHL 220 kV Portile de Fier-Resita 1&2 | [RO-RS] [OPP] TIE 400 kV Portile de Fier-Djerdap | RPDFE41 XPF_DJ11 1 | 1353 | 1570 | -217 | 86 | -964 | AC
RO_CO_00052 | N-1 OHL 400 kV Sofia Zapad -Nis | [RO-RS] [OPP] TIE 400 kV Portile de Fier-Djerdap | RPDFE41 XPF_DJ11 1 | 1316 | 1570 | -254 | 84 | -937 | AC
BG_RO_CO_00001 | N-1 TIE 400 kV TINTARENI-KOZLODUI 1 | [BG-RO] [OPP] TIE 400 kV TINTARENI-KOZLODUI 2 | XKO_TI12 VAECKO11 1 | 1490 | 1890 | -400 | 79 | 1052 | AC
BG_RO_CO_00002 | N-1 TIE 400 kV TINTARENI-KOZLODUI 2 | [BG-RO] [OPP] TIE 400 kV TINTARENI-KOZLODUI 1 | XKO_TI11 VAECKO11 1 | 1490 | 1890 | -400 | 79 | 1052 | AC
RO-BG_CO_00001 | N-1 TIE 400 kV TINTARENI-KOZLODUI 1 | [RO-BG] [OPP] TIE 400 kV TINTARENI-KOZLODUI 2 | RTINTB1 XKO_TI12 1 | 1490 | 1920 | -430 | 78 | -1027 | AC
RO-BG_CO_00002 | N-1 TIE 400 kV TINTARENI-KOZLODUI 2 | [RO-BG] [OPP] TIE 400 kV TINTARENI-KOZLODUI 1 | RTINTB1 XKO_TI11 1 | 1490 | 1920 | -430 | 78 | -1027 | AC
RO_CO_00009 | N-1 OHL 400 kV Iernut-Sibiu Sud | [RO-RO] [DIR] TRA 400/220 kV AT Rosiori | RROS241 RROSI22 2 | 711 | 999 | -288 | 71 | 280 | AC

## 1030
Detailed results
Generated at: | 08/05/2026 22:35:54
Business day: | 2026-05-10
Horizon: | 2DA
Timestamp | 10:30
Border & direction: | South-Romania Importing
Remedial actions | False
Margin satisfied | True
Final step | Margin Calculation
TTC [MW]: | 3252.45
Loading threshold | 0.7
Limiting CNEC | N-1 TIE 400 kV TINTARENI-KOZLODUI 1/[RO-RS] [OPP] TIE 400 kV Portile de Fier-Djerdap
Applied RAs
Non Costly RAO
CO ID | RA ID | Name of the RA | Usage | Type | Location | Status | Details
Costly RAO
RA RD ID | TSO | Generator Name | Minimum Power [MW] | Maximum Power [MW] | RDP- | RDP+ | P [MW] before RAO | P [MW] after RAO | P0 [MW] | Plimit+ [MW] | Plimit- [MW] | Started up | Shutdown
Non Costly Reduction
CO ID | RA ID | Name of the RA | Usage | Type | Location | Status | Details
Limiting CNECs
CO ID | Name of the CO | Name of the CNE | CNE UCTE branch | Calculated I (A) | I max (PATL) | Margin (A) | Loading (%) | Flow [MW] | LF type
RO-BG_CO_00001 | N-1 TIE 400 kV TINTARENI-KOZLODUI 1 | [RO-RS] [OPP] TIE 400 kV Portile de Fier-Djerdap | RPDFE41 XPF_DJ11 1 | 1575 | 1570 | 5 | 100 | -1122 | AC
RO-BG_CO_00002 | N-1 TIE 400 kV TINTARENI-KOZLODUI 2 | [RO-RS] [OPP] TIE 400 kV Portile de Fier-Djerdap | RPDFE41 XPF_DJ11 1 | 1575 | 1570 | 5 | 100 | -1122 | AC
RO-HU_CO_00001 | N-1 TIE 400 kV Arad-Sandorfalva | [RO-RS] [OPP] TIE 400 kV Portile de Fier-Djerdap | RPDFE41 XPF_DJ11 1 | 1511 | 1570 | -59 | 96 | -1077 | AC
RO-UA_CO_00001 | N-1 TIE 400 kV Rosiori-Mukacevo | [RO-RS] [OPP] TIE 400 kV Portile de Fier-Djerdap | RPDFE41 XPF_DJ11 1 | 1507 | 1570 | -63 | 96 | -1073 | AC
RO_CO_00002 | N-1 OHL 400 kV Mintia-Arad | [RO-RS] [OPP] TIE 400 kV Portile de Fier-Djerdap | RPDFE41 XPF_DJ11 1 | 1505 | 1570 | -65 | 96 | -1072 | AC
RO-HU_CO_00002 | N-1 TIE 400 kV Nadab-Bekescsaba | [RO-RS] [OPP] TIE 400 kV Portile de Fier-Djerdap | RPDFE41 XPF_DJ11 1 | 1502 | 1570 | -68 | 96 | -1070 | AC
RO-RS_CO_00003 | N-1 TIE 400 kV Resita-Pancevo c2 | [RO-RS] [OPP] TIE 400 kV Portile de Fier-Djerdap | RPDFE41 XPF_DJ11 1 | 1492 | 1570 | -78 | 95 | -1064 | AC
RO-RS_CO_00004 | N-1 TIE 400 kV Resita-Pancevo c1 | [RO-RS] [OPP] TIE 400 kV Portile de Fier-Djerdap | RPDFE41 XPF_DJ11 1 | 1492 | 1570 | -78 | 95 | -1064 | AC
RO_CO_00027 | N-1 TRA 400/220 kV AT3 Arad | [RO-RS] [OPP] TIE 400 kV Portile de Fier-Djerdap | RPDFE41 XPF_DJ11 1 | 1481 | 1570 | -89 | 94 | -1055 | AC
Base case | Base case | [RO-RS] [OPP] TIE 400 kV Portile de Fier-Djerdap | RPDFE41 XPF_DJ11 1 | 1468 | 1570 | -102 | 94 | -1046 | AC
RO-MD_CO_00001 | N-1 TIE 400 kV Isaccea - Vulcanesti | [RO-RS] [OPP] TIE 400 kV Portile de Fier-Djerdap | RPDFE41 XPF_DJ11 1 | 1462 | 1570 | -108 | 93 | -1042 | AC
RO_CO_00029 | N-1 OHL 220 kV Resita-Timisoara 1&2 | [RO-RS] [OPP] TIE 400 kV Portile de Fier-Djerdap | RPDFE41 XPF_DJ11 1 | 1413 | 1570 | -157 | 90 | -1006 | AC
RO_CO_00001 | N-1 OHL 220 kV Portile de Fier-Resita 1&2 | [RO-RS] [OPP] TIE 400 kV Portile de Fier-Djerdap | RPDFE41 XPF_DJ11 1 | 1394 | 1570 | -176 | 89 | -993 | AC
RO_CO_00052 | N-1 OHL 400 kV Sofia Zapad -Nis | [RO-RS] [OPP] TIE 400 kV Portile de Fier-Djerdap | RPDFE41 XPF_DJ11 1 | 1391 | 1570 | -179 | 89 | -991 | AC
RO_CO_00009 | N-1 OHL 400 kV Iernut-Sibiu Sud | [RO-RO] [DIR] TRA 400/220 kV AT Rosiori | RROS241 RROSI22 2 | 708 | 999 | -291 | 71 | 278 | AC

## 1130
Detailed results
Generated at: | 08/05/2026 22:35:54
Business day: | 2026-05-10
Horizon: | 2DA
Timestamp | 11:30
Border & direction: | South-Romania Importing
Remedial actions | False
Margin satisfied | True
Final step | Margin Calculation
TTC [MW]: | 3296.28
Loading threshold | 0.7
Limiting CNEC | N-1 TIE 400 kV TINTARENI-KOZLODUI 1/[RO-RS] [OPP] TIE 400 kV Portile de Fier-Djerdap
Applied RAs
Non Costly RAO
CO ID | RA ID | Name of the RA | Usage | Type | Location | Status | Details
Costly RAO
RA RD ID | TSO | Generator Name | Minimum Power [MW] | Maximum Power [MW] | RDP- | RDP+ | P [MW] before RAO | P [MW] after RAO | P0 [MW] | Plimit+ [MW] | Plimit- [MW] | Started up | Shutdown
Non Costly Reduction
CO ID | RA ID | Name of the RA | Usage | Type | Location | Status | Details
Limiting CNECs
CO ID | Name of the CO | Name of the CNE | CNE UCTE branch | Calculated I (A) | I max (PATL) | Margin (A) | Loading (%) | Flow [MW] | LF type
RO-BG_CO_00001 | N-1 TIE 400 kV TINTARENI-KOZLODUI 1 | [RO-RS] [OPP] TIE 400 kV Portile de Fier-Djerdap | RPDFE41 XPF_DJ11 1 | 1573 | 1570 | 3 | 100 | -1126 | AC
RO-BG_CO_00002 | N-1 TIE 400 kV TINTARENI-KOZLODUI 2 | [RO-RS] [OPP] TIE 400 kV Portile de Fier-Djerdap | RPDFE41 XPF_DJ11 1 | 1573 | 1570 | 3 | 100 | -1126 | AC
RO-HU_CO_00001 | N-1 TIE 400 kV Arad-Sandorfalva | [RO-RS] [OPP] TIE 400 kV Portile de Fier-Djerdap | RPDFE41 XPF_DJ11 1 | 1520 | 1570 | -50 | 97 | -1088 | AC
RO_CO_00002 | N-1 OHL 400 kV Mintia-Arad | [RO-RS] [OPP] TIE 400 kV Portile de Fier-Djerdap | RPDFE41 XPF_DJ11 1 | 1516 | 1570 | -54 | 97 | -1085 | AC
RO-UA_CO_00001 | N-1 TIE 400 kV Rosiori-Mukacevo | [RO-RS] [OPP] TIE 400 kV Portile de Fier-Djerdap | RPDFE41 XPF_DJ11 1 | 1514 | 1570 | -56 | 96 | -1084 | AC
RO-HU_CO_00002 | N-1 TIE 400 kV Nadab-Bekescsaba | [RO-RS] [OPP] TIE 400 kV Portile de Fier-Djerdap | RPDFE41 XPF_DJ11 1 | 1511 | 1570 | -59 | 96 | -1082 | AC
RO-RS_CO_00003 | N-1 TIE 400 kV Resita-Pancevo c2 | [RO-RS] [OPP] TIE 400 kV Portile de Fier-Djerdap | RPDFE41 XPF_DJ11 1 | 1509 | 1570 | -61 | 96 | -1079 | AC
RO-RS_CO_00004 | N-1 TIE 400 kV Resita-Pancevo c1 | [RO-RS] [OPP] TIE 400 kV Portile de Fier-Djerdap | RPDFE41 XPF_DJ11 1 | 1509 | 1570 | -61 | 96 | -1079 | AC
RO_CO_00027 | N-1 TRA 400/220 kV AT3 Arad | [RO-RS] [OPP] TIE 400 kV Portile de Fier-Djerdap | RPDFE41 XPF_DJ11 1 | 1485 | 1570 | -85 | 95 | -1063 | AC
RO-MD_CO_00001 | N-1 TIE 400 kV Isaccea - Vulcanesti | [RO-RS] [OPP] TIE 400 kV Portile de Fier-Djerdap | RPDFE41 XPF_DJ11 1 | 1468 | 1570 | -102 | 94 | -1052 | AC
Base case | Base case | [RO-RS] [OPP] TIE 400 kV Portile de Fier-Djerdap | RPDFE41 XPF_DJ11 1 | 1467 | 1570 | -103 | 93 | -1051 | AC
RO_CO_00052 | N-1 OHL 400 kV Sofia Zapad -Nis | [RO-RS] [OPP] TIE 400 kV Portile de Fier-Djerdap | RPDFE41 XPF_DJ11 1 | 1424 | 1570 | -146 | 91 | -1020 | AC
RO_CO_00029 | N-1 OHL 220 kV Resita-Timisoara 1&2 | [RO-RS] [OPP] TIE 400 kV Portile de Fier-Djerdap | RPDFE41 XPF_DJ11 1 | 1419 | 1570 | -151 | 90 | -1016 | AC
RO_CO_00001 | N-1 OHL 220 kV Portile de Fier-Resita 1&2 | [RO-RS] [OPP] TIE 400 kV Portile de Fier-Djerdap | RPDFE41 XPF_DJ11 1 | 1406 | 1570 | -164 | 90 | -1006 | AC
RO_CO_00009 | N-1 OHL 400 kV Iernut-Sibiu Sud | [RO-RO] [DIR] TRA 400/220 kV AT Rosiori | RROS241 RROSI22 2 | 782 | 999 | -218 | 78 | 305 | AC
Base case | Base case | [RO-RO] [DIR] TRA 400/220 kV AT Rosiori | RROS241 RROSI22 2 | 771 | 999 | -229 | 77 | 301 | AC

## 1230
Detailed results
Generated at: | 08/05/2026 22:35:54
Business day: | 2026-05-10
Horizon: | 2DA
Timestamp | 12:30
Border & direction: | South-Romania Importing
Remedial actions | False
Margin satisfied | True
Final step | Margin Calculation
TTC [MW]: | 3146
Loading threshold | 0.7
Limiting CNEC | N-1 TIE 400 kV TINTARENI-KOZLODUI 1/[RO-RS] [OPP] TIE 400 kV Portile de Fier-Djerdap
Applied RAs
Non Costly RAO
CO ID | RA ID | Name of the RA | Usage | Type | Location | Status | Details
Costly RAO
RA RD ID | TSO | Generator Name | Minimum Power [MW] | Maximum Power [MW] | RDP- | RDP+ | P [MW] before RAO | P [MW] after RAO | P0 [MW] | Plimit+ [MW] | Plimit- [MW] | Started up | Shutdown
Non Costly Reduction
CO ID | RA ID | Name of the RA | Usage | Type | Location | Status | Details
Limiting CNECs
CO ID | Name of the CO | Name of the CNE | CNE UCTE branch | Calculated I (A) | I max (PATL) | Margin (A) | Loading (%) | Flow [MW] | LF type
RO-BG_CO_00002 | N-1 TIE 400 kV TINTARENI-KOZLODUI 2 | [RO-RS] [OPP] TIE 400 kV Portile de Fier-Djerdap | RPDFE41 XPF_DJ11 1 | 1576 | 1570 | 6 | 100 | -1128 | AC
RO-BG_CO_00001 | N-1 TIE 400 kV TINTARENI-KOZLODUI 1 | [RO-RS] [OPP] TIE 400 kV Portile de Fier-Djerdap | RPDFE41 XPF_DJ11 1 | 1576 | 1570 | 6 | 100 | -1128 | AC
RO-HU_CO_00001 | N-1 TIE 400 kV Arad-Sandorfalva | [RO-RS] [OPP] TIE 400 kV Portile de Fier-Djerdap | RPDFE41 XPF_DJ11 1 | 1534 | 1570 | -36 | 98 | -1098 | AC
RO_CO_00002 | N-1 OHL 400 kV Mintia-Arad | [RO-RS] [OPP] TIE 400 kV Portile de Fier-Djerdap | RPDFE41 XPF_DJ11 1 | 1531 | 1570 | -39 | 98 | -1096 | AC
RO-UA_CO_00001 | N-1 TIE 400 kV Rosiori-Mukacevo | [RO-RS] [OPP] TIE 400 kV Portile de Fier-Djerdap | RPDFE41 XPF_DJ11 1 | 1529 | 1570 | -41 | 97 | -1094 | AC
RO-HU_CO_00002 | N-1 TIE 400 kV Nadab-Bekescsaba | [RO-RS] [OPP] TIE 400 kV Portile de Fier-Djerdap | RPDFE41 XPF_DJ11 1 | 1526 | 1570 | -44 | 97 | -1092 | AC
RO-RS_CO_00003 | N-1 TIE 400 kV Resita-Pancevo c2 | [RO-RS] [OPP] TIE 400 kV Portile de Fier-Djerdap | RPDFE41 XPF_DJ11 1 | 1524 | 1570 | -46 | 97 | -1089 | AC
RO-RS_CO_00004 | N-1 TIE 400 kV Resita-Pancevo c1 | [RO-RS] [OPP] TIE 400 kV Portile de Fier-Djerdap | RPDFE41 XPF_DJ11 1 | 1524 | 1570 | -46 | 97 | -1089 | AC
RO_CO_00027 | N-1 TRA 400/220 kV AT3 Arad | [RO-RS] [OPP] TIE 400 kV Portile de Fier-Djerdap | RPDFE41 XPF_DJ11 1 | 1498 | 1570 | -72 | 95 | -1072 | AC
RO-MD_CO_00001 | N-1 TIE 400 kV Isaccea - Vulcanesti | [RO-RS] [OPP] TIE 400 kV Portile de Fier-Djerdap | RPDFE41 XPF_DJ11 1 | 1485 | 1570 | -85 | 95 | -1064 | AC
Base case | Base case | [RO-RS] [OPP] TIE 400 kV Portile de Fier-Djerdap | RPDFE41 XPF_DJ11 1 | 1477 | 1570 | -93 | 94 | -1058 | AC
RO_CO_00052 | N-1 OHL 400 kV Sofia Zapad -Nis | [RO-RS] [OPP] TIE 400 kV Portile de Fier-Djerdap | RPDFE41 XPF_DJ11 1 | 1457 | 1570 | -113 | 93 | -1043 | AC
RO_CO_00029 | N-1 OHL 220 kV Resita-Timisoara 1&2 | [RO-RS] [OPP] TIE 400 kV Portile de Fier-Djerdap | RPDFE41 XPF_DJ11 1 | 1435 | 1570 | -135 | 91 | -1028 | AC
RO_CO_00001 | N-1 OHL 220 kV Portile de Fier-Resita 1&2 | [RO-RS] [OPP] TIE 400 kV Portile de Fier-Djerdap | RPDFE41 XPF_DJ11 1 | 1424 | 1570 | -146 | 91 | -1018 | AC
RO_CO_00009 | N-1 OHL 400 kV Iernut-Sibiu Sud | [RO-RO] [DIR] TRA 400/220 kV AT Rosiori | RROS241 RROSI22 2 | 799 | 999 | -200 | 80 | 310 | AC
Base case | Base case | [RO-RO] [DIR] TRA 400/220 kV AT Rosiori | RROS241 RROSI22 2 | 795 | 999 | -204 | 80 | 309 | AC
RO-HU_CO_00002 | N-1 TIE 400 kV Nadab-Bekescsaba | [RO-HU] [OPP] TIE 400 kV Arad-Sandorfalva | RARA4D1 XSA_AR11 1 | 1187 | 1600 | -413 | 74 | -816 | AC

## 1330
Detailed results
Generated at: | 08/05/2026 22:35:54
Business day: | 2026-05-10
Horizon: | 2DA
Timestamp | 13:30
Border & direction: | South-Romania Importing
Remedial actions | False
Margin satisfied | True
Final step | Margin Calculation
TTC [MW]: | 2927.81
Loading threshold | 0.7
Limiting CNEC | N-1 TIE 400 kV TINTARENI-KOZLODUI 1/[RO-RS] [OPP] TIE 400 kV Portile de Fier-Djerdap
Applied RAs
Non Costly RAO
CO ID | RA ID | Name of the RA | Usage | Type | Location | Status | Details
Costly RAO
RA RD ID | TSO | Generator Name | Minimum Power [MW] | Maximum Power [MW] | RDP- | RDP+ | P [MW] before RAO | P [MW] after RAO | P0 [MW] | Plimit+ [MW] | Plimit- [MW] | Started up | Shutdown
Non Costly Reduction
CO ID | RA ID | Name of the RA | Usage | Type | Location | Status | Details
Limiting CNECs
CO ID | Name of the CO | Name of the CNE | CNE UCTE branch | Calculated I (A) | I max (PATL) | Margin (A) | Loading (%) | Flow [MW] | LF type
RO-BG_CO_00002 | N-1 TIE 400 kV TINTARENI-KOZLODUI 2 | [RO-RS] [OPP] TIE 400 kV Portile de Fier-Djerdap | RPDFE41 XPF_DJ11 1 | 1531 | 1570 | -39 | 98 | -1104 | AC
RO-BG_CO_00001 | N-1 TIE 400 kV TINTARENI-KOZLODUI 1 | [RO-RS] [OPP] TIE 400 kV Portile de Fier-Djerdap | RPDFE41 XPF_DJ11 1 | 1531 | 1570 | -39 | 98 | -1104 | AC
RO-HU_CO_00001 | N-1 TIE 400 kV Arad-Sandorfalva | [RO-RS] [OPP] TIE 400 kV Portile de Fier-Djerdap | RPDFE41 XPF_DJ11 1 | 1505 | 1570 | -65 | 96 | -1085 | AC
RO_CO_00002 | N-1 OHL 400 kV Mintia-Arad | [RO-RS] [OPP] TIE 400 kV Portile de Fier-Djerdap | RPDFE41 XPF_DJ11 1 | 1504 | 1570 | -66 | 96 | -1084 | AC
RO-UA_CO_00001 | N-1 TIE 400 kV Rosiori-Mukacevo | [RO-RS] [OPP] TIE 400 kV Portile de Fier-Djerdap | RPDFE41 XPF_DJ11 1 | 1498 | 1570 | -72 | 95 | -1080 | AC
RO-HU_CO_00002 | N-1 TIE 400 kV Nadab-Bekescsaba | [RO-RS] [OPP] TIE 400 kV Portile de Fier-Djerdap | RPDFE41 XPF_DJ11 1 | 1498 | 1570 | -72 | 95 | -1080 | AC
RO-RS_CO_00003 | N-1 TIE 400 kV Resita-Pancevo c2 | [RO-RS] [OPP] TIE 400 kV Portile de Fier-Djerdap | RPDFE41 XPF_DJ11 1 | 1497 | 1570 | -73 | 95 | -1078 | AC
RO-RS_CO_00004 | N-1 TIE 400 kV Resita-Pancevo c1 | [RO-RS] [OPP] TIE 400 kV Portile de Fier-Djerdap | RPDFE41 XPF_DJ11 1 | 1497 | 1570 | -73 | 95 | -1078 | AC
RO_CO_00027 | N-1 TRA 400/220 kV AT3 Arad | [RO-RS] [OPP] TIE 400 kV Portile de Fier-Djerdap | RPDFE41 XPF_DJ11 1 | 1467 | 1570 | -103 | 93 | -1058 | AC
RO_CO_00052 | N-1 OHL 400 kV Sofia Zapad -Nis | [RO-RS] [OPP] TIE 400 kV Portile de Fier-Djerdap | RPDFE41 XPF_DJ11 1 | 1458 | 1570 | -112 | 93 | -1052 | AC
RO-MD_CO_00001 | N-1 TIE 400 kV Isaccea - Vulcanesti | [RO-RS] [OPP] TIE 400 kV Portile de Fier-Djerdap | RPDFE41 XPF_DJ11 1 | 1456 | 1570 | -114 | 93 | -1050 | AC
Base case | Base case | [RO-RS] [OPP] TIE 400 kV Portile de Fier-Djerdap | RPDFE41 XPF_DJ11 1 | 1444 | 1570 | -126 | 92 | -1042 | AC
RO_CO_00029 | N-1 OHL 220 kV Resita-Timisoara 1&2 | [RO-RS] [OPP] TIE 400 kV Portile de Fier-Djerdap | RPDFE41 XPF_DJ11 1 | 1407 | 1570 | -163 | 90 | -1015 | AC
RO_CO_00001 | N-1 OHL 220 kV Portile de Fier-Resita 1&2 | [RO-RS] [OPP] TIE 400 kV Portile de Fier-Djerdap | RPDFE41 XPF_DJ11 1 | 1398 | 1570 | -172 | 89 | -1008 | AC
RO_CO_00009 | N-1 OHL 400 kV Iernut-Sibiu Sud | [RO-RO] [DIR] TRA 400/220 kV AT Rosiori | RROS241 RROSI22 2 | 823 | 999 | -176 | 82 | 318 | AC
Base case | Base case | [RO-RO] [DIR] TRA 400/220 kV AT Rosiori | RROS241 RROSI22 2 | 823 | 999 | -176 | 82 | 319 | AC
RO-HU_CO_00002 | N-1 TIE 400 kV Nadab-Bekescsaba | [RO-HU] [OPP] TIE 400 kV Arad-Sandorfalva | RARA4D1 XSA_AR11 1 | 1272 | 1600 | -328 | 79 | -875 | AC

## 1430
Detailed results
Generated at: | 08/05/2026 22:35:54
Business day: | 2026-05-10
Horizon: | 2DA
Timestamp | 14:30
Border & direction: | South-Romania Importing
Remedial actions | False
Margin satisfied | True
Final step | Margin Calculation
TTC [MW]: | 2920.27
Loading threshold | 0.7
Limiting CNEC | N-1 TIE 400 kV TINTARENI-KOZLODUI 1/[RO-RS] [OPP] TIE 400 kV Portile de Fier-Djerdap
Applied RAs
Non Costly RAO
CO ID | RA ID | Name of the RA | Usage | Type | Location | Status | Details
Costly RAO
RA RD ID | TSO | Generator Name | Minimum Power [MW] | Maximum Power [MW] | RDP- | RDP+ | P [MW] before RAO | P [MW] after RAO | P0 [MW] | Plimit+ [MW] | Plimit- [MW] | Started up | Shutdown
Non Costly Reduction
CO ID | RA ID | Name of the RA | Usage | Type | Location | Status | Details
Limiting CNECs
CO ID | Name of the CO | Name of the CNE | CNE UCTE branch | Calculated I (A) | I max (PATL) | Margin (A) | Loading (%) | Flow [MW] | LF type
RO-BG_CO_00002 | N-1 TIE 400 kV TINTARENI-KOZLODUI 2 | [RO-RS] [OPP] TIE 400 kV Portile de Fier-Djerdap | RPDFE41 XPF_DJ11 1 | 1547 | 1570 | -23 | 99 | -1114 | AC
RO-BG_CO_00001 | N-1 TIE 400 kV TINTARENI-KOZLODUI 1 | [RO-RS] [OPP] TIE 400 kV Portile de Fier-Djerdap | RPDFE41 XPF_DJ11 1 | 1547 | 1570 | -23 | 99 | -1114 | AC
RO-HU_CO_00001 | N-1 TIE 400 kV Arad-Sandorfalva | [RO-RS] [OPP] TIE 400 kV Portile de Fier-Djerdap | RPDFE41 XPF_DJ11 1 | 1521 | 1570 | -49 | 97 | -1095 | AC
RO_CO_00002 | N-1 OHL 400 kV Mintia-Arad | [RO-RS] [OPP] TIE 400 kV Portile de Fier-Djerdap | RPDFE41 XPF_DJ11 1 | 1519 | 1570 | -51 | 97 | -1094 | AC
RO-UA_CO_00001 | N-1 TIE 400 kV Rosiori-Mukacevo | [RO-RS] [OPP] TIE 400 kV Portile de Fier-Djerdap | RPDFE41 XPF_DJ11 1 | 1515 | 1570 | -55 | 96 | -1091 | AC
RO-HU_CO_00002 | N-1 TIE 400 kV Nadab-Bekescsaba | [RO-RS] [OPP] TIE 400 kV Portile de Fier-Djerdap | RPDFE41 XPF_DJ11 1 | 1514 | 1570 | -56 | 96 | -1090 | AC
RO-RS_CO_00003 | N-1 TIE 400 kV Resita-Pancevo c2 | [RO-RS] [OPP] TIE 400 kV Portile de Fier-Djerdap | RPDFE41 XPF_DJ11 1 | 1513 | 1570 | -57 | 96 | -1089 | AC
RO-RS_CO_00004 | N-1 TIE 400 kV Resita-Pancevo c1 | [RO-RS] [OPP] TIE 400 kV Portile de Fier-Djerdap | RPDFE41 XPF_DJ11 1 | 1513 | 1570 | -57 | 96 | -1089 | AC
RO_CO_00027 | N-1 TRA 400/220 kV AT3 Arad | [RO-RS] [OPP] TIE 400 kV Portile de Fier-Djerdap | RPDFE41 XPF_DJ11 1 | 1484 | 1570 | -86 | 95 | -1069 | AC
RO_CO_00052 | N-1 OHL 400 kV Sofia Zapad -Nis | [RO-RS] [OPP] TIE 400 kV Portile de Fier-Djerdap | RPDFE41 XPF_DJ11 1 | 1477 | 1570 | -93 | 94 | -1064 | AC
RO-MD_CO_00001 | N-1 TIE 400 kV Isaccea - Vulcanesti | [RO-RS] [OPP] TIE 400 kV Portile de Fier-Djerdap | RPDFE41 XPF_DJ11 1 | 1469 | 1570 | -101 | 94 | -1058 | AC
Base case | Base case | [RO-RS] [OPP] TIE 400 kV Portile de Fier-Djerdap | RPDFE41 XPF_DJ11 1 | 1462 | 1570 | -108 | 93 | -1053 | AC
RO_CO_00029 | N-1 OHL 220 kV Resita-Timisoara 1&2 | [RO-RS] [OPP] TIE 400 kV Portile de Fier-Djerdap | RPDFE41 XPF_DJ11 1 | 1423 | 1570 | -147 | 91 | -1025 | AC
RO_CO_00001 | N-1 OHL 220 kV Portile de Fier-Resita 1&2 | [RO-RS] [OPP] TIE 400 kV Portile de Fier-Djerdap | RPDFE41 XPF_DJ11 1 | 1413 | 1570 | -157 | 90 | -1017 | AC
RO_CO_00009 | N-1 OHL 400 kV Iernut-Sibiu Sud | [RO-RO] [DIR] TRA 400/220 kV AT Rosiori | RROS241 RROSI22 2 | 826 | 999 | -173 | 83 | 320 | AC
Base case | Base case | [RO-RO] [DIR] TRA 400/220 kV AT Rosiori | RROS241 RROSI22 2 | 824 | 999 | -175 | 82 | 320 | AC
RO-HU_CO_00002 | N-1 TIE 400 kV Nadab-Bekescsaba | [RO-HU] [OPP] TIE 400 kV Arad-Sandorfalva | RARA4D1 XSA_AR11 1 | 1247 | 1600 | -353 | 78 | -860 | AC

## 1530
Detailed results
Generated at: | 08/05/2026 22:35:55
Business day: | 2026-05-10
Horizon: | 2DA
Timestamp | 15:30
Border & direction: | South-Romania Importing
Remedial actions | False
Margin satisfied | True
Final step | Margin Calculation
TTC [MW]: | 3199.66
Loading threshold | 0.7
Limiting CNEC | N-1 TIE 400 kV TINTARENI-KOZLODUI 2/[RO-RS] [OPP] TIE 400 kV Portile de Fier-Djerdap
Applied RAs
Non Costly RAO
CO ID | RA ID | Name of the RA | Usage | Type | Location | Status | Details
Costly RAO
RA RD ID | TSO | Generator Name | Minimum Power [MW] | Maximum Power [MW] | RDP- | RDP+ | P [MW] before RAO | P [MW] after RAO | P0 [MW] | Plimit+ [MW] | Plimit- [MW] | Started up | Shutdown
Non Costly Reduction
CO ID | RA ID | Name of the RA | Usage | Type | Location | Status | Details
Limiting CNECs
CO ID | Name of the CO | Name of the CNE | CNE UCTE branch | Calculated I (A) | I max (PATL) | Margin (A) | Loading (%) | Flow [MW] | LF type
RO-BG_CO_00001 | N-1 TIE 400 kV TINTARENI-KOZLODUI 1 | [RO-RS] [OPP] TIE 400 kV Portile de Fier-Djerdap | RPDFE41 XPF_DJ11 1 | 1582 | 1570 | 12 | 101 | -1128 | AC
RO-BG_CO_00002 | N-1 TIE 400 kV TINTARENI-KOZLODUI 2 | [RO-RS] [OPP] TIE 400 kV Portile de Fier-Djerdap | RPDFE41 XPF_DJ11 1 | 1582 | 1570 | 12 | 101 | -1128 | AC
RO-HU_CO_00001 | N-1 TIE 400 kV Arad-Sandorfalva | [RO-RS] [OPP] TIE 400 kV Portile de Fier-Djerdap | RPDFE41 XPF_DJ11 1 | 1552 | 1570 | -18 | 99 | -1107 | AC
RO-RS_CO_00003 | N-1 TIE 400 kV Resita-Pancevo c2 | [RO-RS] [OPP] TIE 400 kV Portile de Fier-Djerdap | RPDFE41 XPF_DJ11 1 | 1551 | 1570 | -19 | 99 | -1106 | AC
RO-RS_CO_00004 | N-1 TIE 400 kV Resita-Pancevo c1 | [RO-RS] [OPP] TIE 400 kV Portile de Fier-Djerdap | RPDFE41 XPF_DJ11 1 | 1551 | 1570 | -19 | 99 | -1106 | AC
RO_CO_00002 | N-1 OHL 400 kV Mintia-Arad | [RO-RS] [OPP] TIE 400 kV Portile de Fier-Djerdap | RPDFE41 XPF_DJ11 1 | 1549 | 1570 | -21 | 99 | -1104 | AC
RO-HU_CO_00002 | N-1 TIE 400 kV Nadab-Bekescsaba | [RO-RS] [OPP] TIE 400 kV Portile de Fier-Djerdap | RPDFE41 XPF_DJ11 1 | 1543 | 1570 | -27 | 98 | -1100 | AC
RO-UA_CO_00001 | N-1 TIE 400 kV Rosiori-Mukacevo | [RO-RS] [OPP] TIE 400 kV Portile de Fier-Djerdap | RPDFE41 XPF_DJ11 1 | 1542 | 1570 | -28 | 98 | -1099 | AC
RO_CO_00052 | N-1 OHL 400 kV Sofia Zapad -Nis | [RO-RS] [OPP] TIE 400 kV Portile de Fier-Djerdap | RPDFE41 XPF_DJ11 1 | 1515 | 1570 | -55 | 97 | -1080 | AC
RO_CO_00027 | N-1 TRA 400/220 kV AT3 Arad | [RO-RS] [OPP] TIE 400 kV Portile de Fier-Djerdap | RPDFE41 XPF_DJ11 1 | 1512 | 1570 | -58 | 96 | -1077 | AC
RO-MD_CO_00001 | N-1 TIE 400 kV Isaccea - Vulcanesti | [RO-RS] [OPP] TIE 400 kV Portile de Fier-Djerdap | RPDFE41 XPF_DJ11 1 | 1493 | 1570 | -77 | 95 | -1064 | AC
RO_CO_00029 | N-1 OHL 220 kV Resita-Timisoara 1&2 | [RO-RS] [OPP] TIE 400 kV Portile de Fier-Djerdap | RPDFE41 XPF_DJ11 1 | 1445 | 1570 | -125 | 92 | -1029 | AC
RO_CO_00001 | N-1 OHL 220 kV Portile de Fier-Resita 1&2 | [RO-RS] [OPP] TIE 400 kV Portile de Fier-Djerdap | RPDFE41 XPF_DJ11 1 | 1442 | 1570 | -128 | 92 | -1028 | AC
Base case | Base case | [RO-RO] [DIR] TRA 400/220 kV AT Rosiori | RROS241 RROSI22 2 | 864 | 999 | -135 | 86 | 333 | AC
RO_CO_00009 | N-1 OHL 400 kV Iernut-Sibiu Sud | [RO-RO] [DIR] TRA 400/220 kV AT Rosiori | RROS241 RROSI22 2 | 864 | 999 | -135 | 86 | 332 | AC
RO-HU_CO_00002 | N-1 TIE 400 kV Nadab-Bekescsaba | [RO-HU] [OPP] TIE 400 kV Arad-Sandorfalva | RARA4D1 XSA_AR11 1 | 1364 | 1600 | -236 | 85 | -932 | AC
RO-HU_CO_00001 | N-1 TIE 400 kV Arad-Sandorfalva | [RO-HU] [OPP] TIE 400 kV Nadab-Bekescsaba | RNADA_1 XBE_NA11 1 | 1452 | 2000 | -548 | 73 | -995 | AC

## 1630
Detailed results
Generated at: | 08/05/2026 22:35:55
Business day: | 2026-05-10
Horizon: | 2DA
Timestamp | 16:30
Border & direction: | South-Romania Importing
Remedial actions | False
Margin satisfied | True
Final step | Margin Calculation
TTC [MW]: | 3600.07
Loading threshold | 0.7
Limiting CNEC | N-1 TIE 400 kV TINTARENI-KOZLODUI 2/[RO-RS] [OPP] TIE 400 kV Portile de Fier-Djerdap
Applied RAs
Non Costly RAO
CO ID | RA ID | Name of the RA | Usage | Type | Location | Status | Details
Costly RAO
RA RD ID | TSO | Generator Name | Minimum Power [MW] | Maximum Power [MW] | RDP- | RDP+ | P [MW] before RAO | P [MW] after RAO | P0 [MW] | Plimit+ [MW] | Plimit- [MW] | Started up | Shutdown
Non Costly Reduction
CO ID | RA ID | Name of the RA | Usage | Type | Location | Status | Details
Limiting CNECs
CO ID | Name of the CO | Name of the CNE | CNE UCTE branch | Calculated I (A) | I max (PATL) | Margin (A) | Loading (%) | Flow [MW] | LF type
RO-BG_CO_00001 | N-1 TIE 400 kV TINTARENI-KOZLODUI 1 | [RO-RS] [OPP] TIE 400 kV Portile de Fier-Djerdap | RPDFE41 XPF_DJ11 1 | 1553 | 1570 | -17 | 99 | -1118 | AC
RO-BG_CO_00002 | N-1 TIE 400 kV TINTARENI-KOZLODUI 2 | [RO-RS] [OPP] TIE 400 kV Portile de Fier-Djerdap | RPDFE41 XPF_DJ11 1 | 1553 | 1570 | -17 | 99 | -1118 | AC
RO-RS_CO_00003 | N-1 TIE 400 kV Resita-Pancevo c2 | [RO-RS] [OPP] TIE 400 kV Portile de Fier-Djerdap | RPDFE41 XPF_DJ11 1 | 1500 | 1570 | -70 | 96 | -1079 | AC
RO-RS_CO_00004 | N-1 TIE 400 kV Resita-Pancevo c1 | [RO-RS] [OPP] TIE 400 kV Portile de Fier-Djerdap | RPDFE41 XPF_DJ11 1 | 1500 | 1570 | -70 | 96 | -1079 | AC
RO-HU_CO_00001 | N-1 TIE 400 kV Arad-Sandorfalva | [RO-RS] [OPP] TIE 400 kV Portile de Fier-Djerdap | RPDFE41 XPF_DJ11 1 | 1500 | 1570 | -70 | 96 | -1080 | AC
RO_CO_00002 | N-1 OHL 400 kV Mintia-Arad | [RO-RS] [OPP] TIE 400 kV Portile de Fier-Djerdap | RPDFE41 XPF_DJ11 1 | 1490 | 1570 | -80 | 95 | -1073 | AC
RO-HU_CO_00002 | N-1 TIE 400 kV Nadab-Bekescsaba | [RO-RS] [OPP] TIE 400 kV Portile de Fier-Djerdap | RPDFE41 XPF_DJ11 1 | 1489 | 1570 | -81 | 95 | -1072 | AC
RO-UA_CO_00001 | N-1 TIE 400 kV Rosiori-Mukacevo | [RO-RS] [OPP] TIE 400 kV Portile de Fier-Djerdap | RPDFE41 XPF_DJ11 1 | 1485 | 1570 | -85 | 95 | -1069 | AC
RO_CO_00027 | N-1 TRA 400/220 kV AT3 Arad | [RO-RS] [OPP] TIE 400 kV Portile de Fier-Djerdap | RPDFE41 XPF_DJ11 1 | 1456 | 1570 | -114 | 93 | -1049 | AC
Base case | Base case | [RO-RS] [OPP] TIE 400 kV Portile de Fier-Djerdap | RPDFE41 XPF_DJ11 1 | 1438 | 1570 | -132 | 92 | -1036 | AC
RO-MD_CO_00001 | N-1 TIE 400 kV Isaccea - Vulcanesti | [RO-RS] [OPP] TIE 400 kV Portile de Fier-Djerdap | RPDFE41 XPF_DJ11 1 | 1426 | 1570 | -144 | 91 | -1027 | AC
RO_CO_00052 | N-1 OHL 400 kV Sofia Zapad -Nis | [RO-RS] [OPP] TIE 400 kV Portile de Fier-Djerdap | RPDFE41 XPF_DJ11 1 | 1413 | 1570 | -157 | 90 | -1018 | AC
RO_CO_00009 | N-1 OHL 400 kV Iernut-Sibiu Sud | [RO-RO] [DIR] TRA 400/220 kV AT Rosiori | RROS241 RROSI22 2 | 891 | 999 | -109 | 89 | 344 | AC
RO_CO_00001 | N-1 OHL 220 kV Portile de Fier-Resita 1&2 | [RO-RS] [OPP] TIE 400 kV Portile de Fier-Djerdap | RPDFE41 XPF_DJ11 1 | 1380 | 1570 | -190 | 88 | -994 | AC
RO_CO_00029 | N-1 OHL 220 kV Resita-Timisoara 1&2 | [RO-RS] [OPP] TIE 400 kV Portile de Fier-Djerdap | RPDFE41 XPF_DJ11 1 | 1378 | 1570 | -192 | 88 | -992 | AC
Base case | Base case | [RO-RO] [DIR] TRA 400/220 kV AT Rosiori | RROS241 RROSI22 2 | 863 | 999 | -137 | 86 | 336 | AC
RO-HU_CO_00002 | N-1 TIE 400 kV Nadab-Bekescsaba | [RO-HU] [OPP] TIE 400 kV Arad-Sandorfalva | RARA4D1 XSA_AR11 1 | 1248 | 1600 | -352 | 78 | -861 | AC
RO-UA_CO_00001 | N-1 TIE 400 kV Rosiori-Mukacevo | [RO-RO] [DIR] TRA 400/220 kV AT Rosiori | RROS241 RROSI22 2 | 723 | 999 | -276 | 72 | 267 | AC
BG_RO_CO_00001 | N-1 TIE 400 kV TINTARENI-KOZLODUI 1 | [BG-RO] [OPP] TIE 400 kV TINTARENI-KOZLODUI 2 | XKO_TI12 VAECKO11 1 | 1325 | 1890 | -565 | 70 | 936 | AC
BG_RO_CO_00002 | N-1 TIE 400 kV TINTARENI-KOZLODUI 2 | [BG-RO] [OPP] TIE 400 kV TINTARENI-KOZLODUI 1 | XKO_TI11 VAECKO11 1 | 1325 | 1890 | -565 | 70 | 936 | AC

## 1730
Detailed results
Generated at: | 08/05/2026 22:35:55
Business day: | 2026-05-10
Horizon: | 2DA
Timestamp | 17:30
Border & direction: | South-Romania Importing
Remedial actions | False
Margin satisfied | True
Final step | Margin Calculation
TTC [MW]: | 3465.88
Loading threshold | 0.7
Limiting CNEC | N-1 TIE 400 kV TINTARENI-KOZLODUI 1/[RO-RS] [OPP] TIE 400 kV Portile de Fier-Djerdap
Applied RAs
Non Costly RAO
CO ID | RA ID | Name of the RA | Usage | Type | Location | Status | Details
Costly RAO
RA RD ID | TSO | Generator Name | Minimum Power [MW] | Maximum Power [MW] | RDP- | RDP+ | P [MW] before RAO | P [MW] after RAO | P0 [MW] | Plimit+ [MW] | Plimit- [MW] | Started up | Shutdown
Non Costly Reduction
CO ID | RA ID | Name of the RA | Usage | Type | Location | Status | Details
Limiting CNECs
CO ID | Name of the CO | Name of the CNE | CNE UCTE branch | Calculated I (A) | I max (PATL) | Margin (A) | Loading (%) | Flow [MW] | LF type
RO-BG_CO_00001 | N-1 TIE 400 kV TINTARENI-KOZLODUI 1 | [RO-RS] [OPP] TIE 400 kV Portile de Fier-Djerdap | RPDFE41 XPF_DJ11 1 | 1592 | 1570 | 22 | 101 | -1142 | AC
RO-BG_CO_00002 | N-1 TIE 400 kV TINTARENI-KOZLODUI 2 | [RO-RS] [OPP] TIE 400 kV Portile de Fier-Djerdap | RPDFE41 XPF_DJ11 1 | 1592 | 1570 | 22 | 101 | -1142 | AC
RO-HU_CO_00001 | N-1 TIE 400 kV Arad-Sandorfalva | [RO-RS] [OPP] TIE 400 kV Portile de Fier-Djerdap | RPDFE41 XPF_DJ11 1 | 1538 | 1570 | -32 | 98 | -1102 | AC
RO-RS_CO_00003 | N-1 TIE 400 kV Resita-Pancevo c2 | [RO-RS] [OPP] TIE 400 kV Portile de Fier-Djerdap | RPDFE41 XPF_DJ11 1 | 1537 | 1570 | -33 | 98 | -1097 | AC
RO-RS_CO_00004 | N-1 TIE 400 kV Resita-Pancevo c1 | [RO-RS] [OPP] TIE 400 kV Portile de Fier-Djerdap | RPDFE41 XPF_DJ11 1 | 1537 | 1570 | -33 | 98 | -1097 | AC
RO_CO_00002 | N-1 OHL 400 kV Mintia-Arad | [RO-RS] [OPP] TIE 400 kV Portile de Fier-Djerdap | RPDFE41 XPF_DJ11 1 | 1526 | 1570 | -44 | 97 | -1094 | AC
RO-HU_CO_00002 | N-1 TIE 400 kV Nadab-Bekescsaba | [RO-RS] [OPP] TIE 400 kV Portile de Fier-Djerdap | RPDFE41 XPF_DJ11 1 | 1526 | 1570 | -44 | 97 | -1093 | AC
RO-UA_CO_00001 | N-1 TIE 400 kV Rosiori-Mukacevo | [RO-RS] [OPP] TIE 400 kV Portile de Fier-Djerdap | RPDFE41 XPF_DJ11 1 | 1524 | 1570 | -46 | 97 | -1091 | AC
RO_CO_00027 | N-1 TRA 400/220 kV AT3 Arad | [RO-RS] [OPP] TIE 400 kV Portile de Fier-Djerdap | RPDFE41 XPF_DJ11 1 | 1497 | 1570 | -73 | 95 | -1073 | AC
Base case | Base case | [RO-RS] [OPP] TIE 400 kV Portile de Fier-Djerdap | RPDFE41 XPF_DJ11 1 | 1482 | 1570 | -88 | 94 | -1063 | AC
RO-MD_CO_00001 | N-1 TIE 400 kV Isaccea - Vulcanesti | [RO-RS] [OPP] TIE 400 kV Portile de Fier-Djerdap | RPDFE41 XPF_DJ11 1 | 1463 | 1570 | -107 | 93 | -1050 | AC
RO_CO_00052 | N-1 OHL 400 kV Sofia Zapad -Nis | [RO-RS] [OPP] TIE 400 kV Portile de Fier-Djerdap | RPDFE41 XPF_DJ11 1 | 1445 | 1570 | -125 | 92 | -1037 | AC
RO_CO_00001 | N-1 OHL 220 kV Portile de Fier-Resita 1&2 | [RO-RS] [OPP] TIE 400 kV Portile de Fier-Djerdap | RPDFE41 XPF_DJ11 1 | 1424 | 1570 | -146 | 91 | -1016 | AC
RO_CO_00029 | N-1 OHL 220 kV Resita-Timisoara 1&2 | [RO-RS] [OPP] TIE 400 kV Portile de Fier-Djerdap | RPDFE41 XPF_DJ11 1 | 1415 | 1570 | -155 | 90 | -1016 | AC
RO_CO_00009 | N-1 OHL 400 kV Iernut-Sibiu Sud | [RO-RO] [DIR] TRA 400/220 kV AT Rosiori | RROS241 RROSI22 2 | 849 | 999 | -150 | 85 | 331 | AC
Base case | Base case | [RO-RO] [DIR] TRA 400/220 kV AT Rosiori | RROS241 RROSI22 2 | 815 | 999 | -184 | 82 | 320 | AC

## 1830
Detailed results
Generated at: | 08/05/2026 22:35:55
Business day: | 2026-05-10
Horizon: | 2DA
Timestamp | 18:30
Border & direction: | South-Romania Importing
Remedial actions | False
Margin satisfied | True
Final step | Margin Calculation
TTC [MW]: | 3722.75
Loading threshold | 0.7
Limiting CNEC | N-1 TIE 400 kV TINTARENI-KOZLODUI 2/[RO-RS] [OPP] TIE 400 kV Portile de Fier-Djerdap
Applied RAs
Non Costly RAO
CO ID | RA ID | Name of the RA | Usage | Type | Location | Status | Details
Costly RAO
RA RD ID | TSO | Generator Name | Minimum Power [MW] | Maximum Power [MW] | RDP- | RDP+ | P [MW] before RAO | P [MW] after RAO | P0 [MW] | Plimit+ [MW] | Plimit- [MW] | Started up | Shutdown
Non Costly Reduction
CO ID | RA ID | Name of the RA | Usage | Type | Location | Status | Details
Limiting CNECs
CO ID | Name of the CO | Name of the CNE | CNE UCTE branch | Calculated I (A) | I max (PATL) | Margin (A) | Loading (%) | Flow [MW] | LF type
RO-BG_CO_00001 | N-1 TIE 400 kV TINTARENI-KOZLODUI 1 | [RO-RS] [OPP] TIE 400 kV Portile de Fier-Djerdap | RPDFE41 XPF_DJ11 1 | 1573 | 1570 | 3 | 100 | -1129 | AC
RO-BG_CO_00002 | N-1 TIE 400 kV TINTARENI-KOZLODUI 2 | [RO-RS] [OPP] TIE 400 kV Portile de Fier-Djerdap | RPDFE41 XPF_DJ11 1 | 1573 | 1570 | 3 | 100 | -1129 | AC
RO-RS_CO_00003 | N-1 TIE 400 kV Resita-Pancevo c2 | [RO-RS] [OPP] TIE 400 kV Portile de Fier-Djerdap | RPDFE41 XPF_DJ11 1 | 1503 | 1570 | -67 | 96 | -1074 | AC
RO-RS_CO_00004 | N-1 TIE 400 kV Resita-Pancevo c1 | [RO-RS] [OPP] TIE 400 kV Portile de Fier-Djerdap | RPDFE41 XPF_DJ11 1 | 1503 | 1570 | -67 | 96 | -1074 | AC
RO-HU_CO_00001 | N-1 TIE 400 kV Arad-Sandorfalva | [RO-RS] [OPP] TIE 400 kV Portile de Fier-Djerdap | RPDFE41 XPF_DJ11 1 | 1503 | 1570 | -67 | 96 | -1077 | AC
RO_CO_00002 | N-1 OHL 400 kV Mintia-Arad | [RO-RS] [OPP] TIE 400 kV Portile de Fier-Djerdap | RPDFE41 XPF_DJ11 1 | 1486 | 1570 | -84 | 95 | -1066 | AC
RO-HU_CO_00002 | N-1 TIE 400 kV Nadab-Bekescsaba | [RO-RS] [OPP] TIE 400 kV Portile de Fier-Djerdap | RPDFE41 XPF_DJ11 1 | 1484 | 1570 | -86 | 95 | -1065 | AC
RO-UA_CO_00001 | N-1 TIE 400 kV Rosiori-Mukacevo | [RO-RS] [OPP] TIE 400 kV Portile de Fier-Djerdap | RPDFE41 XPF_DJ11 1 | 1482 | 1570 | -88 | 94 | -1063 | AC
RO_CO_00027 | N-1 TRA 400/220 kV AT3 Arad | [RO-RS] [OPP] TIE 400 kV Portile de Fier-Djerdap | RPDFE41 XPF_DJ11 1 | 1457 | 1570 | -113 | 93 | -1045 | AC
Base case | Base case | [RO-RS] [OPP] TIE 400 kV Portile de Fier-Djerdap | RPDFE41 XPF_DJ11 1 | 1449 | 1570 | -121 | 92 | -1041 | AC
RO-MD_CO_00001 | N-1 TIE 400 kV Isaccea - Vulcanesti | [RO-RS] [OPP] TIE 400 kV Portile de Fier-Djerdap | RPDFE41 XPF_DJ11 1 | 1424 | 1570 | -146 | 91 | -1022 | AC
RO_CO_00052 | N-1 OHL 400 kV Sofia Zapad -Nis | [RO-RS] [OPP] TIE 400 kV Portile de Fier-Djerdap | RPDFE41 XPF_DJ11 1 | 1409 | 1570 | -161 | 90 | -1012 | AC
RO_CO_00001 | N-1 OHL 220 kV Portile de Fier-Resita 1&2 | [RO-RS] [OPP] TIE 400 kV Portile de Fier-Djerdap | RPDFE41 XPF_DJ11 1 | 1390 | 1570 | -180 | 89 | -994 | AC
RO_CO_00029 | N-1 OHL 220 kV Resita-Timisoara 1&2 | [RO-RS] [OPP] TIE 400 kV Portile de Fier-Djerdap | RPDFE41 XPF_DJ11 1 | 1362 | 1570 | -208 | 87 | -979 | AC
RO_CO_00009 | N-1 OHL 400 kV Iernut-Sibiu Sud | [RO-RO] [DIR] TRA 400/220 kV AT Rosiori | RROS241 RROSI22 2 | 844 | 999 | -156 | 84 | 327 | AC
Base case | Base case | [RO-RO] [DIR] TRA 400/220 kV AT Rosiori | RROS241 RROSI22 2 | 793 | 999 | -206 | 79 | 310 | AC
BG_RO_CO_00005 | N-1 TIE 400 kV MEDGIDIA SUD - DOBRUDJA | [BG-RO] [OPP] TIE 400 kV MEDGIDIA SUD - VARNA | XVA_MG11 VVARNA11 1 | 1518 | 2000 | -482 | 76 | 1076 | AC
RO-BG_CO_00005 | N-1 TIE 400 kV DOBRUDJA- MEDGIDIA SUD | [RO-BG] [OPP] TIE 400 kV MEDGIDIA SUD - VARNA | RMED141 XVA_MG11 1 | 1518 | 2000 | -482 | 76 | -1058 | AC
BG_RO_CO_00004 | N-1 TIE 400 kV MEDGIDIA SUD - VARNA | [BG-RO] [OPP] TIE 400 kV DOBRUDJA- MEDGIDIA SUD | XDO_MG11 VDOBRU11 1 | 1503 | 2000 | -497 | 75 | 1065 | AC
RO-BG_CO_00004 | N-1 TIE 400 kV MEDGIDIA SUD - VARNA | [RO-BG] [OPP] TIE 400 kV DOBRUDJA- MEDGIDIA SUD | RMEDG41 XDO_MG11 1 | 1503 | 2000 | -497 | 75 | -1045 | AC
RO_CO_00031 | N-1 OHL 220 kV Resita-Timisoara c2 | [RO-RO] [DIR] OHL 220 kV Resita-Timisoara c1 | RRESI12 RTIMI12 1 | 719 | 960 | -241 | 75 | 293 | AC
BG_RO_CO_00002 | N-1 TIE 400 kV TINTARENI-KOZLODUI 2 | [BG-RO] [OPP] TIE 400 kV TINTARENI-KOZLODUI 1 | XKO_TI11 VAECKO11 1 | 1369 | 1890 | -521 | 72 | 974 | AC
BG_RO_CO_00001 | N-1 TIE 400 kV TINTARENI-KOZLODUI 1 | [BG-RO] [OPP] TIE 400 kV TINTARENI-KOZLODUI 2 | XKO_TI12 VAECKO11 1 | 1369 | 1890 | -521 | 72 | 974 | AC
RO-BG_CO_00002 | N-1 TIE 400 kV TINTARENI-KOZLODUI 2 | [RO-BG] [OPP] TIE 400 kV TINTARENI-KOZLODUI 1 | RTINTB1 XKO_TI11 1 | 1369 | 1920 | -551 | 71 | -952 | AC
RO-BG_CO_00001 | N-1 TIE 400 kV TINTARENI-KOZLODUI 1 | [RO-BG] [OPP] TIE 400 kV TINTARENI-KOZLODUI 2 | RTINTB1 XKO_TI12 1 | 1369 | 1920 | -551 | 71 | -952 | AC

## 1930
Detailed results
Generated at: | 08/05/2026 22:35:55
Business day: | 2026-05-10
Horizon: | 2DA
Timestamp | 19:30
Border & direction: | South-Romania Importing
Remedial actions | False
Margin satisfied | True
Final step | Margin Calculation
TTC [MW]: | 3595.3
Loading threshold | 0.7
Limiting CNEC | N-1 TIE 400 kV TINTARENI-KOZLODUI 2/[RO-RS] [OPP] TIE 400 kV Portile de Fier-Djerdap
Applied RAs
Non Costly RAO
CO ID | RA ID | Name of the RA | Usage | Type | Location | Status | Details
Costly RAO
RA RD ID | TSO | Generator Name | Minimum Power [MW] | Maximum Power [MW] | RDP- | RDP+ | P [MW] before RAO | P [MW] after RAO | P0 [MW] | Plimit+ [MW] | Plimit- [MW] | Started up | Shutdown
Non Costly Reduction
CO ID | RA ID | Name of the RA | Usage | Type | Location | Status | Details
Limiting CNECs
CO ID | Name of the CO | Name of the CNE | CNE UCTE branch | Calculated I (A) | I max (PATL) | Margin (A) | Loading (%) | Flow [MW] | LF type
RO-BG_CO_00001 | N-1 TIE 400 kV TINTARENI-KOZLODUI 1 | [RO-RS] [OPP] TIE 400 kV Portile de Fier-Djerdap | RPDFE41 XPF_DJ11 1 | 1550 | 1570 | -20 | 99 | -1112 | AC
RO-BG_CO_00002 | N-1 TIE 400 kV TINTARENI-KOZLODUI 2 | [RO-RS] [OPP] TIE 400 kV Portile de Fier-Djerdap | RPDFE41 XPF_DJ11 1 | 1550 | 1570 | -20 | 99 | -1112 | AC
RO-HU_CO_00001 | N-1 TIE 400 kV Arad-Sandorfalva | [RO-RS] [OPP] TIE 400 kV Portile de Fier-Djerdap | RPDFE41 XPF_DJ11 1 | 1478 | 1570 | -92 | 94 | -1059 | AC
RO-RS_CO_00003 | N-1 TIE 400 kV Resita-Pancevo c2 | [RO-RS] [OPP] TIE 400 kV Portile de Fier-Djerdap | RPDFE41 XPF_DJ11 1 | 1477 | 1570 | -93 | 94 | -1056 | AC
RO-RS_CO_00004 | N-1 TIE 400 kV Resita-Pancevo c1 | [RO-RS] [OPP] TIE 400 kV Portile de Fier-Djerdap | RPDFE41 XPF_DJ11 1 | 1477 | 1570 | -93 | 94 | -1056 | AC
RO_CO_00002 | N-1 OHL 400 kV Mintia-Arad | [RO-RS] [OPP] TIE 400 kV Portile de Fier-Djerdap | RPDFE41 XPF_DJ11 1 | 1459 | 1570 | -111 | 93 | -1047 | AC
RO-HU_CO_00002 | N-1 TIE 400 kV Nadab-Bekescsaba | [RO-RS] [OPP] TIE 400 kV Portile de Fier-Djerdap | RPDFE41 XPF_DJ11 1 | 1457 | 1570 | -113 | 93 | -1045 | AC
RO-UA_CO_00001 | N-1 TIE 400 kV Rosiori-Mukacevo | [RO-RS] [OPP] TIE 400 kV Portile de Fier-Djerdap | RPDFE41 XPF_DJ11 1 | 1451 | 1570 | -119 | 92 | -1040 | AC
RO_CO_00027 | N-1 TRA 400/220 kV AT3 Arad | [RO-RS] [OPP] TIE 400 kV Portile de Fier-Djerdap | RPDFE41 XPF_DJ11 1 | 1435 | 1570 | -135 | 91 | -1029 | AC
Base case | Base case | [RO-RS] [OPP] TIE 400 kV Portile de Fier-Djerdap | RPDFE41 XPF_DJ11 1 | 1432 | 1570 | -138 | 91 | -1027 | AC
RO-MD_CO_00001 | N-1 TIE 400 kV Isaccea - Vulcanesti | [RO-RS] [OPP] TIE 400 kV Portile de Fier-Djerdap | RPDFE41 XPF_DJ11 1 | 1397 | 1570 | -173 | 89 | -1002 | AC
RO_CO_00052 | N-1 OHL 400 kV Sofia Zapad -Nis | [RO-RS] [OPP] TIE 400 kV Portile de Fier-Djerdap | RPDFE41 XPF_DJ11 1 | 1382 | 1570 | -188 | 88 | -991 | AC
RO_CO_00001 | N-1 OHL 220 kV Portile de Fier-Resita 1&2 | [RO-RS] [OPP] TIE 400 kV Portile de Fier-Djerdap | RPDFE41 XPF_DJ11 1 | 1368 | 1570 | -202 | 87 | -978 | AC
RO_CO_00029 | N-1 OHL 220 kV Resita-Timisoara 1&2 | [RO-RS] [OPP] TIE 400 kV Portile de Fier-Djerdap | RPDFE41 XPF_DJ11 1 | 1343 | 1570 | -227 | 86 | -964 | AC
RO_CO_00031 | N-1 OHL 220 kV Resita-Timisoara c2 | [RO-RO] [DIR] OHL 220 kV Resita-Timisoara c1 | RRESI12 RTIMI12 1 | 740 | 960 | -220 | 77 | 301 | AC
RO-BG_CO_00005 | N-1 TIE 400 kV DOBRUDJA- MEDGIDIA SUD | [RO-BG] [OPP] TIE 400 kV MEDGIDIA SUD - VARNA | RMED141 XVA_MG11 1 | 1490 | 2000 | -510 | 74 | -1036 | AC
BG_RO_CO_00005 | N-1 TIE 400 kV MEDGIDIA SUD - DOBRUDJA | [BG-RO] [OPP] TIE 400 kV MEDGIDIA SUD - VARNA | XVA_MG11 VVARNA11 1 | 1490 | 2000 | -510 | 74 | 1052 | AC
BG_RO_CO_00004 | N-1 TIE 400 kV MEDGIDIA SUD - VARNA | [BG-RO] [OPP] TIE 400 kV DOBRUDJA- MEDGIDIA SUD | XDO_MG11 VDOBRU11 1 | 1476 | 2000 | -524 | 74 | 1041 | AC
RO-BG_CO_00004 | N-1 TIE 400 kV MEDGIDIA SUD - VARNA | [RO-BG] [OPP] TIE 400 kV DOBRUDJA- MEDGIDIA SUD | RMEDG41 XDO_MG11 1 | 1476 | 2000 | -524 | 74 | -1022 | AC

## 2030
Detailed results
Generated at: | 08/05/2026 22:35:55
Business day: | 2026-05-10
Horizon: | 2DA
Timestamp | 20:30
Border & direction: | South-Romania Importing
Remedial actions | True
Margin satisfied | False
Final step | RAO
TTC [MW]: | 3367
Loading threshold | 0.7
Limiting CNEC | N-1 TIE 400 kV TINTARENI-KOZLODUI 2/[RO-RS] [OPP] TIE 400 kV Portile de Fier-Djerdap
Applied RAs
Non Costly RAO
CO ID | RA ID | Name of the RA | Usage | Type | Location | Status | Details
N/A | RO_RA_00004 | PRA 110 kV S5 | preventive | topological_ra | RO | applied | open --> close
N/A | RO_RA_00004 | PRA 110 kV S5 | preventive | topological_ra | RO | applied | open --> close
N/A | RO_RA_00004 | PRA 110 kV S5 | preventive | topological_ra | RO | applied | open --> close
N/A | RO_RA_00004 | PRA 110 kV S5 | preventive | topological_ra | RO | applied | open --> close
N/A | RO_RA_00005 | PRA 110 kV Pelicanu | preventive | topological_ra | RO | applied | open --> close
N/A | RO_RA_00005 | PRA 110 kV Pelicanu | preventive | topological_ra | RO | applied | open --> close
N/A | RO_RA_00005 | PRA 110 kV Pelicanu | preventive | topological_ra | RO | applied | open --> close
N/A | RO_RA_00005 | PRA 110 kV Pelicanu | preventive | topological_ra | RO | applied | close --> open
N/A | RO_RA_00005 | PRA 110 kV Pelicanu | preventive | topological_ra | RO | applied | close --> open
N/A | RO_RA_00005 | PRA 110 kV Pelicanu | preventive | topological_ra | RO | applied | open --> close
N/A | RO_RA_00002 | PRA 400/220kV AT Urechesti | preventive | pst_ra | RO | applied | LowerStep(-12.0) CurrentStep(-12) HigherStep(12.0)
N/A | RO_RA_00101 | PST_ARAD 400/220_3 | preventive | pst_ra | RO | applied | LowerStep(-12.0) CurrentStep(12) HigherStep(12.0)
N/A | RO_RA_00102 | PST_URECHESTI 400/220_1 | preventive | pst_ra | RO | applied | LowerStep(-12.0) CurrentStep(-12) HigherStep(12.0)
Costly RAO
RA RD ID | TSO | Generator Name | Minimum Power [MW] | Maximum Power [MW] | RDP- | RDP+ | P [MW] before RAO | P [MW] after RAO | P0 [MW] | Plimit+ [MW] | Plimit- [MW] | Started up | Shutdown
RO_RA_00114 | RO | RPDF222 _generator | 0 | 580 |  |  | 0 | 577 |  | 580 | 0 | TRUE | FALSE
RO_RA_00117 | RO | RGODI_5 _generator | 0 | 114 |  |  | 4 | 0 |  | 114 | 0 | FALSE | TRUE
RO_RA_00121 | RO | RFMEP_5 _generator | 0 | 14 |  |  | 1 | 0 |  | 14 | 0 | FALSE | TRUE
RO_RA_00122 | RO | RVLCE15 _generator | 0 | 55 |  |  | 2 | 0 |  | 55 | 0 | FALSE | TRUE
RO_RA_00123 | RO | RVALD_5 _generator | 0 | 15 |  |  | 1 | 0 |  | 15 | 0 | FALSE | TRUE
RO_RA_00126 | RO | RARGS_5 _generator | 0 | 31 |  |  | 1 | 0 |  | 31 | 0 | FALSE | TRUE
RO_RA_00127 | RO | RALBE_5 _generator | 0 | 30 |  |  | 1 | 0 |  | 30 | 0 | FALSE | TRUE
RO_RA_00128 | RO | RCERB_5 _generator | 0 | 15 |  |  | 1 | 0 |  | 15 | 0 | FALSE | TRUE
RO_RA_00129 | RO | RVLCE25 _generator | 0 | 12 |  |  | 1 | 0 |  | 12 | 0 | FALSE | TRUE
RO_RA_00130 | RO | RCLNG_5 _generator | 0 | 90 |  |  | 76 | 0 |  | 90 | 0 | FALSE | TRUE
RO_RA_00131 | RO | RLOTR22 _generator | 0 | 170 |  |  | 0 | 6 |  | 170 | 0 | TRUE | FALSE
RO_RA_00133 | RO | RBRDS25 _generator | 0 | 118 |  |  | 0 | 118 |  | 118 | 0 | TRUE | FALSE
RO_RA_00134 | RO | RSTUP_5 _generator | 0 | 45 |  |  | 16 | 0 |  | 45 | 0 | FALSE | TRUE
RO_RA_00135 | RO | RDAIES5 _generator | 0 | 37 |  |  | 26 | 0 |  | 37 | 0 | FALSE | TRUE
RO_RA_00136 | RO | RVILN_5 _generator | 0 | 46 |  |  | 16 | 0 |  | 46 | 0 | FALSE | TRUE
RO_RA_00137 | RO | RRIUR15 _generator | 0 | 48 |  |  | 34 | 0 |  | 48 | 0 | FALSE | TRUE
RO_RA_00138 | RO | RMARC_5 _generator | 0 | 39 |  |  | 13 | 0 |  | 39 | 0 | FALSE | TRUE
RO_RA_00139 | RO | RIONE_5 _generator | 0 | 38 |  |  | 27 | 0 |  | 38 | 0 | FALSE | TRUE
RO_RA_00140 | RO | RJIBL_5 _generator | 0 | 38 |  |  | 14 | 0 |  | 38 | 0 | FALSE | TRUE
RO_RA_00141 | RO | RZAVI_5 _generator | 0 | 38 |  |  | 27 | 0 |  | 38 | 0 | FALSE | TRUE
RO_RA_00142 | RO | RCHTU_5 _generator | 0 | 74 |  |  | 25 | 0 |  | 74 | 0 | FALSE | TRUE
RO_RA_00143 | RO | RTRAI_5 _generator | 0 | 45 |  |  | 29 | 0 |  | 45 | 0 | FALSE | TRUE
RO_RA_00144 | RO | RHGLOT5 _generator | 0 | 25 |  |  | 9 | 0 |  | 25 | 0 | FALSE | TRUE
RO_RA_00145 | RO | RCHESJ5 _generator | 0 | 50 |  |  | 26 | 0 |  | 50 | 0 | FALSE | TRUE
RO_RA_00146 | RO | RCHEAC5 _generator | 0 | 38 |  |  | 20 | 0 |  | 38 | 0 | FALSE | TRUE
RO_RA_00147 | RO | RCHEST5 _generator | 0 | 26 |  |  | 14 | 0 |  | 26 | 0 | FALSE | TRUE
RO_RA_00148 | RO | RCHEIO5 _generator | 0 | 53 |  |  | 28 | 0 |  | 53 | 0 | FALSE | TRUE
RO_RA_00149 | RO | RCHDO_5 _generator | 0 | 53 |  |  | 28 | 0 |  | 53 | 0 | FALSE | TRUE
RO_RA_00150 | RO | RFRUN_5 _generator | 0 | 53 |  |  | 28 | 0 |  | 53 | 0 | FALSE | TRUE
RO_RA_00151 | RO | RCIZBI5 _generator | 0 | 53 |  |  | 28 | 0 |  | 53 | 0 | FALSE | TRUE
RO_RA_00152 | RO | RRUSA_5 _generator | 0 | 53 |  |  | 28 | 0 |  | 53 | 0 | FALSE | TRUE
RO_RA_00153 | RO | RHCORN5 _generator | 0 | 59 |  |  | 9 | 0 |  | 59 | 0 | FALSE | TRUE
RO_RA_00154 | RO | RFAGA_5 _generator | 0 | 20 |  |  | 4 | 0 |  | 20 | 0 | FALSE | TRUE
RO_RA_00155 | RO | RUCEA25 _generator | 0 | 32 |  |  | 4 | 0 |  | 32 | 0 | FALSE | TRUE
RO_RA_00156 | RO | RUCEA15 _generator | 0 | 49 |  |  | 4 | 0 |  | 49 | 0 | FALSE | TRUE
RO_RA_00157 | RO | RCIRT_5 _generator | 0 | 54 |  |  | 14 | 0 |  | 54 | 0 | FALSE | TRUE
RO_RA_00160 | RO | RVADU_5 _generator | 0 | 67 |  |  | 16 | 0 |  | 67 | 0 | FALSE | TRUE
RO_RA_00161 | RO | RIZVO_5 _generator | 0 | 9 |  |  | 1 | 0 |  | 9 | 0 | FALSE | TRUE
RO_RA_00162 | RO | RDUMB_5 _generator | 0 | 23 |  |  | 2 | 0 |  | 23 | 0 | FALSE | TRUE
RO_RA_00163 | RO | RCOST_5 _generator | 0 | 24 |  |  | 2 | 0 |  | 24 | 0 | FALSE | TRUE
RO_RA_00164 | RO | RBUHU_5 _generator | 0 | 13 |  |  | 1 | 0 |  | 13 | 0 | FALSE | TRUE
RO_RA_00165 | RO | RRACO_5 _generator | 0 | 23 |  |  | 7 | 0 |  | 23 | 0 | FALSE | TRUE
RO_RA_00166 | RO | RGARL_5 _generator | 0 | 23 |  |  | 4 | 0 |  | 23 | 0 | FALSE | TRUE
RO_RA_00167 | RO | RLILI_5 _generator | 0 | 23 |  |  | 4 | 0 |  | 23 | 0 | FALSE | TRUE
RO_RA_00168 | RO | RBACS_5 _generator | 0 | 98 |  |  | 32 | 0 |  | 98 | 0 | FALSE | TRUE
RO_RA_00169 | RO | RFARA_5 _generator | 0 | 30 |  |  | 12 | 0 |  | 30 | 0 | FALSE | TRUE
RO_RA_00170 | RO | RSISC_5 _generator | 0 | 44 |  |  | 18 | 0 |  | 44 | 0 | FALSE | TRUE
RO_RA_00171 | RO | RMARA_5 _generator | 0 | 46 |  |  | 16 | 0 |  | 46 | 0 | FALSE | TRUE
RO_RA_00172 | RO | RTECU_5 _generator | 0 | 34 |  |  | 14 | 0 |  | 34 | 0 | FALSE | TRUE
RO_RA_00176 | RO | RSEBE_5 _generator | 0 | 55 |  |  | 2 | 0 |  | 55 | 0 | FALSE | TRUE
RO_RA_00181 | RO | RRETE_5 _generator | 0 | 20 |  |  | 2 | 0 |  | 20 | 0 | FALSE | TRUE
RO_RA_00182 | RO | RCIRNA5 _generator | 0 | 29 |  |  | 3 | 0 |  | 29 | 0 | FALSE | TRUE
RO_RA_00183 | RO | RCIRNB5 _generator | 0 | 27 |  |  | 2 | 0 |  | 27 | 0 | FALSE | TRUE
RO_RA_00184 | RO | RHATE_5 _generator | 0 | 52 |  |  | 4 | 0 |  | 52 | 0 | FALSE | TRUE
Non Costly Reduction
CO ID | RA ID | Name of the RA | Usage | Type | Location | Status | Details
Limiting CNECs
CO ID | Name of the CO | Name of the CNE | CNE UCTE branch | Calculated I (A) | I max (PATL) | Margin (A) | Loading (%) | Flow [MW] | LF type
RO-BG_CO_00002 | N-1 TIE 400 kV TINTARENI-KOZLODUI 2 | [RO-RS] [OPP] TIE 400 kV Portile de Fier-Djerdap | RPDFE41 XPF_DJ11 1 | 1567 | 1570 | -3 | 100 | -1121 | AC
RO-BG_CO_00001 | N-1 TIE 400 kV TINTARENI-KOZLODUI 1 | [RO-RS] [OPP] TIE 400 kV Portile de Fier-Djerdap | RPDFE41 XPF_DJ11 1 | 1567 | 1570 | -3 | 100 | -1121 | AC
RO-HU_CO_00001 | N-1 TIE 400 kV Arad-Sandorfalva | [RO-RS] [OPP] TIE 400 kV Portile de Fier-Djerdap | RPDFE41 XPF_DJ11 1 | 1504 | 1570 | -66 | 96 | -1076 | AC
RO_CO_00002 | N-1 OHL 400 kV Mintia-Arad | [RO-RS] [OPP] TIE 400 kV Portile de Fier-Djerdap | RPDFE41 XPF_DJ11 1 | 1483 | 1570 | -87 | 94 | -1061 | AC
RO-HU_CO_00002 | N-1 TIE 400 kV Nadab-Bekescsaba | [RO-RS] [OPP] TIE 400 kV Portile de Fier-Djerdap | RPDFE41 XPF_DJ11 1 | 1482 | 1570 | -88 | 94 | -1060 | AC
RO_CO_00027 | N-1 TRA 400/220 kV AT3 Arad | [RO-RS] [OPP] TIE 400 kV Portile de Fier-Djerdap | RPDFE41 XPF_DJ11 1 | 1475 | 1570 | -95 | 94 | -1056 | AC
RO-UA_CO_00001 | N-1 TIE 400 kV Rosiori-Mukacevo | [RO-RS] [OPP] TIE 400 kV Portile de Fier-Djerdap | RPDFE41 XPF_DJ11 1 | 1475 | 1570 | -95 | 94 | -1055 | AC
RO-RS_CO_00003 | N-1 TIE 400 kV Resita-Pancevo c2 | [RO-RS] [OPP] TIE 400 kV Portile de Fier-Djerdap | RPDFE41 XPF_DJ11 1 | 1469 | 1570 | -101 | 94 | -1050 | AC
RO-RS_CO_00004 | N-1 TIE 400 kV Resita-Pancevo c1 | [RO-RS] [OPP] TIE 400 kV Portile de Fier-Djerdap | RPDFE41 XPF_DJ11 1 | 1469 | 1570 | -101 | 94 | -1050 | AC
Base case | Base case | [RO-RS] [OPP] TIE 400 kV Portile de Fier-Djerdap | RPDFE41 XPF_DJ11 1 | 1457 | 1570 | -113 | 93 | -1043 | AC
RO_CO_00052 | N-1 OHL 400 kV Sofia Zapad -Nis | [RO-RS] [OPP] TIE 400 kV Portile de Fier-Djerdap | RPDFE41 XPF_DJ11 1 | 1432 | 1570 | -138 | 91 | -1025 | AC
RO-MD_CO_00001 | N-1 TIE 400 kV Isaccea - Vulcanesti | [RO-RS] [OPP] TIE 400 kV Portile de Fier-Djerdap | RPDFE41 XPF_DJ11 1 | 1424 | 1570 | -146 | 91 | -1020 | AC
RO_CO_00029 | N-1 OHL 220 kV Resita-Timisoara 1&2 | [RO-RS] [OPP] TIE 400 kV Portile de Fier-Djerdap | RPDFE41 XPF_DJ11 1 | 1362 | 1570 | -208 | 87 | -974 | AC
RO_CO_00001 | N-1 OHL 220 kV Portile de Fier-Resita 1&2 | [RO-RS] [OPP] TIE 400 kV Portile de Fier-Djerdap | RPDFE41 XPF_DJ11 1 | 1350 | 1570 | -220 | 86 | -965 | AC
RO_CO_00008 | N-1 OHL 400 kV Slatina-Portile de Fier | [RO-RO] [DIR] OHL 400 kV Portile de Fier-Urechesti | RPDF241 RUREC41 1 | 1461 | 1920 | -459 | 76 | 1047 | AC
BG_RO_CO_00005 | N-1 TIE 400 kV MEDGIDIA SUD - DOBRUDJA | [BG-RO] [OPP] TIE 400 kV MEDGIDIA SUD - VARNA | XVA_MG11 VVARNA11 1 | 1502 | 2000 | -498 | 75 | 1060 | AC
RO-BG_CO_00005 | N-1 TIE 400 kV DOBRUDJA- MEDGIDIA SUD | [RO-BG] [OPP] TIE 400 kV MEDGIDIA SUD - VARNA | RMED141 XVA_MG11 1 | 1502 | 2000 | -498 | 75 | -1043 | AC
RO-BG_CO_00004 | N-1 TIE 400 kV MEDGIDIA SUD - VARNA | [RO-BG] [OPP] TIE 400 kV DOBRUDJA- MEDGIDIA SUD | RMEDG41 XDO_MG11 1 | 1488 | 2000 | -512 | 74 | -1029 | AC
BG_RO_CO_00004 | N-1 TIE 400 kV MEDGIDIA SUD - VARNA | [BG-RO] [OPP] TIE 400 kV DOBRUDJA- MEDGIDIA SUD | XDO_MG11 VDOBRU11 1 | 1488 | 2000 | -512 | 74 | 1048 | AC

## 2130
Detailed results
Generated at: | 08/05/2026 22:35:55
Business day: | 2026-05-10
Horizon: | 2DA
Timestamp | 21:30
Border & direction: | South-Romania Importing
Remedial actions | True
Margin satisfied | False
Final step | RAO
TTC [MW]: | 3304
Loading threshold | 0.7
Limiting CNEC | N-1 TIE 400 kV TINTARENI-KOZLODUI 2/[RO-RS] [OPP] TIE 400 kV Portile de Fier-Djerdap
Applied RAs
Non Costly RAO
CO ID | RA ID | Name of the RA | Usage | Type | Location | Status | Details
N/A | RO_RA_00004 | PRA 110 kV S5 | preventive | topological_ra | RO | applied | open --> close
N/A | RO_RA_00004 | PRA 110 kV S5 | preventive | topological_ra | RO | applied | open --> close
N/A | RO_RA_00004 | PRA 110 kV S5 | preventive | topological_ra | RO | applied | open --> close
N/A | RO_RA_00004 | PRA 110 kV S5 | preventive | topological_ra | RO | applied | open --> close
N/A | RO_RA_00005 | PRA 110 kV Pelicanu | preventive | topological_ra | RO | applied | open --> close
N/A | RO_RA_00005 | PRA 110 kV Pelicanu | preventive | topological_ra | RO | applied | open --> close
N/A | RO_RA_00005 | PRA 110 kV Pelicanu | preventive | topological_ra | RO | applied | open --> close
N/A | RO_RA_00005 | PRA 110 kV Pelicanu | preventive | topological_ra | RO | applied | close --> open
N/A | RO_RA_00005 | PRA 110 kV Pelicanu | preventive | topological_ra | RO | applied | close --> open
N/A | RO_RA_00005 | PRA 110 kV Pelicanu | preventive | topological_ra | RO | applied | open --> close
N/A | RO_RA_00006 | PRA 110 kV Dobrogea | preventive | topological_ra | RO | applied | open --> close
N/A | RO_RA_00006 | PRA 110 kV Dobrogea | preventive | topological_ra | RO | applied | open --> close
N/A | RO_RA_00006 | PRA 110 kV Dobrogea | preventive | topological_ra | RO | applied | open --> close
N/A | RO_RA_00002 | PRA 400/220kV AT Urechesti | preventive | pst_ra | RO | applied | LowerStep(-12.0) CurrentStep(-12) HigherStep(12.0)
N/A | RO_RA_00101 | PST_ARAD 400/220_3 | preventive | pst_ra | RO | applied | LowerStep(-12.0) CurrentStep(12) HigherStep(12.0)
N/A | RO_RA_00102 | PST_URECHESTI 400/220_1 | preventive | pst_ra | RO | applied | LowerStep(-12.0) CurrentStep(-12) HigherStep(12.0)
Costly RAO
RA RD ID | TSO | Generator Name | Minimum Power [MW] | Maximum Power [MW] | RDP- | RDP+ | P [MW] before RAO | P [MW] after RAO | P0 [MW] | Plimit+ [MW] | Plimit- [MW] | Started up | Shutdown
RO_RA_00114 | RO | RPDF222 _generator | 0 | 580 |  |  | 0 | 580 |  | 580 | 0 | TRUE | FALSE
RO_RA_00115 | RO | RPDF212 _generator | 0 | 389 |  |  | 0 | 46 |  | 389 | 0 | TRUE | FALSE
RO_RA_00122 | RO | RVLCE15 _generator | 0 | 55 |  |  | 2 | 0 |  | 55 | 0 | FALSE | TRUE
RO_RA_00126 | RO | RARGS_5 _generator | 0 | 31 |  |  | 1 | 0 |  | 31 | 0 | FALSE | TRUE
RO_RA_00127 | RO | RALBE_5 _generator | 0 | 30 |  |  | 1 | 0 |  | 30 | 0 | FALSE | TRUE
RO_RA_00130 | RO | RCLNG_5 _generator | 0 | 90 |  |  | 75 | 0 |  | 90 | 0 | FALSE | TRUE
RO_RA_00134 | RO | RSTUP_5 _generator | 0 | 45 |  |  | 15 | 0 |  | 45 | 0 | FALSE | TRUE
RO_RA_00135 | RO | RDAIES5 _generator | 0 | 37 |  |  | 24 | 0 |  | 37 | 0 | FALSE | TRUE
RO_RA_00136 | RO | RVILN_5 _generator | 0 | 46 |  |  | 15 | 0 |  | 46 | 0 | FALSE | TRUE
RO_RA_00137 | RO | RRIUR15 _generator | 0 | 48 |  |  | 31 | 0 |  | 48 | 0 | FALSE | TRUE
RO_RA_00138 | RO | RMARC_5 _generator | 0 | 39 |  |  | 12 | 0 |  | 39 | 0 | FALSE | TRUE
RO_RA_00139 | RO | RIONE_5 _generator | 0 | 38 |  |  | 25 | 0 |  | 38 | 0 | FALSE | TRUE
RO_RA_00140 | RO | RJIBL_5 _generator | 0 | 38 |  |  | 12 | 0 |  | 38 | 0 | FALSE | TRUE
RO_RA_00141 | RO | RZAVI_5 _generator | 0 | 38 |  |  | 25 | 0 |  | 38 | 0 | FALSE | TRUE
RO_RA_00142 | RO | RCHTU_5 _generator | 0 | 74 |  |  | 23 | 0 |  | 74 | 0 | FALSE | TRUE
RO_RA_00143 | RO | RTRAI_5 _generator | 0 | 45 |  |  | 26 | 0 |  | 45 | 0 | FALSE | TRUE
RO_RA_00144 | RO | RHGLOT5 _generator | 0 | 25 |  |  | 9 | 0 |  | 25 | 0 | FALSE | TRUE
RO_RA_00145 | RO | RCHESJ5 _generator | 0 | 50 |  |  | 26 | 0 |  | 50 | 0 | FALSE | TRUE
RO_RA_00146 | RO | RCHEAC5 _generator | 0 | 38 |  |  | 20 | 0 |  | 38 | 0 | FALSE | TRUE
RO_RA_00147 | RO | RCHEST5 _generator | 0 | 26 |  |  | 13 | 0 |  | 26 | 0 | FALSE | TRUE
RO_RA_00148 | RO | RCHEIO5 _generator | 0 | 53 |  |  | 27 | 0 |  | 53 | 0 | FALSE | TRUE
RO_RA_00149 | RO | RCHDO_5 _generator | 0 | 53 |  |  | 27 | 0 |  | 53 | 0 | FALSE | TRUE
RO_RA_00150 | RO | RFRUN_5 _generator | 0 | 53 |  |  | 27 | 0 |  | 53 | 0 | FALSE | TRUE
RO_RA_00151 | RO | RCIZBI5 _generator | 0 | 53 |  |  | 27 | 0 |  | 53 | 0 | FALSE | TRUE
RO_RA_00152 | RO | RRUSA_5 _generator | 0 | 53 |  |  | 27 | 0 |  | 53 | 0 | FALSE | TRUE
RO_RA_00153 | RO | RHCORN5 _generator | 0 | 59 |  |  | 9 | 0 |  | 59 | 0 | FALSE | TRUE
RO_RA_00154 | RO | RFAGA_5 _generator | 0 | 20 |  |  | 4 | 0 |  | 20 | 0 | FALSE | TRUE
RO_RA_00155 | RO | RUCEA25 _generator | 0 | 32 |  |  | 4 | 0 |  | 32 | 0 | FALSE | TRUE
RO_RA_00156 | RO | RUCEA15 _generator | 0 | 49 |  |  | 4 | 0 |  | 49 | 0 | FALSE | TRUE
RO_RA_00157 | RO | RCIRT_5 _generator | 0 | 54 |  |  | 14 | 41 |  | 54 | 0 | FALSE | FALSE
RO_RA_00160 | RO | RVADU_5 _generator | 0 | 67 |  |  | 16 | 0 |  | 67 | 0 | FALSE | TRUE
RO_RA_00161 | RO | RIZVO_5 _generator | 0 | 9 |  |  | 1 | 0 |  | 9 | 0 | FALSE | TRUE
RO_RA_00162 | RO | RDUMB_5 _generator | 0 | 23 |  |  | 2 | 0 |  | 23 | 0 | FALSE | TRUE
RO_RA_00163 | RO | RCOST_5 _generator | 0 | 24 |  |  | 2 | 0 |  | 24 | 0 | FALSE | TRUE
RO_RA_00164 | RO | RBUHU_5 _generator | 0 | 13 |  |  | 1 | 0 |  | 13 | 0 | FALSE | TRUE
RO_RA_00165 | RO | RRACO_5 _generator | 0 | 23 |  |  | 7 | 0 |  | 23 | 0 | FALSE | TRUE
RO_RA_00166 | RO | RGARL_5 _generator | 0 | 23 |  |  | 4 | 0 |  | 23 | 0 | FALSE | TRUE
RO_RA_00167 | RO | RLILI_5 _generator | 0 | 23 |  |  | 4 | 0 |  | 23 | 0 | FALSE | TRUE
RO_RA_00168 | RO | RBACS_5 _generator | 0 | 98 |  |  | 32 | 0 |  | 98 | 0 | FALSE | TRUE
RO_RA_00169 | RO | RFARA_5 _generator | 0 | 30 |  |  | 12 | 0 |  | 30 | 0 | FALSE | TRUE
RO_RA_00170 | RO | RSISC_5 _generator | 0 | 44 |  |  | 18 | 0 |  | 44 | 0 | FALSE | TRUE
RO_RA_00171 | RO | RMARA_5 _generator | 0 | 46 |  |  | 16 | 0 |  | 46 | 0 | FALSE | TRUE
RO_RA_00172 | RO | RTECU_5 _generator | 0 | 34 |  |  | 14 | 0 |  | 34 | 0 | FALSE | TRUE
RO_RA_00176 | RO | RSEBE_5 _generator | 0 | 55 |  |  | 2 | 0 |  | 55 | 0 | FALSE | TRUE
RO_RA_00181 | RO | RRETE_5 _generator | 0 | 20 |  |  | 2 | 0 |  | 20 | 0 | FALSE | TRUE
RO_RA_00182 | RO | RCIRNA5 _generator | 0 | 29 |  |  | 3 | 0 |  | 29 | 0 | FALSE | TRUE
RO_RA_00183 | RO | RCIRNB5 _generator | 0 | 27 |  |  | 2 | 0 |  | 27 | 0 | FALSE | TRUE
RO_RA_00184 | RO | RHATE_5 _generator | 0 | 52 |  |  | 4 | 0 |  | 52 | 0 | FALSE | TRUE
Non Costly Reduction
CO ID | RA ID | Name of the RA | Usage | Type | Location | Status | Details
Limiting CNECs
CO ID | Name of the CO | Name of the CNE | CNE UCTE branch | Calculated I (A) | I max (PATL) | Margin (A) | Loading (%) | Flow [MW] | LF type
RO-BG_CO_00001 | N-1 TIE 400 kV TINTARENI-KOZLODUI 1 | [RO-RS] [OPP] TIE 400 kV Portile de Fier-Djerdap | RPDFE41 XPF_DJ11 1 | 1568 | 1570 | -2 | 100 | -1121 | AC
RO-BG_CO_00002 | N-1 TIE 400 kV TINTARENI-KOZLODUI 2 | [RO-RS] [OPP] TIE 400 kV Portile de Fier-Djerdap | RPDFE41 XPF_DJ11 1 | 1568 | 1570 | -2 | 100 | -1121 | AC
RO-HU_CO_00001 | N-1 TIE 400 kV Arad-Sandorfalva | [RO-RS] [OPP] TIE 400 kV Portile de Fier-Djerdap | RPDFE41 XPF_DJ11 1 | 1505 | 1570 | -65 | 96 | -1077 | AC
RO_CO_00002 | N-1 OHL 400 kV Mintia-Arad | [RO-RS] [OPP] TIE 400 kV Portile de Fier-Djerdap | RPDFE41 XPF_DJ11 1 | 1486 | 1570 | -84 | 95 | -1063 | AC
RO-HU_CO_00002 | N-1 TIE 400 kV Nadab-Bekescsaba | [RO-RS] [OPP] TIE 400 kV Portile de Fier-Djerdap | RPDFE41 XPF_DJ11 1 | 1484 | 1570 | -86 | 95 | -1062 | AC
RO-UA_CO_00001 | N-1 TIE 400 kV Rosiori-Mukacevo | [RO-RS] [OPP] TIE 400 kV Portile de Fier-Djerdap | RPDFE41 XPF_DJ11 1 | 1482 | 1570 | -88 | 94 | -1060 | AC
RO_CO_00027 | N-1 TRA 400/220 kV AT3 Arad | [RO-RS] [OPP] TIE 400 kV Portile de Fier-Djerdap | RPDFE41 XPF_DJ11 1 | 1475 | 1570 | -95 | 94 | -1055 | AC
RO-RS_CO_00003 | N-1 TIE 400 kV Resita-Pancevo c2 | [RO-RS] [OPP] TIE 400 kV Portile de Fier-Djerdap | RPDFE41 XPF_DJ11 1 | 1466 | 1570 | -104 | 93 | -1047 | AC
RO-RS_CO_00004 | N-1 TIE 400 kV Resita-Pancevo c1 | [RO-RS] [OPP] TIE 400 kV Portile de Fier-Djerdap | RPDFE41 XPF_DJ11 1 | 1466 | 1570 | -104 | 93 | -1047 | AC
Base case | Base case | [RO-RS] [OPP] TIE 400 kV Portile de Fier-Djerdap | RPDFE41 XPF_DJ11 1 | 1459 | 1570 | -111 | 93 | -1044 | AC
RO_CO_00052 | N-1 OHL 400 kV Sofia Zapad -Nis | [RO-RS] [OPP] TIE 400 kV Portile de Fier-Djerdap | RPDFE41 XPF_DJ11 1 | 1428 | 1570 | -142 | 91 | -1022 | AC
RO-MD_CO_00001 | N-1 TIE 400 kV Isaccea - Vulcanesti | [RO-RS] [OPP] TIE 400 kV Portile de Fier-Djerdap | RPDFE41 XPF_DJ11 1 | 1426 | 1570 | -144 | 91 | -1021 | AC
RO_CO_00029 | N-1 OHL 220 kV Resita-Timisoara 1&2 | [RO-RS] [OPP] TIE 400 kV Portile de Fier-Djerdap | RPDFE41 XPF_DJ11 1 | 1363 | 1570 | -207 | 87 | -974 | AC
RO_CO_00001 | N-1 OHL 220 kV Portile de Fier-Resita 1&2 | [RO-RS] [OPP] TIE 400 kV Portile de Fier-Djerdap | RPDFE41 XPF_DJ11 1 | 1346 | 1570 | -224 | 86 | -962 | AC
RO_CO_00008 | N-1 OHL 400 kV Slatina-Portile de Fier | [RO-RO] [DIR] OHL 400 kV Portile de Fier-Urechesti | RPDF241 RUREC41 1 | 1478 | 1920 | -442 | 77 | 1059 | AC
RO-BG_CO_00005 | N-1 TIE 400 kV DOBRUDJA- MEDGIDIA SUD | [RO-BG] [OPP] TIE 400 kV MEDGIDIA SUD - VARNA | RMED141 XVA_MG11 1 | 1475 | 2000 | -525 | 74 | -1027 | AC
BG_RO_CO_00005 | N-1 TIE 400 kV MEDGIDIA SUD - DOBRUDJA | [BG-RO] [OPP] TIE 400 kV MEDGIDIA SUD - VARNA | XVA_MG11 VVARNA11 1 | 1475 | 2000 | -525 | 74 | 1044 | AC
RO-BG_CO_00004 | N-1 TIE 400 kV MEDGIDIA SUD - VARNA | [RO-BG] [OPP] TIE 400 kV DOBRUDJA- MEDGIDIA SUD | RMEDG41 XDO_MG11 1 | 1461 | 2000 | -539 | 73 | -1014 | AC
BG_RO_CO_00004 | N-1 TIE 400 kV MEDGIDIA SUD - VARNA | [BG-RO] [OPP] TIE 400 kV DOBRUDJA- MEDGIDIA SUD | XDO_MG11 VDOBRU11 1 | 1461 | 2000 | -539 | 73 | 1033 | AC

## 2230
Detailed results
Generated at: | 08/05/2026 22:35:55
Business day: | 2026-05-10
Horizon: | 2DA
Timestamp | 22:30
Border & direction: | South-Romania Importing
Remedial actions | True
Margin satisfied | False
Final step | RAO
TTC [MW]: | 3176
Loading threshold | 0.7
Limiting CNEC | N-1 TIE 400 kV TINTARENI-KOZLODUI 1/[RO-RS] [OPP] TIE 400 kV Portile de Fier-Djerdap
Applied RAs
Non Costly RAO
CO ID | RA ID | Name of the RA | Usage | Type | Location | Status | Details
N/A | RO_RA_00004 | PRA 110 kV S5 | preventive | topological_ra | RO | applied | open --> close
N/A | RO_RA_00004 | PRA 110 kV S5 | preventive | topological_ra | RO | applied | open --> close
N/A | RO_RA_00004 | PRA 110 kV S5 | preventive | topological_ra | RO | applied | open --> close
N/A | RO_RA_00004 | PRA 110 kV S5 | preventive | topological_ra | RO | applied | open --> close
N/A | RO_RA_00005 | PRA 110 kV Pelicanu | preventive | topological_ra | RO | applied | open --> close
N/A | RO_RA_00005 | PRA 110 kV Pelicanu | preventive | topological_ra | RO | applied | open --> close
N/A | RO_RA_00005 | PRA 110 kV Pelicanu | preventive | topological_ra | RO | applied | open --> close
N/A | RO_RA_00005 | PRA 110 kV Pelicanu | preventive | topological_ra | RO | applied | close --> open
N/A | RO_RA_00005 | PRA 110 kV Pelicanu | preventive | topological_ra | RO | applied | close --> open
N/A | RO_RA_00005 | PRA 110 kV Pelicanu | preventive | topological_ra | RO | applied | open --> close
N/A | RO_RA_00002 | PRA 400/220kV AT Urechesti | preventive | pst_ra | RO | applied | LowerStep(-12.0) CurrentStep(-12) HigherStep(12.0)
N/A | RO_RA_00101 | PST_ARAD 400/220_3 | preventive | pst_ra | RO | applied | LowerStep(-12.0) CurrentStep(12) HigherStep(12.0)
N/A | RO_RA_00102 | PST_URECHESTI 400/220_1 | preventive | pst_ra | RO | applied | LowerStep(-12.0) CurrentStep(-12) HigherStep(12.0)
Costly RAO
RA RD ID | TSO | Generator Name | Minimum Power [MW] | Maximum Power [MW] | RDP- | RDP+ | P [MW] before RAO | P [MW] after RAO | P0 [MW] | Plimit+ [MW] | Plimit- [MW] | Started up | Shutdown
RO_RA_00114 | RO | RPDF222 _generator | 0 | 580 |  |  | 0 | 458 |  | 580 | 0 | TRUE | FALSE
RO_RA_00122 | RO | RVLCE15 _generator | 0 | 55 |  |  | 2 | 0 |  | 55 | 0 | FALSE | TRUE
RO_RA_00126 | RO | RARGS_5 _generator | 0 | 31 |  |  | 1 | 0 |  | 31 | 0 | FALSE | TRUE
RO_RA_00127 | RO | RALBE_5 _generator | 0 | 30 |  |  | 1 | 0 |  | 30 | 0 | FALSE | TRUE
RO_RA_00130 | RO | RCLNG_5 _generator | 0 | 90 |  |  | 29 | 0 |  | 90 | 0 | FALSE | TRUE
RO_RA_00133 | RO | RBRDS25 _generator | 0 | 118 |  |  | 0 | 1 |  | 118 | 0 | TRUE | FALSE
RO_RA_00134 | RO | RSTUP_5 _generator | 0 | 45 |  |  | 14 | 0 |  | 45 | 0 | FALSE | TRUE
RO_RA_00135 | RO | RDAIES5 _generator | 0 | 37 |  |  | 22 | 0 |  | 37 | 0 | FALSE | TRUE
RO_RA_00136 | RO | RVILN_5 _generator | 0 | 46 |  |  | 14 | 0 |  | 46 | 0 | FALSE | TRUE
RO_RA_00137 | RO | RRIUR15 _generator | 0 | 48 |  |  | 29 | 0 |  | 48 | 0 | FALSE | TRUE
RO_RA_00138 | RO | RMARC_5 _generator | 0 | 39 |  |  | 11 | 0 |  | 39 | 0 | FALSE | TRUE
RO_RA_00139 | RO | RIONE_5 _generator | 0 | 38 |  |  | 23 | 0 |  | 38 | 0 | FALSE | TRUE
RO_RA_00140 | RO | RJIBL_5 _generator | 0 | 38 |  |  | 11 | 0 |  | 38 | 0 | FALSE | TRUE
RO_RA_00141 | RO | RZAVI_5 _generator | 0 | 38 |  |  | 23 | 0 |  | 38 | 0 | FALSE | TRUE
RO_RA_00142 | RO | RCHTU_5 _generator | 0 | 74 |  |  | 21 | 0 |  | 74 | 0 | FALSE | TRUE
RO_RA_00143 | RO | RTRAI_5 _generator | 0 | 45 |  |  | 24 | 0 |  | 45 | 0 | FALSE | TRUE
RO_RA_00144 | RO | RHGLOT5 _generator | 0 | 25 |  |  | 8 | 0 |  | 25 | 0 | FALSE | TRUE
RO_RA_00145 | RO | RCHESJ5 _generator | 0 | 50 |  |  | 24 | 0 |  | 50 | 0 | FALSE | TRUE
RO_RA_00146 | RO | RCHEAC5 _generator | 0 | 38 |  |  | 18 | 0 |  | 38 | 0 | FALSE | TRUE
RO_RA_00147 | RO | RCHEST5 _generator | 0 | 26 |  |  | 13 | 0 |  | 26 | 0 | FALSE | TRUE
RO_RA_00148 | RO | RCHEIO5 _generator | 0 | 53 |  |  | 26 | 0 |  | 53 | 0 | FALSE | TRUE
RO_RA_00149 | RO | RCHDO_5 _generator | 0 | 53 |  |  | 26 | 0 |  | 53 | 0 | FALSE | TRUE
RO_RA_00150 | RO | RFRUN_5 _generator | 0 | 53 |  |  | 26 | 0 |  | 53 | 0 | FALSE | TRUE
RO_RA_00151 | RO | RCIZBI5 _generator | 0 | 53 |  |  | 26 | 0 |  | 53 | 0 | FALSE | TRUE
RO_RA_00152 | RO | RRUSA_5 _generator | 0 | 53 |  |  | 26 | 0 |  | 53 | 0 | FALSE | TRUE
RO_RA_00153 | RO | RHCORN5 _generator | 0 | 59 |  |  | 8 | 0 |  | 59 | 0 | FALSE | TRUE
RO_RA_00154 | RO | RFAGA_5 _generator | 0 | 20 |  |  | 4 | 20 |  | 20 | 0 | FALSE | FALSE
RO_RA_00155 | RO | RUCEA25 _generator | 0 | 32 |  |  | 4 | 32 |  | 32 | 0 | FALSE | FALSE
RO_RA_00156 | RO | RUCEA15 _generator | 0 | 49 |  |  | 4 | 0 |  | 49 | 0 | FALSE | TRUE
RO_RA_00157 | RO | RCIRT_5 _generator | 0 | 54 |  |  | 13 | 54 |  | 54 | 0 | FALSE | FALSE
RO_RA_00160 | RO | RVADU_5 _generator | 0 | 67 |  |  | 15 | 0 |  | 67 | 0 | FALSE | TRUE
RO_RA_00161 | RO | RIZVO_5 _generator | 0 | 9 |  |  | 1 | 0 |  | 9 | 0 | FALSE | TRUE
RO_RA_00162 | RO | RDUMB_5 _generator | 0 | 23 |  |  | 2 | 0 |  | 23 | 0 | FALSE | TRUE
RO_RA_00163 | RO | RCOST_5 _generator | 0 | 24 |  |  | 2 | 0 |  | 24 | 0 | FALSE | TRUE
RO_RA_00164 | RO | RBUHU_5 _generator | 0 | 13 |  |  | 1 | 0 |  | 13 | 0 | FALSE | TRUE
RO_RA_00165 | RO | RRACO_5 _generator | 0 | 23 |  |  | 7 | 0 |  | 23 | 0 | FALSE | TRUE
RO_RA_00166 | RO | RGARL_5 _generator | 0 | 23 |  |  | 3 | 0 |  | 23 | 0 | FALSE | TRUE
RO_RA_00167 | RO | RLILI_5 _generator | 0 | 23 |  |  | 3 | 0 |  | 23 | 0 | FALSE | TRUE
RO_RA_00168 | RO | RBACS_5 _generator | 0 | 98 |  |  | 25 | 0 |  | 98 | 0 | FALSE | TRUE
RO_RA_00169 | RO | RFARA_5 _generator | 0 | 30 |  |  | 9 | 0 |  | 30 | 0 | FALSE | TRUE
RO_RA_00170 | RO | RSISC_5 _generator | 0 | 44 |  |  | 12 | 0 |  | 44 | 0 | FALSE | TRUE
RO_RA_00171 | RO | RMARA_5 _generator | 0 | 46 |  |  | 11 | 0 |  | 46 | 0 | FALSE | TRUE
RO_RA_00172 | RO | RTECU_5 _generator | 0 | 34 |  |  | 10 | 0 |  | 34 | 0 | FALSE | TRUE
RO_RA_00176 | RO | RSEBE_5 _generator | 0 | 55 |  |  | 2 | 0 |  | 55 | 0 | FALSE | TRUE
RO_RA_00181 | RO | RRETE_5 _generator | 0 | 20 |  |  | 2 | 0 |  | 20 | 0 | FALSE | TRUE
RO_RA_00182 | RO | RCIRNA5 _generator | 0 | 29 |  |  | 3 | 0 |  | 29 | 0 | FALSE | TRUE
RO_RA_00183 | RO | RCIRNB5 _generator | 0 | 27 |  |  | 2 | 0 |  | 27 | 0 | FALSE | TRUE
RO_RA_00184 | RO | RHATE_5 _generator | 0 | 52 |  |  | 4 | 0 |  | 52 | 0 | FALSE | TRUE
Non Costly Reduction
CO ID | RA ID | Name of the RA | Usage | Type | Location | Status | Details
Limiting CNECs
CO ID | Name of the CO | Name of the CNE | CNE UCTE branch | Calculated I (A) | I max (PATL) | Margin (A) | Loading (%) | Flow [MW] | LF type
RO-BG_CO_00001 | N-1 TIE 400 kV TINTARENI-KOZLODUI 1 | [RO-RS] [OPP] TIE 400 kV Portile de Fier-Djerdap | RPDFE41 XPF_DJ11 1 | 1567 | 1570 | -3 | 100 | -1122 | AC
RO-BG_CO_00002 | N-1 TIE 400 kV TINTARENI-KOZLODUI 2 | [RO-RS] [OPP] TIE 400 kV Portile de Fier-Djerdap | RPDFE41 XPF_DJ11 1 | 1567 | 1570 | -3 | 100 | -1122 | AC
RO-HU_CO_00001 | N-1 TIE 400 kV Arad-Sandorfalva | [RO-RS] [OPP] TIE 400 kV Portile de Fier-Djerdap | RPDFE41 XPF_DJ11 1 | 1505 | 1570 | -65 | 96 | -1079 | AC
RO-UA_CO_00001 | N-1 TIE 400 kV Rosiori-Mukacevo | [RO-RS] [OPP] TIE 400 kV Portile de Fier-Djerdap | RPDFE41 XPF_DJ11 1 | 1491 | 1570 | -79 | 95 | -1068 | AC
RO_CO_00002 | N-1 OHL 400 kV Mintia-Arad | [RO-RS] [OPP] TIE 400 kV Portile de Fier-Djerdap | RPDFE41 XPF_DJ11 1 | 1488 | 1570 | -82 | 95 | -1066 | AC
RO-HU_CO_00002 | N-1 TIE 400 kV Nadab-Bekescsaba | [RO-RS] [OPP] TIE 400 kV Portile de Fier-Djerdap | RPDFE41 XPF_DJ11 1 | 1488 | 1570 | -82 | 95 | -1066 | AC
RO_CO_00027 | N-1 TRA 400/220 kV AT3 Arad | [RO-RS] [OPP] TIE 400 kV Portile de Fier-Djerdap | RPDFE41 XPF_DJ11 1 | 1484 | 1570 | -86 | 95 | -1064 | AC
RO-RS_CO_00003 | N-1 TIE 400 kV Resita-Pancevo c2 | [RO-RS] [OPP] TIE 400 kV Portile de Fier-Djerdap | RPDFE41 XPF_DJ11 1 | 1477 | 1570 | -93 | 94 | -1057 | AC
RO-RS_CO_00004 | N-1 TIE 400 kV Resita-Pancevo c1 | [RO-RS] [OPP] TIE 400 kV Portile de Fier-Djerdap | RPDFE41 XPF_DJ11 1 | 1477 | 1570 | -93 | 94 | -1057 | AC
Base case | Base case | [RO-RS] [OPP] TIE 400 kV Portile de Fier-Djerdap | RPDFE41 XPF_DJ11 1 | 1461 | 1570 | -109 | 93 | -1047 | AC
RO-MD_CO_00001 | N-1 TIE 400 kV Isaccea - Vulcanesti | [RO-RS] [OPP] TIE 400 kV Portile de Fier-Djerdap | RPDFE41 XPF_DJ11 1 | 1439 | 1570 | -131 | 92 | -1032 | AC
RO_CO_00052 | N-1 OHL 400 kV Sofia Zapad -Nis | [RO-RS] [OPP] TIE 400 kV Portile de Fier-Djerdap | RPDFE41 XPF_DJ11 1 | 1421 | 1570 | -149 | 91 | -1018 | AC
RO_CO_00029 | N-1 OHL 220 kV Resita-Timisoara 1&2 | [RO-RS] [OPP] TIE 400 kV Portile de Fier-Djerdap | RPDFE41 XPF_DJ11 1 | 1384 | 1570 | -186 | 88 | -991 | AC
RO_CO_00001 | N-1 OHL 220 kV Portile de Fier-Resita 1&2 | [RO-RS] [OPP] TIE 400 kV Portile de Fier-Djerdap | RPDFE41 XPF_DJ11 1 | 1362 | 1570 | -208 | 87 | -976 | AC

## 2330
Detailed results
Generated at: | 08/05/2026 22:35:56
Business day: | 2026-05-10
Horizon: | 2DA
Timestamp | 23:30
Border & direction: | South-Romania Importing
Remedial actions | False
Margin satisfied | True
Final step | Margin Calculation
TTC [MW]: | 3208.76
Loading threshold | 0.7
Limiting CNEC | N-1 TIE 400 kV TINTARENI-KOZLODUI 2/[RO-RS] [OPP] TIE 400 kV Portile de Fier-Djerdap
Applied RAs
Non Costly RAO
CO ID | RA ID | Name of the RA | Usage | Type | Location | Status | Details
Costly RAO
RA RD ID | TSO | Generator Name | Minimum Power [MW] | Maximum Power [MW] | RDP- | RDP+ | P [MW] before RAO | P [MW] after RAO | P0 [MW] | Plimit+ [MW] | Plimit- [MW] | Started up | Shutdown
Non Costly Reduction
CO ID | RA ID | Name of the RA | Usage | Type | Location | Status | Details
Limiting CNECs
CO ID | Name of the CO | Name of the CNE | CNE UCTE branch | Calculated I (A) | I max (PATL) | Margin (A) | Loading (%) | Flow [MW] | LF type
RO-BG_CO_00001 | N-1 TIE 400 kV TINTARENI-KOZLODUI 1 | [RO-RS] [OPP] TIE 400 kV Portile de Fier-Djerdap | RPDFE41 XPF_DJ11 1 | 1567 | 1570 | -3 | 100 | -1124 | AC
RO-BG_CO_00002 | N-1 TIE 400 kV TINTARENI-KOZLODUI 2 | [RO-RS] [OPP] TIE 400 kV Portile de Fier-Djerdap | RPDFE41 XPF_DJ11 1 | 1567 | 1570 | -3 | 100 | -1124 | AC
RO-HU_CO_00001 | N-1 TIE 400 kV Arad-Sandorfalva | [RO-RS] [OPP] TIE 400 kV Portile de Fier-Djerdap | RPDFE41 XPF_DJ11 1 | 1504 | 1570 | -66 | 96 | -1079 | AC
RO-RS_CO_00003 | N-1 TIE 400 kV Resita-Pancevo c2 | [RO-RS] [OPP] TIE 400 kV Portile de Fier-Djerdap | RPDFE41 XPF_DJ11 1 | 1500 | 1570 | -70 | 96 | -1077 | AC
RO-RS_CO_00004 | N-1 TIE 400 kV Resita-Pancevo c1 | [RO-RS] [OPP] TIE 400 kV Portile de Fier-Djerdap | RPDFE41 XPF_DJ11 1 | 1500 | 1570 | -70 | 96 | -1077 | AC
RO-UA_CO_00001 | N-1 TIE 400 kV Rosiori-Mukacevo | [RO-RS] [OPP] TIE 400 kV Portile de Fier-Djerdap | RPDFE41 XPF_DJ11 1 | 1497 | 1570 | -73 | 95 | -1074 | AC
RO_CO_00002 | N-1 OHL 400 kV Mintia-Arad | [RO-RS] [OPP] TIE 400 kV Portile de Fier-Djerdap | RPDFE41 XPF_DJ11 1 | 1494 | 1570 | -76 | 95 | -1071 | AC
RO-HU_CO_00002 | N-1 TIE 400 kV Nadab-Bekescsaba | [RO-RS] [OPP] TIE 400 kV Portile de Fier-Djerdap | RPDFE41 XPF_DJ11 1 | 1490 | 1570 | -80 | 95 | -1068 | AC
RO_CO_00027 | N-1 TRA 400/220 kV AT3 Arad | [RO-RS] [OPP] TIE 400 kV Portile de Fier-Djerdap | RPDFE41 XPF_DJ11 1 | 1472 | 1570 | -98 | 94 | -1056 | AC
Base case | Base case | [RO-RS] [OPP] TIE 400 kV Portile de Fier-Djerdap | RPDFE41 XPF_DJ11 1 | 1464 | 1570 | -106 | 93 | -1050 | AC
RO-MD_CO_00001 | N-1 TIE 400 kV Isaccea - Vulcanesti | [RO-RS] [OPP] TIE 400 kV Portile de Fier-Djerdap | RPDFE41 XPF_DJ11 1 | 1453 | 1570 | -117 | 93 | -1041 | AC
RO_CO_00052 | N-1 OHL 400 kV Sofia Zapad -Nis | [RO-RS] [OPP] TIE 400 kV Portile de Fier-Djerdap | RPDFE41 XPF_DJ11 1 | 1422 | 1570 | -148 | 91 | -1019 | AC
RO_CO_00029 | N-1 OHL 220 kV Resita-Timisoara 1&2 | [RO-RS] [OPP] TIE 400 kV Portile de Fier-Djerdap | RPDFE41 XPF_DJ11 1 | 1389 | 1570 | -181 | 88 | -995 | AC
RO_CO_00001 | N-1 OHL 220 kV Portile de Fier-Resita 1&2 | [RO-RS] [OPP] TIE 400 kV Portile de Fier-Djerdap | RPDFE41 XPF_DJ11 1 | 1387 | 1570 | -183 | 88 | -996 | AC
RO_CO_00009 | N-1 OHL 400 kV Iernut-Sibiu Sud | [RO-RO] [DIR] TRA 400/220 kV AT Rosiori | RROS241 RROSI22 2 | 714 | 999 | -285 | 71 | 278 | AC