## 0030
Detailed results
Generated at: | 20/05/2026 22:42:28
Business day: | 2026-05-22
Horizon: | 2DA
Timestamp | 00:30
Border & direction: | South-Romania Importing
Remedial actions | False
Margin satisfied | True
Final step | Margin Calculation
TTC [MW]: | 3554.25
Loading threshold | 0.7
Limiting CNEC | N-1 TIE 400 kV TINTARENI-KOZLODUI 1/[RO-RS] [OPP] TIE 400 kV Portile de Fier-Djerdap
Applied RAs
Non Costly RAO
CO ID | RA ID | Name of the RA | Usage | Type | Location | Status | Details
Costly RAO
RA RD ID | TSO | Generator Name | Minimum Power [MW] | Maximum Power [MW] | RDP- | RDP+ | P [MW] before RAO | P [MW] after RAO | P0 [MW] | Plimit+ [MW] | Plimit- [MW] | Started up | Shutdown
Non Costly Reduction
CO ID | RA ID | Name of the RA | Usage | Type | Location | Status | Details
Limiting CNECs
CO ID | Name of the CO | Name of the CNE | CNE UCTE branch | Calculated I (A) | I max (PATL) | Margin (A) | Loading (%) | Flow [MW] | LF type
RO-BG_CO_00002 | N-1 TIE 400 kV TINTARENI-KOZLODUI 2 | [RO-RS] [OPP] TIE 400 kV Portile de Fier-Djerdap | RPDFE41 XPF_DJ11 1 | 1534 | 1570 | -36 | 98 | -1086 | AC
RO-BG_CO_00001 | N-1 TIE 400 kV TINTARENI-KOZLODUI 1 | [RO-RS] [OPP] TIE 400 kV Portile de Fier-Djerdap | RPDFE41 XPF_DJ11 1 | 1534 | 1570 | -36 | 98 | -1086 | AC
RO-RS_CO_00003 | N-1 TIE 400 kV Resita-Pancevo c2 | [RO-RS] [OPP] TIE 400 kV Portile de Fier-Djerdap | RPDFE41 XPF_DJ11 1 | 1450 | 1570 | -120 | 92 | -1026 | AC
RO-RS_CO_00004 | N-1 TIE 400 kV Resita-Pancevo c1 | [RO-RS] [OPP] TIE 400 kV Portile de Fier-Djerdap | RPDFE41 XPF_DJ11 1 | 1450 | 1570 | -120 | 92 | -1026 | AC
RO-HU_CO_00001 | N-1 TIE 400 kV Arad-Sandorfalva | [RO-RS] [OPP] TIE 400 kV Portile de Fier-Djerdap | RPDFE41 XPF_DJ11 1 | 1430 | 1570 | -140 | 91 | -1013 | AC
RO_CO_00031 | N-1 OHL 220 kV Resita-Timisoara c2 | [RO-RO] [DIR] OHL 220 kV Resita-Timisoara c1 | RRESI12 RTIMI12 1 | 868 | 960 | -92 | 90 | 352 | AC
RO-UA_CO_00001 | N-1 TIE 400 kV Rosiori-Mukacevo | [RO-RS] [OPP] TIE 400 kV Portile de Fier-Djerdap | RPDFE41 XPF_DJ11 1 | 1419 | 1570 | -151 | 90 | -1005 | AC
RO-HU_CO_00002 | N-1 TIE 400 kV Nadab-Bekescsaba | [RO-RS] [OPP] TIE 400 kV Portile de Fier-Djerdap | RPDFE41 XPF_DJ11 1 | 1413 | 1570 | -157 | 90 | -1002 | AC
RO_CO_00002 | N-1 OHL 400 kV Mintia-Arad | [RO-RS] [OPP] TIE 400 kV Portile de Fier-Djerdap | RPDFE41 XPF_DJ11 1 | 1413 | 1570 | -157 | 90 | -1001 | AC
Base case | Base case | [RO-RS] [OPP] TIE 400 kV Portile de Fier-Djerdap | RPDFE41 XPF_DJ11 1 | 1407 | 1570 | -163 | 90 | -997 | AC
RO_CO_00027 | N-1 TRA 400/220 kV AT3 Arad | [RO-RS] [OPP] TIE 400 kV Portile de Fier-Djerdap | RPDFE41 XPF_DJ11 1 | 1400 | 1570 | -170 | 89 | -992 | AC
RO-MD_CO_00001 | N-1 TIE 400 kV Isaccea - Vulcanesti | [RO-RS] [OPP] TIE 400 kV Portile de Fier-Djerdap | RPDFE41 XPF_DJ11 1 | 1370 | 1570 | -200 | 87 | -970 | AC
RO_CO_00052 | N-1 OHL 400 kV Sofia Zapad -Nis | [RO-RS] [OPP] TIE 400 kV Portile de Fier-Djerdap | RPDFE41 XPF_DJ11 1 | 1336 | 1570 | -234 | 85 | -947 | AC
RO_CO_00001 | N-1 OHL 220 kV Portile de Fier-Resita 1&2 | [RO-RS] [OPP] TIE 400 kV Portile de Fier-Djerdap | RPDFE41 XPF_DJ11 1 | 1322 | 1570 | -248 | 84 | -937 | AC
RO_CO_00029 | N-1 OHL 220 kV Resita-Timisoara 1&2 | [RO-RS] [OPP] TIE 400 kV Portile de Fier-Djerdap | RPDFE41 XPF_DJ11 1 | 1306 | 1570 | -264 | 83 | -926 | AC
RO-UA_CO_00001 | N-1 TIE 400 kV Rosiori-Mukacevo | [RO-RO] [DIR] TRA 400/220 kV AT2 Iernut | RIERN41 RIERN22 2 | 824 | 999 | -175 | 82 | 321 | AC
Base case | Base case | [RO-RO] [DIR] TRA 400/220 kV AT2 Iernut | RIERN41 RIERN22 2 | 817 | 999 | -182 | 82 | 321 | AC
BG_RO_CO_00002 | N-1 TIE 400 kV TINTARENI-KOZLODUI 2 | [BG-RO] [OPP] TIE 400 kV TINTARENI-KOZLODUI 1 | XKO_TI11 VAECKO11 1 | 1485 | 1890 | -405 | 79 | 1056 | AC
BG_RO_CO_00001 | N-1 TIE 400 kV TINTARENI-KOZLODUI 1 | [BG-RO] [OPP] TIE 400 kV TINTARENI-KOZLODUI 2 | XKO_TI12 VAECKO11 1 | 1485 | 1890 | -405 | 79 | 1056 | AC
RO-BG_CO_00002 | N-1 TIE 400 kV TINTARENI-KOZLODUI 2 | [RO-BG] [OPP] TIE 400 kV TINTARENI-KOZLODUI 1 | RTINTB1 XKO_TI11 1 | 1485 | 1920 | -435 | 77 | -1031 | AC
RO-BG_CO_00001 | N-1 TIE 400 kV TINTARENI-KOZLODUI 1 | [RO-BG] [OPP] TIE 400 kV TINTARENI-KOZLODUI 2 | RTINTB1 XKO_TI12 1 | 1485 | 1920 | -435 | 77 | -1031 | AC

## 0130
Detailed results
Generated at: | 20/05/2026 22:42:28
Business day: | 2026-05-22
Horizon: | 2DA
Timestamp | 01:30
Border & direction: | South-Romania Importing
Remedial actions | False
Margin satisfied | True
Final step | Margin Calculation
TTC [MW]: | 3802.92
Loading threshold | 0.7
Limiting CNEC | N-1 TIE 400 kV TINTARENI-KOZLODUI 1/[RO-RS] [OPP] TIE 400 kV Portile de Fier-Djerdap
Applied RAs
Non Costly RAO
CO ID | RA ID | Name of the RA | Usage | Type | Location | Status | Details
Costly RAO
RA RD ID | TSO | Generator Name | Minimum Power [MW] | Maximum Power [MW] | RDP- | RDP+ | P [MW] before RAO | P [MW] after RAO | P0 [MW] | Plimit+ [MW] | Plimit- [MW] | Started up | Shutdown
Non Costly Reduction
CO ID | RA ID | Name of the RA | Usage | Type | Location | Status | Details
Limiting CNECs
CO ID | Name of the CO | Name of the CNE | CNE UCTE branch | Calculated I (A) | I max (PATL) | Margin (A) | Loading (%) | Flow [MW] | LF type
RO-BG_CO_00002 | N-1 TIE 400 kV TINTARENI-KOZLODUI 2 | [RO-RS] [OPP] TIE 400 kV Portile de Fier-Djerdap | RPDFE41 XPF_DJ11 1 | 1531 | 1570 | -39 | 98 | -1084 | AC
RO-BG_CO_00001 | N-1 TIE 400 kV TINTARENI-KOZLODUI 1 | [RO-RS] [OPP] TIE 400 kV Portile de Fier-Djerdap | RPDFE41 XPF_DJ11 1 | 1531 | 1570 | -39 | 98 | -1084 | AC
RO-UA_CO_00001 | N-1 TIE 400 kV Rosiori-Mukacevo | [RO-RO] [DIR] TRA 400/220 kV AT2 Iernut | RIERN41 RIERN22 2 | 957 | 999 | -42 | 96 | 372 | AC
Base case | Base case | [RO-RO] [DIR] TRA 400/220 kV AT2 Iernut | RIERN41 RIERN22 2 | 937 | 999 | -62 | 94 | 370 | AC
RO-RS_CO_00003 | N-1 TIE 400 kV Resita-Pancevo c2 | [RO-RS] [OPP] TIE 400 kV Portile de Fier-Djerdap | RPDFE41 XPF_DJ11 1 | 1448 | 1570 | -122 | 92 | -1024 | AC
RO-RS_CO_00004 | N-1 TIE 400 kV Resita-Pancevo c1 | [RO-RS] [OPP] TIE 400 kV Portile de Fier-Djerdap | RPDFE41 XPF_DJ11 1 | 1448 | 1570 | -122 | 92 | -1024 | AC
RO_CO_00031 | N-1 OHL 220 kV Resita-Timisoara c2 | [RO-RO] [DIR] OHL 220 kV Resita-Timisoara c1 | RRESI12 RTIMI12 1 | 879 | 960 | -81 | 92 | 356 | AC
RO-HU_CO_00001 | N-1 TIE 400 kV Arad-Sandorfalva | [RO-RS] [OPP] TIE 400 kV Portile de Fier-Djerdap | RPDFE41 XPF_DJ11 1 | 1425 | 1570 | -145 | 91 | -1010 | AC
RO-UA_CO_00001 | N-1 TIE 400 kV Rosiori-Mukacevo | [RO-RS] [OPP] TIE 400 kV Portile de Fier-Djerdap | RPDFE41 XPF_DJ11 1 | 1415 | 1570 | -155 | 90 | -1002 | AC
RO_CO_00002 | N-1 OHL 400 kV Mintia-Arad | [RO-RS] [OPP] TIE 400 kV Portile de Fier-Djerdap | RPDFE41 XPF_DJ11 1 | 1405 | 1570 | -165 | 90 | -996 | AC
RO-HU_CO_00002 | N-1 TIE 400 kV Nadab-Bekescsaba | [RO-RS] [OPP] TIE 400 kV Portile de Fier-Djerdap | RPDFE41 XPF_DJ11 1 | 1405 | 1570 | -165 | 90 | -996 | AC
Base case | Base case | [RO-RS] [OPP] TIE 400 kV Portile de Fier-Djerdap | RPDFE41 XPF_DJ11 1 | 1392 | 1570 | -178 | 89 | -987 | AC
RO_CO_00027 | N-1 TRA 400/220 kV AT3 Arad | [RO-RS] [OPP] TIE 400 kV Portile de Fier-Djerdap | RPDFE41 XPF_DJ11 1 | 1389 | 1570 | -181 | 88 | -985 | AC
RO-MD_CO_00001 | N-1 TIE 400 kV Isaccea - Vulcanesti | [RO-RS] [OPP] TIE 400 kV Portile de Fier-Djerdap | RPDFE41 XPF_DJ11 1 | 1358 | 1570 | -212 | 86 | -962 | AC
RO_CO_00052 | N-1 OHL 400 kV Sofia Zapad -Nis | [RO-RS] [OPP] TIE 400 kV Portile de Fier-Djerdap | RPDFE41 XPF_DJ11 1 | 1335 | 1570 | -235 | 85 | -947 | AC
BG_RO_CO_00002 | N-1 TIE 400 kV TINTARENI-KOZLODUI 2 | [BG-RO] [OPP] TIE 400 kV TINTARENI-KOZLODUI 1 | XKO_TI11 VAECKO11 1 | 1592 | 1890 | -298 | 84 | 1131 | AC
BG_RO_CO_00001 | N-1 TIE 400 kV TINTARENI-KOZLODUI 1 | [BG-RO] [OPP] TIE 400 kV TINTARENI-KOZLODUI 2 | XKO_TI12 VAECKO11 1 | 1592 | 1890 | -298 | 84 | 1131 | AC
RO_CO_00001 | N-1 OHL 220 kV Portile de Fier-Resita 1&2 | [RO-RS] [OPP] TIE 400 kV Portile de Fier-Djerdap | RPDFE41 XPF_DJ11 1 | 1312 | 1570 | -258 | 84 | -930 | AC
RO-BG_CO_00001 | N-1 TIE 400 kV TINTARENI-KOZLODUI 1 | [RO-BG] [OPP] TIE 400 kV TINTARENI-KOZLODUI 2 | RTINTB1 XKO_TI12 1 | 1592 | 1920 | -328 | 83 | -1103 | AC
RO-BG_CO_00002 | N-1 TIE 400 kV TINTARENI-KOZLODUI 2 | [RO-BG] [OPP] TIE 400 kV TINTARENI-KOZLODUI 1 | RTINTB1 XKO_TI11 1 | 1592 | 1920 | -328 | 83 | -1103 | AC
RO_CO_00029 | N-1 OHL 220 kV Resita-Timisoara 1&2 | [RO-RS] [OPP] TIE 400 kV Portile de Fier-Djerdap | RPDFE41 XPF_DJ11 1 | 1294 | 1570 | -276 | 82 | -918 | AC
RO_CO_00009 | N-1 OHL 400 kV Iernut-Sibiu Sud | [RO-RO] [DIR] TRA 400/220 kV AT Rosiori | RROS241 RROSI22 2 | 810 | 999 | -189 | 81 | 313 | AC
Base case | Base case | [RO-RO] [DIR] TRA 400/220 kV AT Rosiori | RROS241 RROSI22 2 | 763 | 999 | -236 | 76 | 300 | AC
RO-BG_CO_00005 | N-1 TIE 400 kV DOBRUDJA- MEDGIDIA SUD | [RO-BG] [OPP] TIE 400 kV MEDGIDIA SUD - VARNA | RMED141 XVA_MG11 1 | 1423 | 2000 | -577 | 71 | -982 | AC
BG_RO_CO_00005 | N-1 TIE 400 kV MEDGIDIA SUD - DOBRUDJA | [BG-RO] [OPP] TIE 400 kV MEDGIDIA SUD - VARNA | XVA_MG11 VVARNA11 1 | 1423 | 2000 | -577 | 71 | 997 | AC
RO-BG_CO_00004 | N-1 TIE 400 kV MEDGIDIA SUD - VARNA | [RO-BG] [OPP] TIE 400 kV DOBRUDJA- MEDGIDIA SUD | RMEDG41 XDO_MG11 1 | 1410 | 2000 | -590 | 71 | -970 | AC
BG_RO_CO_00004 | N-1 TIE 400 kV MEDGIDIA SUD - VARNA | [BG-RO] [OPP] TIE 400 kV DOBRUDJA- MEDGIDIA SUD | XDO_MG11 VDOBRU11 1 | 1410 | 2000 | -590 | 71 | 988 | AC
RO-UA_CO_00001 | N-1 TIE 400 kV Rosiori-Mukacevo | [RO-RO] [DIR] TRA 400/220 kV AT Rosiori | RROS241 RROSI22 2 | 704 | 999 | -296 | 70 | 266 | AC

## 0230
Detailed results
Generated at: | 20/05/2026 22:42:28
Business day: | 2026-05-22
Horizon: | 2DA
Timestamp | 02:30
Border & direction: | South-Romania Importing
Remedial actions | False
Margin satisfied | True
Final step | Margin Calculation
TTC [MW]: | 3731.04
Loading threshold | 0.7
Limiting CNEC | N-1 TIE 400 kV TINTARENI-KOZLODUI 1/[RO-RS] [OPP] TIE 400 kV Portile de Fier-Djerdap
Applied RAs
Non Costly RAO
CO ID | RA ID | Name of the RA | Usage | Type | Location | Status | Details
Costly RAO
RA RD ID | TSO | Generator Name | Minimum Power [MW] | Maximum Power [MW] | RDP- | RDP+ | P [MW] before RAO | P [MW] after RAO | P0 [MW] | Plimit+ [MW] | Plimit- [MW] | Started up | Shutdown
Non Costly Reduction
CO ID | RA ID | Name of the RA | Usage | Type | Location | Status | Details
Limiting CNECs
CO ID | Name of the CO | Name of the CNE | CNE UCTE branch | Calculated I (A) | I max (PATL) | Margin (A) | Loading (%) | Flow [MW] | LF type
RO-BG_CO_00001 | N-1 TIE 400 kV TINTARENI-KOZLODUI 1 | [RO-RS] [OPP] TIE 400 kV Portile de Fier-Djerdap | RPDFE41 XPF_DJ11 1 | 1505 | 1570 | -65 | 96 | -1067 | AC
RO-BG_CO_00002 | N-1 TIE 400 kV TINTARENI-KOZLODUI 2 | [RO-RS] [OPP] TIE 400 kV Portile de Fier-Djerdap | RPDFE41 XPF_DJ11 1 | 1505 | 1570 | -65 | 96 | -1067 | AC
RO_CO_00031 | N-1 OHL 220 kV Resita-Timisoara c2 | [RO-RO] [DIR] OHL 220 kV Resita-Timisoara c1 | RRESI12 RTIMI12 1 | 884 | 960 | -76 | 92 | 359 | AC
RO-UA_CO_00001 | N-1 TIE 400 kV Rosiori-Mukacevo | [RO-RO] [DIR] TRA 400/220 kV AT2 Iernut | RIERN41 RIERN22 2 | 912 | 999 | -87 | 91 | 356 | AC
RO-RS_CO_00003 | N-1 TIE 400 kV Resita-Pancevo c2 | [RO-RS] [OPP] TIE 400 kV Portile de Fier-Djerdap | RPDFE41 XPF_DJ11 1 | 1417 | 1570 | -153 | 90 | -1004 | AC
RO-RS_CO_00004 | N-1 TIE 400 kV Resita-Pancevo c1 | [RO-RS] [OPP] TIE 400 kV Portile de Fier-Djerdap | RPDFE41 XPF_DJ11 1 | 1417 | 1570 | -153 | 90 | -1004 | AC
Base case | Base case | [RO-RO] [DIR] TRA 400/220 kV AT2 Iernut | RIERN41 RIERN22 2 | 901 | 999 | -98 | 90 | 355 | AC
RO-HU_CO_00001 | N-1 TIE 400 kV Arad-Sandorfalva | [RO-RS] [OPP] TIE 400 kV Portile de Fier-Djerdap | RPDFE41 XPF_DJ11 1 | 1394 | 1570 | -176 | 89 | -990 | AC
RO-UA_CO_00001 | N-1 TIE 400 kV Rosiori-Mukacevo | [RO-RS] [OPP] TIE 400 kV Portile de Fier-Djerdap | RPDFE41 XPF_DJ11 1 | 1379 | 1570 | -191 | 88 | -979 | AC
RO-HU_CO_00002 | N-1 TIE 400 kV Nadab-Bekescsaba | [RO-RS] [OPP] TIE 400 kV Portile de Fier-Djerdap | RPDFE41 XPF_DJ11 1 | 1376 | 1570 | -194 | 88 | -977 | AC
RO_CO_00002 | N-1 OHL 400 kV Mintia-Arad | [RO-RS] [OPP] TIE 400 kV Portile de Fier-Djerdap | RPDFE41 XPF_DJ11 1 | 1375 | 1570 | -195 | 88 | -976 | AC
Base case | Base case | [RO-RS] [OPP] TIE 400 kV Portile de Fier-Djerdap | RPDFE41 XPF_DJ11 1 | 1369 | 1570 | -201 | 87 | -972 | AC
RO_CO_00027 | N-1 TRA 400/220 kV AT3 Arad | [RO-RS] [OPP] TIE 400 kV Portile de Fier-Djerdap | RPDFE41 XPF_DJ11 1 | 1362 | 1570 | -208 | 87 | -967 | AC
RO-MD_CO_00001 | N-1 TIE 400 kV Isaccea - Vulcanesti | [RO-RS] [OPP] TIE 400 kV Portile de Fier-Djerdap | RPDFE41 XPF_DJ11 1 | 1324 | 1570 | -246 | 84 | -939 | AC
RO_CO_00052 | N-1 OHL 400 kV Sofia Zapad -Nis | [RO-RS] [OPP] TIE 400 kV Portile de Fier-Djerdap | RPDFE41 XPF_DJ11 1 | 1307 | 1570 | -263 | 83 | -929 | AC
BG_RO_CO_00002 | N-1 TIE 400 kV TINTARENI-KOZLODUI 2 | [BG-RO] [OPP] TIE 400 kV TINTARENI-KOZLODUI 1 | XKO_TI11 VAECKO11 1 | 1567 | 1890 | -323 | 83 | 1115 | AC
BG_RO_CO_00001 | N-1 TIE 400 kV TINTARENI-KOZLODUI 1 | [BG-RO] [OPP] TIE 400 kV TINTARENI-KOZLODUI 2 | XKO_TI12 VAECKO11 1 | 1567 | 1890 | -323 | 83 | 1115 | AC
RO_CO_00001 | N-1 OHL 220 kV Portile de Fier-Resita 1&2 | [RO-RS] [OPP] TIE 400 kV Portile de Fier-Djerdap | RPDFE41 XPF_DJ11 1 | 1282 | 1570 | -288 | 82 | -910 | AC
RO-BG_CO_00001 | N-1 TIE 400 kV TINTARENI-KOZLODUI 1 | [RO-BG] [OPP] TIE 400 kV TINTARENI-KOZLODUI 2 | RTINTB1 XKO_TI12 1 | 1567 | 1920 | -353 | 82 | -1087 | AC
RO-BG_CO_00002 | N-1 TIE 400 kV TINTARENI-KOZLODUI 2 | [RO-BG] [OPP] TIE 400 kV TINTARENI-KOZLODUI 1 | RTINTB1 XKO_TI11 1 | 1567 | 1920 | -353 | 82 | -1087 | AC
RO_CO_00029 | N-1 OHL 220 kV Resita-Timisoara 1&2 | [RO-RS] [OPP] TIE 400 kV Portile de Fier-Djerdap | RPDFE41 XPF_DJ11 1 | 1266 | 1570 | -304 | 81 | -900 | AC
RO_CO_00009 | N-1 OHL 400 kV Iernut-Sibiu Sud | [RO-RO] [DIR] TRA 400/220 kV AT Rosiori | RROS241 RROSI22 2 | 727 | 999 | -272 | 73 | 282 | AC
RO-BG_CO_00005 | N-1 TIE 400 kV DOBRUDJA- MEDGIDIA SUD | [RO-BG] [OPP] TIE 400 kV MEDGIDIA SUD - VARNA | RMED141 XVA_MG11 1 | 1412 | 2000 | -588 | 71 | -974 | AC
BG_RO_CO_00005 | N-1 TIE 400 kV MEDGIDIA SUD - DOBRUDJA | [BG-RO] [OPP] TIE 400 kV MEDGIDIA SUD - VARNA | XVA_MG11 VVARNA11 1 | 1412 | 2000 | -588 | 71 | 989 | AC

## 0330
Detailed results
Generated at: | 20/05/2026 22:42:28
Business day: | 2026-05-22
Horizon: | 2DA
Timestamp | 03:30
Border & direction: | South-Romania Importing
Remedial actions | False
Margin satisfied | True
Final step | Margin Calculation
TTC [MW]: | 3709.15
Loading threshold | 0.7
Limiting CNEC | N-1 TIE 400 kV TINTARENI-KOZLODUI 1/[RO-RS] [OPP] TIE 400 kV Portile de Fier-Djerdap
Applied RAs
Non Costly RAO
CO ID | RA ID | Name of the RA | Usage | Type | Location | Status | Details
Costly RAO
RA RD ID | TSO | Generator Name | Minimum Power [MW] | Maximum Power [MW] | RDP- | RDP+ | P [MW] before RAO | P [MW] after RAO | P0 [MW] | Plimit+ [MW] | Plimit- [MW] | Started up | Shutdown
Non Costly Reduction
CO ID | RA ID | Name of the RA | Usage | Type | Location | Status | Details
Limiting CNECs
CO ID | Name of the CO | Name of the CNE | CNE UCTE branch | Calculated I (A) | I max (PATL) | Margin (A) | Loading (%) | Flow [MW] | LF type
RO-BG_CO_00002 | N-1 TIE 400 kV TINTARENI-KOZLODUI 2 | [RO-RS] [OPP] TIE 400 kV Portile de Fier-Djerdap | RPDFE41 XPF_DJ11 1 | 1480 | 1570 | -90 | 94 | -1049 | AC
RO-BG_CO_00001 | N-1 TIE 400 kV TINTARENI-KOZLODUI 1 | [RO-RS] [OPP] TIE 400 kV Portile de Fier-Djerdap | RPDFE41 XPF_DJ11 1 | 1480 | 1570 | -90 | 94 | -1049 | AC
RO_CO_00031 | N-1 OHL 220 kV Resita-Timisoara c2 | [RO-RO] [DIR] OHL 220 kV Resita-Timisoara c1 | RRESI12 RTIMI12 1 | 890 | 960 | -70 | 93 | 362 | AC
RO-UA_CO_00001 | N-1 TIE 400 kV Rosiori-Mukacevo | [RO-RO] [DIR] TRA 400/220 kV AT2 Iernut | RIERN41 RIERN22 2 | 909 | 999 | -90 | 91 | 355 | AC
Base case | Base case | [RO-RO] [DIR] TRA 400/220 kV AT2 Iernut | RIERN41 RIERN22 2 | 894 | 999 | -105 | 89 | 354 | AC
RO-RS_CO_00003 | N-1 TIE 400 kV Resita-Pancevo c2 | [RO-RS] [OPP] TIE 400 kV Portile de Fier-Djerdap | RPDFE41 XPF_DJ11 1 | 1394 | 1570 | -176 | 89 | -987 | AC
RO-RS_CO_00004 | N-1 TIE 400 kV Resita-Pancevo c1 | [RO-RS] [OPP] TIE 400 kV Portile de Fier-Djerdap | RPDFE41 XPF_DJ11 1 | 1394 | 1570 | -176 | 89 | -987 | AC
RO-HU_CO_00001 | N-1 TIE 400 kV Arad-Sandorfalva | [RO-RS] [OPP] TIE 400 kV Portile de Fier-Djerdap | RPDFE41 XPF_DJ11 1 | 1368 | 1570 | -202 | 87 | -971 | AC
RO-UA_CO_00001 | N-1 TIE 400 kV Rosiori-Mukacevo | [RO-RS] [OPP] TIE 400 kV Portile de Fier-Djerdap | RPDFE41 XPF_DJ11 1 | 1353 | 1570 | -217 | 86 | -960 | AC
RO-HU_CO_00002 | N-1 TIE 400 kV Nadab-Bekescsaba | [RO-RS] [OPP] TIE 400 kV Portile de Fier-Djerdap | RPDFE41 XPF_DJ11 1 | 1351 | 1570 | -219 | 86 | -959 | AC
RO_CO_00002 | N-1 OHL 400 kV Mintia-Arad | [RO-RS] [OPP] TIE 400 kV Portile de Fier-Djerdap | RPDFE41 XPF_DJ11 1 | 1349 | 1570 | -221 | 86 | -958 | AC
Base case | Base case | [RO-RS] [OPP] TIE 400 kV Portile de Fier-Djerdap | RPDFE41 XPF_DJ11 1 | 1342 | 1570 | -228 | 85 | -953 | AC
RO_CO_00027 | N-1 TRA 400/220 kV AT3 Arad | [RO-RS] [OPP] TIE 400 kV Portile de Fier-Djerdap | RPDFE41 XPF_DJ11 1 | 1336 | 1570 | -234 | 85 | -949 | AC
BG_RO_CO_00002 | N-1 TIE 400 kV TINTARENI-KOZLODUI 2 | [BG-RO] [OPP] TIE 400 kV TINTARENI-KOZLODUI 1 | XKO_TI11 VAECKO11 1 | 1576 | 1890 | -314 | 83 | 1121 | AC
BG_RO_CO_00001 | N-1 TIE 400 kV TINTARENI-KOZLODUI 1 | [BG-RO] [OPP] TIE 400 kV TINTARENI-KOZLODUI 2 | XKO_TI12 VAECKO11 1 | 1576 | 1890 | -314 | 83 | 1121 | AC
RO-MD_CO_00001 | N-1 TIE 400 kV Isaccea - Vulcanesti | [RO-RS] [OPP] TIE 400 kV Portile de Fier-Djerdap | RPDFE41 XPF_DJ11 1 | 1307 | 1570 | -263 | 83 | -926 | AC
RO-BG_CO_00001 | N-1 TIE 400 kV TINTARENI-KOZLODUI 1 | [RO-BG] [OPP] TIE 400 kV TINTARENI-KOZLODUI 2 | RTINTB1 XKO_TI12 1 | 1576 | 1920 | -344 | 82 | -1092 | AC
RO-BG_CO_00002 | N-1 TIE 400 kV TINTARENI-KOZLODUI 2 | [RO-BG] [OPP] TIE 400 kV TINTARENI-KOZLODUI 1 | RTINTB1 XKO_TI11 1 | 1576 | 1920 | -344 | 82 | -1092 | AC
RO_CO_00052 | N-1 OHL 400 kV Sofia Zapad -Nis | [RO-RS] [OPP] TIE 400 kV Portile de Fier-Djerdap | RPDFE41 XPF_DJ11 1 | 1283 | 1570 | -287 | 82 | -912 | AC
RO_CO_00001 | N-1 OHL 220 kV Portile de Fier-Resita 1&2 | [RO-RS] [OPP] TIE 400 kV Portile de Fier-Djerdap | RPDFE41 XPF_DJ11 1 | 1256 | 1570 | -314 | 80 | -892 | AC
RO_CO_00029 | N-1 OHL 220 kV Resita-Timisoara 1&2 | [RO-RS] [OPP] TIE 400 kV Portile de Fier-Djerdap | RPDFE41 XPF_DJ11 1 | 1240 | 1570 | -330 | 79 | -881 | AC
RO_CO_00009 | N-1 OHL 400 kV Iernut-Sibiu Sud | [RO-RO] [DIR] TRA 400/220 kV AT Rosiori | RROS241 RROSI22 2 | 718 | 999 | -281 | 72 | 280 | AC

## 0430
Detailed results
Generated at: | 20/05/2026 22:42:28
Business day: | 2026-05-22
Horizon: | 2DA
Timestamp | 04:30
Border & direction: | South-Romania Importing
Remedial actions | False
Margin satisfied | True
Final step | Margin Calculation
TTC [MW]: | 3706.58
Loading threshold | 0.7
Limiting CNEC | N-1 TIE 400 kV TINTARENI-KOZLODUI 1/[RO-RS] [OPP] TIE 400 kV Portile de Fier-Djerdap
Applied RAs
Non Costly RAO
CO ID | RA ID | Name of the RA | Usage | Type | Location | Status | Details
Costly RAO
RA RD ID | TSO | Generator Name | Minimum Power [MW] | Maximum Power [MW] | RDP- | RDP+ | P [MW] before RAO | P [MW] after RAO | P0 [MW] | Plimit+ [MW] | Plimit- [MW] | Started up | Shutdown
Non Costly Reduction
CO ID | RA ID | Name of the RA | Usage | Type | Location | Status | Details
Limiting CNECs
CO ID | Name of the CO | Name of the CNE | CNE UCTE branch | Calculated I (A) | I max (PATL) | Margin (A) | Loading (%) | Flow [MW] | LF type
RO-BG_CO_00001 | N-1 TIE 400 kV TINTARENI-KOZLODUI 1 | [RO-RS] [OPP] TIE 400 kV Portile de Fier-Djerdap | RPDFE41 XPF_DJ11 1 | 1481 | 1570 | -89 | 94 | -1050 | AC
RO-BG_CO_00002 | N-1 TIE 400 kV TINTARENI-KOZLODUI 2 | [RO-RS] [OPP] TIE 400 kV Portile de Fier-Djerdap | RPDFE41 XPF_DJ11 1 | 1481 | 1570 | -89 | 94 | -1050 | AC
RO_CO_00031 | N-1 OHL 220 kV Resita-Timisoara c2 | [RO-RO] [DIR] OHL 220 kV Resita-Timisoara c1 | RRESI12 RTIMI12 1 | 891 | 960 | -69 | 93 | 362 | AC
RO-UA_CO_00001 | N-1 TIE 400 kV Rosiori-Mukacevo | [RO-RO] [DIR] TRA 400/220 kV AT2 Iernut | RIERN41 RIERN22 2 | 896 | 999 | -104 | 90 | 352 | AC
RO-RS_CO_00003 | N-1 TIE 400 kV Resita-Pancevo c2 | [RO-RS] [OPP] TIE 400 kV Portile de Fier-Djerdap | RPDFE41 XPF_DJ11 1 | 1394 | 1570 | -176 | 89 | -988 | AC
RO-RS_CO_00004 | N-1 TIE 400 kV Resita-Pancevo c1 | [RO-RS] [OPP] TIE 400 kV Portile de Fier-Djerdap | RPDFE41 XPF_DJ11 1 | 1394 | 1570 | -176 | 89 | -988 | AC
Base case | Base case | [RO-RO] [DIR] TRA 400/220 kV AT2 Iernut | RIERN41 RIERN22 2 | 887 | 999 | -113 | 89 | 352 | AC
RO-HU_CO_00001 | N-1 TIE 400 kV Arad-Sandorfalva | [RO-RS] [OPP] TIE 400 kV Portile de Fier-Djerdap | RPDFE41 XPF_DJ11 1 | 1369 | 1570 | -201 | 87 | -972 | AC
RO-UA_CO_00001 | N-1 TIE 400 kV Rosiori-Mukacevo | [RO-RS] [OPP] TIE 400 kV Portile de Fier-Djerdap | RPDFE41 XPF_DJ11 1 | 1351 | 1570 | -219 | 86 | -960 | AC
RO-HU_CO_00002 | N-1 TIE 400 kV Nadab-Bekescsaba | [RO-RS] [OPP] TIE 400 kV Portile de Fier-Djerdap | RPDFE41 XPF_DJ11 1 | 1351 | 1570 | -219 | 86 | -960 | AC
RO_CO_00002 | N-1 OHL 400 kV Mintia-Arad | [RO-RS] [OPP] TIE 400 kV Portile de Fier-Djerdap | RPDFE41 XPF_DJ11 1 | 1350 | 1570 | -220 | 86 | -959 | AC
Base case | Base case | [RO-RS] [OPP] TIE 400 kV Portile de Fier-Djerdap | RPDFE41 XPF_DJ11 1 | 1342 | 1570 | -228 | 86 | -954 | AC
RO_CO_00027 | N-1 TRA 400/220 kV AT3 Arad | [RO-RS] [OPP] TIE 400 kV Portile de Fier-Djerdap | RPDFE41 XPF_DJ11 1 | 1336 | 1570 | -234 | 85 | -949 | AC
BG_RO_CO_00001 | N-1 TIE 400 kV TINTARENI-KOZLODUI 1 | [BG-RO] [OPP] TIE 400 kV TINTARENI-KOZLODUI 2 | XKO_TI12 VAECKO11 1 | 1582 | 1890 | -308 | 84 | 1125 | AC
BG_RO_CO_00002 | N-1 TIE 400 kV TINTARENI-KOZLODUI 2 | [BG-RO] [OPP] TIE 400 kV TINTARENI-KOZLODUI 1 | XKO_TI11 VAECKO11 1 | 1582 | 1890 | -308 | 84 | 1125 | AC
RO-MD_CO_00001 | N-1 TIE 400 kV Isaccea - Vulcanesti | [RO-RS] [OPP] TIE 400 kV Portile de Fier-Djerdap | RPDFE41 XPF_DJ11 1 | 1301 | 1570 | -269 | 83 | -923 | AC
RO-BG_CO_00002 | N-1 TIE 400 kV TINTARENI-KOZLODUI 2 | [RO-BG] [OPP] TIE 400 kV TINTARENI-KOZLODUI 1 | RTINTB1 XKO_TI11 1 | 1582 | 1920 | -338 | 82 | -1096 | AC
RO-BG_CO_00001 | N-1 TIE 400 kV TINTARENI-KOZLODUI 1 | [RO-BG] [OPP] TIE 400 kV TINTARENI-KOZLODUI 2 | RTINTB1 XKO_TI12 1 | 1582 | 1920 | -338 | 82 | -1096 | AC
RO_CO_00052 | N-1 OHL 400 kV Sofia Zapad -Nis | [RO-RS] [OPP] TIE 400 kV Portile de Fier-Djerdap | RPDFE41 XPF_DJ11 1 | 1282 | 1570 | -288 | 82 | -912 | AC
RO_CO_00001 | N-1 OHL 220 kV Portile de Fier-Resita 1&2 | [RO-RS] [OPP] TIE 400 kV Portile de Fier-Djerdap | RPDFE41 XPF_DJ11 1 | 1256 | 1570 | -314 | 80 | -892 | AC
RO_CO_00029 | N-1 OHL 220 kV Resita-Timisoara 1&2 | [RO-RS] [OPP] TIE 400 kV Portile de Fier-Djerdap | RPDFE41 XPF_DJ11 1 | 1240 | 1570 | -330 | 79 | -882 | AC
RO_CO_00009 | N-1 OHL 400 kV Iernut-Sibiu Sud | [RO-RO] [DIR] TRA 400/220 kV AT Rosiori | RROS241 RROSI22 2 | 722 | 999 | -277 | 72 | 283 | AC

## 0530
Detailed results
Generated at: | 20/05/2026 22:42:28
Business day: | 2026-05-22
Horizon: | 2DA
Timestamp | 05:30
Border & direction: | South-Romania Importing
Remedial actions | False
Margin satisfied | True
Final step | Margin Calculation
TTC [MW]: | 3467.72
Loading threshold | 0.7
Limiting CNEC | N-1 TIE 400 kV TINTARENI-KOZLODUI 1/[RO-RS] [OPP] TIE 400 kV Portile de Fier-Djerdap
Applied RAs
Non Costly RAO
CO ID | RA ID | Name of the RA | Usage | Type | Location | Status | Details
Costly RAO
RA RD ID | TSO | Generator Name | Minimum Power [MW] | Maximum Power [MW] | RDP- | RDP+ | P [MW] before RAO | P [MW] after RAO | P0 [MW] | Plimit+ [MW] | Plimit- [MW] | Started up | Shutdown
Non Costly Reduction
CO ID | RA ID | Name of the RA | Usage | Type | Location | Status | Details
Limiting CNECs
CO ID | Name of the CO | Name of the CNE | CNE UCTE branch | Calculated I (A) | I max (PATL) | Margin (A) | Loading (%) | Flow [MW] | LF type
RO-BG_CO_00001 | N-1 TIE 400 kV TINTARENI-KOZLODUI 1 | [RO-RS] [OPP] TIE 400 kV Portile de Fier-Djerdap | RPDFE41 XPF_DJ11 1 | 1467 | 1570 | -103 | 93 | -1043 | AC
RO-BG_CO_00002 | N-1 TIE 400 kV TINTARENI-KOZLODUI 2 | [RO-RS] [OPP] TIE 400 kV Portile de Fier-Djerdap | RPDFE41 XPF_DJ11 1 | 1467 | 1570 | -103 | 93 | -1043 | AC
RO-RS_CO_00003 | N-1 TIE 400 kV Resita-Pancevo c2 | [RO-RS] [OPP] TIE 400 kV Portile de Fier-Djerdap | RPDFE41 XPF_DJ11 1 | 1380 | 1570 | -190 | 88 | -980 | AC
RO-RS_CO_00004 | N-1 TIE 400 kV Resita-Pancevo c1 | [RO-RS] [OPP] TIE 400 kV Portile de Fier-Djerdap | RPDFE41 XPF_DJ11 1 | 1380 | 1570 | -190 | 88 | -980 | AC
RO_CO_00031 | N-1 OHL 220 kV Resita-Timisoara c2 | [RO-RO] [DIR] OHL 220 kV Resita-Timisoara c1 | RRESI12 RTIMI12 1 | 842 | 960 | -118 | 88 | 344 | AC
RO-HU_CO_00001 | N-1 TIE 400 kV Arad-Sandorfalva | [RO-RS] [OPP] TIE 400 kV Portile de Fier-Djerdap | RPDFE41 XPF_DJ11 1 | 1361 | 1570 | -209 | 87 | -969 | AC
RO-UA_CO_00001 | N-1 TIE 400 kV Rosiori-Mukacevo | [RO-RS] [OPP] TIE 400 kV Portile de Fier-Djerdap | RPDFE41 XPF_DJ11 1 | 1346 | 1570 | -224 | 86 | -958 | AC
RO-HU_CO_00002 | N-1 TIE 400 kV Nadab-Bekescsaba | [RO-RS] [OPP] TIE 400 kV Portile de Fier-Djerdap | RPDFE41 XPF_DJ11 1 | 1345 | 1570 | -225 | 86 | -957 | AC
RO_CO_00002 | N-1 OHL 400 kV Mintia-Arad | [RO-RS] [OPP] TIE 400 kV Portile de Fier-Djerdap | RPDFE41 XPF_DJ11 1 | 1343 | 1570 | -227 | 86 | -956 | AC
Base case | Base case | [RO-RS] [OPP] TIE 400 kV Portile de Fier-Djerdap | RPDFE41 XPF_DJ11 1 | 1340 | 1570 | -230 | 85 | -954 | AC
RO_CO_00027 | N-1 TRA 400/220 kV AT3 Arad | [RO-RS] [OPP] TIE 400 kV Portile de Fier-Djerdap | RPDFE41 XPF_DJ11 1 | 1334 | 1570 | -236 | 85 | -950 | AC
RO-MD_CO_00001 | N-1 TIE 400 kV Isaccea - Vulcanesti | [RO-RS] [OPP] TIE 400 kV Portile de Fier-Djerdap | RPDFE41 XPF_DJ11 1 | 1299 | 1570 | -271 | 83 | -924 | AC
RO_CO_00052 | N-1 OHL 400 kV Sofia Zapad -Nis | [RO-RS] [OPP] TIE 400 kV Portile de Fier-Djerdap | RPDFE41 XPF_DJ11 1 | 1286 | 1570 | -284 | 82 | -917 | AC
RO_CO_00001 | N-1 OHL 220 kV Portile de Fier-Resita 1&2 | [RO-RS] [OPP] TIE 400 kV Portile de Fier-Djerdap | RPDFE41 XPF_DJ11 1 | 1253 | 1570 | -317 | 80 | -892 | AC
RO_CO_00029 | N-1 OHL 220 kV Resita-Timisoara 1&2 | [RO-RS] [OPP] TIE 400 kV Portile de Fier-Djerdap | RPDFE41 XPF_DJ11 1 | 1243 | 1570 | -327 | 79 | -885 | AC
BG_RO_CO_00001 | N-1 TIE 400 kV TINTARENI-KOZLODUI 1 | [BG-RO] [OPP] TIE 400 kV TINTARENI-KOZLODUI 2 | XKO_TI12 VAECKO11 1 | 1469 | 1890 | -421 | 78 | 1043 | AC
BG_RO_CO_00002 | N-1 TIE 400 kV TINTARENI-KOZLODUI 2 | [BG-RO] [OPP] TIE 400 kV TINTARENI-KOZLODUI 1 | XKO_TI11 VAECKO11 1 | 1469 | 1890 | -421 | 78 | 1043 | AC
RO-BG_CO_00001 | N-1 TIE 400 kV TINTARENI-KOZLODUI 1 | [RO-BG] [OPP] TIE 400 kV TINTARENI-KOZLODUI 2 | RTINTB1 XKO_TI12 1 | 1469 | 1920 | -451 | 77 | -1019 | AC
RO-BG_CO_00002 | N-1 TIE 400 kV TINTARENI-KOZLODUI 2 | [RO-BG] [OPP] TIE 400 kV TINTARENI-KOZLODUI 1 | RTINTB1 XKO_TI11 1 | 1469 | 1920 | -451 | 77 | -1019 | AC

## 0630
Detailed results
Generated at: | 20/05/2026 22:42:28
Business day: | 2026-05-22
Horizon: | 2DA
Timestamp | 06:30
Border & direction: | South-Romania Importing
Remedial actions | False
Margin satisfied | True
Final step | Margin Calculation
TTC [MW]: | 3830.28
Loading threshold | 0.7
Limiting CNEC | N-1 TIE 400 kV TINTARENI-KOZLODUI 2/[RO-RS] [OPP] TIE 400 kV Portile de Fier-Djerdap
Applied RAs
Non Costly RAO
CO ID | RA ID | Name of the RA | Usage | Type | Location | Status | Details
Costly RAO
RA RD ID | TSO | Generator Name | Minimum Power [MW] | Maximum Power [MW] | RDP- | RDP+ | P [MW] before RAO | P [MW] after RAO | P0 [MW] | Plimit+ [MW] | Plimit- [MW] | Started up | Shutdown
Non Costly Reduction
CO ID | RA ID | Name of the RA | Usage | Type | Location | Status | Details
Limiting CNECs
CO ID | Name of the CO | Name of the CNE | CNE UCTE branch | Calculated I (A) | I max (PATL) | Margin (A) | Loading (%) | Flow [MW] | LF type
RO_CO_00004 | N-1 OHL 400 kV Arefu-Sibiu Sud | [RO-RO] [DIR] OHL 220 kV Resita-Timisoara c1 | RRESI12 RTIMI12 1 | 998 | 960 | 38 | 104 | 404 | AC
RO_CO_00007 | N-1 OHL 400 kV Portile de Fier-Urechesti | [RO-RO] [DIR] OHL 220 kV Resita-Timisoara c1 | RRESI12 RTIMI12 1 | 992 | 960 | 32 | 103 | 403 | AC
RO_CO_00042 | N-1 OHL 400 kV Arefu-Tantareni | [RO-RO] [DIR] OHL 220 kV Resita-Timisoara c1 | RRESI12 RTIMI12 1 | 991 | 960 | 31 | 103 | 402 | AC
RO_CO_00032 | N-1 OHL 220 kV Urechesti-Targu Jiu Nord | [RO-RO] [DIR] OHL 220 kV Resita-Timisoara c1 | RRESI12 RTIMI12 1 | 984 | 960 | 24 | 103 | 400 | AC
RO_CO_00033 | N-1 OHL 220 kV Paroseni-Targu Jiu Nord | [RO-RO] [DIR] OHL 220 kV Resita-Timisoara c1 | RRESI12 RTIMI12 1 | 984 | 960 | 24 | 103 | 400 | AC
RO_CO_00008 | N-1 OHL 400 kV Slatina-Portile de Fier | [RO-RO] [DIR] OHL 220 kV Resita-Timisoara c1 | RRESI12 RTIMI12 1 | 965 | 960 | 5 | 101 | 392 | AC
RO-BG_CO_00002 | N-1 TIE 400 kV TINTARENI-KOZLODUI 2 | [RO-RS] [OPP] TIE 400 kV Portile de Fier-Djerdap | RPDFE41 XPF_DJ11 1 | 1546 | 1570 | -24 | 98 | -1116 | AC
RO-BG_CO_00001 | N-1 TIE 400 kV TINTARENI-KOZLODUI 1 | [RO-RS] [OPP] TIE 400 kV Portile de Fier-Djerdap | RPDFE41 XPF_DJ11 1 | 1546 | 1570 | -24 | 98 | -1116 | AC
RO_CO_00026 | N-1 TRA 400/220 kV AT Urechesti | [RO-RO] [DIR] OHL 220 kV Resita-Timisoara c1 | RRESI12 RTIMI12 1 | 935 | 960 | -25 | 97 | 380 | AC
RO_CO_00025 | N-1 OHL 400 kV Brasov - Sibiu Sud | [RO-RO] [DIR] OHL 220 kV Resita-Timisoara c1 | RRESI12 RTIMI12 1 | 917 | 960 | -43 | 96 | 373 | AC
Base case | Base case | [RO-RO] [DIR] OHL 220 kV Resita-Timisoara c1 | RRESI12 RTIMI12 1 | 910 | 960 | -50 | 95 | 370 | AC
RO-RS_CO_00003 | N-1 TIE 400 kV Resita-Pancevo c2 | [RO-RO] [DIR] OHL 220 kV Resita-Timisoara c1 | RRESI12 RTIMI12 1 | 900 | 960 | -60 | 94 | 365 | AC
RO-RS_CO_00003 | N-1 TIE 400 kV Resita-Pancevo c2 | [RO-RS] [OPP] TIE 400 kV Portile de Fier-Djerdap | RPDFE41 XPF_DJ11 1 | 1432 | 1570 | -138 | 91 | -1033 | AC
RO-RS_CO_00004 | N-1 TIE 400 kV Resita-Pancevo c1 | [RO-RS] [OPP] TIE 400 kV Portile de Fier-Djerdap | RPDFE41 XPF_DJ11 1 | 1432 | 1570 | -138 | 91 | -1033 | AC
RO-HU_CO_00001 | N-1 TIE 400 kV Arad-Sandorfalva | [RO-RS] [OPP] TIE 400 kV Portile de Fier-Djerdap | RPDFE41 XPF_DJ11 1 | 1426 | 1570 | -144 | 91 | -1029 | AC
RO-HU_CO_00002 | N-1 TIE 400 kV Nadab-Bekescsaba | [RO-RS] [OPP] TIE 400 kV Portile de Fier-Djerdap | RPDFE41 XPF_DJ11 1 | 1409 | 1570 | -161 | 90 | -1018 | AC
RO-UA_CO_00001 | N-1 TIE 400 kV Rosiori-Mukacevo | [RO-RS] [OPP] TIE 400 kV Portile de Fier-Djerdap | RPDFE41 XPF_DJ11 1 | 1407 | 1570 | -163 | 90 | -1016 | AC
RO_CO_00027 | N-1 TRA 400/220 kV AT3 Arad | [RO-RS] [OPP] TIE 400 kV Portile de Fier-Djerdap | RPDFE41 XPF_DJ11 1 | 1406 | 1570 | -164 | 90 | -1015 | AC
Base case | Base case | [RO-RS] [OPP] TIE 400 kV Portile de Fier-Djerdap | RPDFE41 XPF_DJ11 1 | 1405 | 1570 | -165 | 89 | -1014 | AC
RO_CO_00002 | N-1 OHL 400 kV Mintia-Arad | [RO-RS] [OPP] TIE 400 kV Portile de Fier-Djerdap | RPDFE41 XPF_DJ11 1 | 1402 | 1570 | -168 | 89 | -1012 | AC
BG_RO_CO_00002 | N-1 TIE 400 kV TINTARENI-KOZLODUI 2 | [BG-RO] [OPP] TIE 400 kV TINTARENI-KOZLODUI 1 | XKO_TI11 VAECKO11 1 | 1665 | 1890 | -225 | 88 | 1181 | AC
BG_RO_CO_00001 | N-1 TIE 400 kV TINTARENI-KOZLODUI 1 | [BG-RO] [OPP] TIE 400 kV TINTARENI-KOZLODUI 2 | XKO_TI12 VAECKO11 1 | 1665 | 1890 | -225 | 88 | 1181 | AC
RO-BG_CO_00002 | N-1 TIE 400 kV TINTARENI-KOZLODUI 2 | [RO-BG] [OPP] TIE 400 kV TINTARENI-KOZLODUI 1 | RTINTB1 XKO_TI11 1 | 1665 | 1920 | -255 | 87 | -1150 | AC
RO-BG_CO_00001 | N-1 TIE 400 kV TINTARENI-KOZLODUI 1 | [RO-BG] [OPP] TIE 400 kV TINTARENI-KOZLODUI 2 | RTINTB1 XKO_TI12 1 | 1665 | 1920 | -255 | 87 | -1150 | AC
RO-MD_CO_00001 | N-1 TIE 400 kV Isaccea - Vulcanesti | [RO-RS] [OPP] TIE 400 kV Portile de Fier-Djerdap | RPDFE41 XPF_DJ11 1 | 1350 | 1570 | -220 | 86 | -975 | AC
RO_CO_00052 | N-1 OHL 400 kV Sofia Zapad -Nis | [RO-RS] [OPP] TIE 400 kV Portile de Fier-Djerdap | RPDFE41 XPF_DJ11 1 | 1336 | 1570 | -234 | 85 | -965 | AC
RO_CO_00001 | N-1 OHL 220 kV Portile de Fier-Resita 1&2 | [RO-RS] [OPP] TIE 400 kV Portile de Fier-Djerdap | RPDFE41 XPF_DJ11 1 | 1334 | 1570 | -236 | 85 | -963 | AC
RO_CO_00029 | N-1 OHL 220 kV Resita-Timisoara 1&2 | [RO-RS] [OPP] TIE 400 kV Portile de Fier-Djerdap | RPDFE41 XPF_DJ11 1 | 1330 | 1570 | -240 | 85 | -960 | AC
BG_RO_CO_00005 | N-1 TIE 400 kV MEDGIDIA SUD - DOBRUDJA | [BG-RO] [OPP] TIE 400 kV MEDGIDIA SUD - VARNA | XVA_MG11 VVARNA11 1 | 1544 | 2000 | -456 | 77 | 1081 | AC
RO-BG_CO_00005 | N-1 TIE 400 kV DOBRUDJA- MEDGIDIA SUD | [RO-BG] [OPP] TIE 400 kV MEDGIDIA SUD - VARNA | RMED141 XVA_MG11 1 | 1544 | 2000 | -456 | 77 | -1063 | AC
BG_RO_CO_00004 | N-1 TIE 400 kV MEDGIDIA SUD - VARNA | [BG-RO] [OPP] TIE 400 kV DOBRUDJA- MEDGIDIA SUD | XDO_MG11 VDOBRU11 1 | 1529 | 2000 | -471 | 76 | 1070 | AC
RO-BG_CO_00004 | N-1 TIE 400 kV MEDGIDIA SUD - VARNA | [RO-BG] [OPP] TIE 400 kV DOBRUDJA- MEDGIDIA SUD | RMEDG41 XDO_MG11 1 | 1529 | 2000 | -471 | 76 | -1049 | AC
RO-UA_CO_00001 | N-1 TIE 400 kV Rosiori-Mukacevo | [RO-RO] [DIR] TRA 400/220 kV AT2 Iernut | RIERN41 RIERN22 2 | 761 | 999 | -239 | 76 | 300 | AC
Base case | Base case | [RO-RO] [DIR] TRA 400/220 kV AT2 Iernut | RIERN41 RIERN22 2 | 750 | 999 | -249 | 75 | 300 | AC

## 0730
Detailed results
Generated at: | 20/05/2026 22:42:29
Business day: | 2026-05-22
Horizon: | 2DA
Timestamp | 07:30
Border & direction: | South-Romania Importing
Remedial actions | False
Margin satisfied | True
Final step | Margin Calculation
TTC [MW]: | 3949.45
Loading threshold | 0.7
Limiting CNEC | N-1 TIE 400 kV TINTARENI-KOZLODUI 2/[RO-RS] [OPP] TIE 400 kV Portile de Fier-Djerdap
Applied RAs
Non Costly RAO
CO ID | RA ID | Name of the RA | Usage | Type | Location | Status | Details
Costly RAO
RA RD ID | TSO | Generator Name | Minimum Power [MW] | Maximum Power [MW] | RDP- | RDP+ | P [MW] before RAO | P [MW] after RAO | P0 [MW] | Plimit+ [MW] | Plimit- [MW] | Started up | Shutdown
Non Costly Reduction
CO ID | RA ID | Name of the RA | Usage | Type | Location | Status | Details
Limiting CNECs
CO ID | Name of the CO | Name of the CNE | CNE UCTE branch | Calculated I (A) | I max (PATL) | Margin (A) | Loading (%) | Flow [MW] | LF type
RO_CO_00004 | N-1 OHL 400 kV Arefu-Sibiu Sud | [RO-RO] [DIR] OHL 220 kV Resita-Timisoara c1 | RRESI12 RTIMI12 1 | 1014 | 960 | 54 | 106 | 410 | AC
RO_CO_00008 | N-1 OHL 400 kV Slatina-Portile de Fier | [RO-RO] [DIR] OHL 220 kV Resita-Timisoara c1 | RRESI12 RTIMI12 1 | 1008 | 960 | 48 | 105 | 408 | AC
RO_CO_00042 | N-1 OHL 400 kV Arefu-Tantareni | [RO-RO] [DIR] OHL 220 kV Resita-Timisoara c1 | RRESI12 RTIMI12 1 | 1007 | 960 | 47 | 105 | 408 | AC
RO_CO_00032 | N-1 OHL 220 kV Urechesti-Targu Jiu Nord | [RO-RO] [DIR] OHL 220 kV Resita-Timisoara c1 | RRESI12 RTIMI12 1 | 1003 | 960 | 43 | 104 | 406 | AC
RO_CO_00033 | N-1 OHL 220 kV Paroseni-Targu Jiu Nord | [RO-RO] [DIR] OHL 220 kV Resita-Timisoara c1 | RRESI12 RTIMI12 1 | 1002 | 960 | 42 | 104 | 406 | AC
RO_CO_00007 | N-1 OHL 400 kV Portile de Fier-Urechesti | [RO-RO] [DIR] OHL 220 kV Resita-Timisoara c1 | RRESI12 RTIMI12 1 | 997 | 960 | 37 | 104 | 404 | AC
RO_CO_00026 | N-1 TRA 400/220 kV AT Urechesti | [RO-RO] [DIR] OHL 220 kV Resita-Timisoara c1 | RRESI12 RTIMI12 1 | 946 | 960 | -14 | 98 | 384 | AC
RO_CO_00025 | N-1 OHL 400 kV Brasov - Sibiu Sud | [RO-RO] [DIR] OHL 220 kV Resita-Timisoara c1 | RRESI12 RTIMI12 1 | 934 | 960 | -26 | 97 | 379 | AC
Base case | Base case | [RO-RO] [DIR] OHL 220 kV Resita-Timisoara c1 | RRESI12 RTIMI12 1 | 925 | 960 | -35 | 96 | 376 | AC
RO-BG_CO_00001 | N-1 TIE 400 kV TINTARENI-KOZLODUI 1 | [RO-RS] [OPP] TIE 400 kV Portile de Fier-Djerdap | RPDFE41 XPF_DJ11 1 | 1502 | 1570 | -68 | 96 | -1077 | AC
RO-BG_CO_00002 | N-1 TIE 400 kV TINTARENI-KOZLODUI 2 | [RO-RS] [OPP] TIE 400 kV Portile de Fier-Djerdap | RPDFE41 XPF_DJ11 1 | 1502 | 1570 | -68 | 96 | -1077 | AC
RO-RS_CO_00003 | N-1 TIE 400 kV Resita-Pancevo c2 | [RO-RO] [DIR] OHL 220 kV Resita-Timisoara c1 | RRESI12 RTIMI12 1 | 912 | 960 | -48 | 95 | 369 | AC
RO-UA_CO_00001 | N-1 TIE 400 kV Rosiori-Mukacevo | [RO-RO] [DIR] TRA 400/220 kV AT2 Iernut | RIERN41 RIERN22 2 | 903 | 999 | -96 | 90 | 355 | AC
RO-RS_CO_00003 | N-1 TIE 400 kV Resita-Pancevo c2 | [RO-RS] [OPP] TIE 400 kV Portile de Fier-Djerdap | RPDFE41 XPF_DJ11 1 | 1413 | 1570 | -157 | 90 | -1013 | AC
RO-RS_CO_00004 | N-1 TIE 400 kV Resita-Pancevo c1 | [RO-RS] [OPP] TIE 400 kV Portile de Fier-Djerdap | RPDFE41 XPF_DJ11 1 | 1413 | 1570 | -157 | 90 | -1013 | AC
RO-HU_CO_00001 | N-1 TIE 400 kV Arad-Sandorfalva | [RO-RS] [OPP] TIE 400 kV Portile de Fier-Djerdap | RPDFE41 XPF_DJ11 1 | 1411 | 1570 | -159 | 90 | -1012 | AC
BG_RO_CO_00002 | N-1 TIE 400 kV TINTARENI-KOZLODUI 2 | [BG-RO] [OPP] TIE 400 kV TINTARENI-KOZLODUI 1 | XKO_TI11 VAECKO11 1 | 1694 | 1890 | -196 | 90 | 1210 | AC
BG_RO_CO_00001 | N-1 TIE 400 kV TINTARENI-KOZLODUI 1 | [BG-RO] [OPP] TIE 400 kV TINTARENI-KOZLODUI 2 | XKO_TI12 VAECKO11 1 | 1694 | 1890 | -196 | 90 | 1210 | AC
Base case | Base case | [RO-RO] [DIR] TRA 400/220 kV AT2 Iernut | RIERN41 RIERN22 2 | 893 | 999 | -106 | 89 | 355 | AC
RO-HU_CO_00002 | N-1 TIE 400 kV Nadab-Bekescsaba | [RO-RS] [OPP] TIE 400 kV Portile de Fier-Djerdap | RPDFE41 XPF_DJ11 1 | 1397 | 1570 | -173 | 89 | -1002 | AC
RO-UA_CO_00001 | N-1 TIE 400 kV Rosiori-Mukacevo | [RO-RS] [OPP] TIE 400 kV Portile de Fier-Djerdap | RPDFE41 XPF_DJ11 1 | 1392 | 1570 | -178 | 89 | -999 | AC
RO_CO_00027 | N-1 TRA 400/220 kV AT3 Arad | [RO-RS] [OPP] TIE 400 kV Portile de Fier-Djerdap | RPDFE41 XPF_DJ11 1 | 1391 | 1570 | -179 | 89 | -997 | AC
Base case | Base case | [RO-RS] [OPP] TIE 400 kV Portile de Fier-Djerdap | RPDFE41 XPF_DJ11 1 | 1389 | 1570 | -181 | 88 | -997 | AC
RO_CO_00002 | N-1 OHL 400 kV Mintia-Arad | [RO-RS] [OPP] TIE 400 kV Portile de Fier-Djerdap | RPDFE41 XPF_DJ11 1 | 1389 | 1570 | -181 | 88 | -996 | AC
RO-BG_CO_00002 | N-1 TIE 400 kV TINTARENI-KOZLODUI 2 | [RO-BG] [OPP] TIE 400 kV TINTARENI-KOZLODUI 1 | RTINTB1 XKO_TI11 1 | 1694 | 1920 | -226 | 88 | -1177 | AC
RO-BG_CO_00001 | N-1 TIE 400 kV TINTARENI-KOZLODUI 1 | [RO-BG] [OPP] TIE 400 kV TINTARENI-KOZLODUI 2 | RTINTB1 XKO_TI12 1 | 1694 | 1920 | -226 | 88 | -1177 | AC
RO_CO_00029 | N-1 OHL 220 kV Resita-Timisoara 1&2 | [RO-RS] [OPP] TIE 400 kV Portile de Fier-Djerdap | RPDFE41 XPF_DJ11 1 | 1319 | 1570 | -251 | 84 | -947 | AC
RO-MD_CO_00001 | N-1 TIE 400 kV Isaccea - Vulcanesti | [RO-RS] [OPP] TIE 400 kV Portile de Fier-Djerdap | RPDFE41 XPF_DJ11 1 | 1314 | 1570 | -256 | 84 | -943 | AC
RO_CO_00052 | N-1 OHL 400 kV Sofia Zapad -Nis | [RO-RS] [OPP] TIE 400 kV Portile de Fier-Djerdap | RPDFE41 XPF_DJ11 1 | 1300 | 1570 | -270 | 83 | -933 | AC
RO_CO_00008 | N-1 OHL 400 kV Slatina-Portile de Fier | [RO-RO] [OPP] TRA 400/220 kV AT2 Portile de Fier | RPDF241 RPDF222 2 | 582 | 721 | -139 | 81 | 407 | AC
BG_RO_CO_00005 | N-1 TIE 400 kV MEDGIDIA SUD - DOBRUDJA | [BG-RO] [OPP] TIE 400 kV MEDGIDIA SUD - VARNA | XVA_MG11 VVARNA11 1 | 1612 | 2000 | -388 | 81 | 1133 | AC
RO-BG_CO_00005 | N-1 TIE 400 kV DOBRUDJA- MEDGIDIA SUD | [RO-BG] [OPP] TIE 400 kV MEDGIDIA SUD - VARNA | RMED141 XVA_MG11 1 | 1612 | 2000 | -388 | 81 | -1114 | AC
RO_CO_00001 | N-1 OHL 220 kV Portile de Fier-Resita 1&2 | [RO-RS] [OPP] TIE 400 kV Portile de Fier-Djerdap | RPDFE41 XPF_DJ11 1 | 1255 | 1570 | -315 | 80 | -897 | AC
BG_RO_CO_00004 | N-1 TIE 400 kV MEDGIDIA SUD - VARNA | [BG-RO] [OPP] TIE 400 kV DOBRUDJA- MEDGIDIA SUD | XDO_MG11 VDOBRU11 1 | 1597 | 2000 | -403 | 80 | 1122 | AC
RO-BG_CO_00004 | N-1 TIE 400 kV MEDGIDIA SUD - VARNA | [RO-BG] [OPP] TIE 400 kV DOBRUDJA- MEDGIDIA SUD | RMEDG41 XDO_MG11 1 | 1597 | 2000 | -403 | 80 | -1099 | AC
RO_CO_00001 | N-1 OHL 220 kV Portile de Fier-Resita 1&2 | [RO-RO] [OPP] TRA 400/220 kV AT2 Portile de Fier | RPDF241 RPDF222 2 | 523 | 721 | -198 | 73 | 363 | AC
RO_CO_00035 | N-1 TRA 400/220 kV AT3 Portile de Fier | [RO-RO] [DIR] TRA 400/220 kV AT1 Portile de Fier | RPDFE41 RPDF222 1 | 515 | 721 | -206 | 71 | 361 | AC
RO_CO_00028 | N-1 TRA 400/220 kV AT1 Portile de Fier | [RO-RO] [DIR] TRA 400/220 kV AT3 Portile de Fier | RPDFE41 RPDF212 3 | 513 | 721 | -208 | 71 | 360 | AC

## 0830
Detailed results
Generated at: | 20/05/2026 22:42:29
Business day: | 2026-05-22
Horizon: | 2DA
Timestamp | 08:30
Border & direction: | South-Romania Importing
Remedial actions | True
Margin satisfied | False
Final step | RAO
TTC [MW]: | 3996
Loading threshold | 0.7
Limiting CNEC | N-1 TIE 400 kV TINTARENI-KOZLODUI 2/[BG-RO] [OPP] TIE 400 kV TINTARENI-KOZLODUI 1
Applied RAs
Non Costly RAO
CO ID | RA ID | Name of the RA | Usage | Type | Location | Status | Details
N/A | RO_RA_00004 | PRA 110 kV S5 | preventive | topological_ra | RO | applied | open --> close
N/A | RO_RA_00002 | PRA 400/220kV AT Urechesti | preventive | pst_ra | RO | applied | LowerStep(-12.0) CurrentStep(-12) HigherStep(12.0)
N/A | RO_RA_00101 | PST_ARAD 400/220_3 | preventive | pst_ra | RO | applied | LowerStep(-12.0) CurrentStep(12) HigherStep(12.0)
N/A | RO_RA_00102 | PST_URECHESTI 400/220_1 | preventive | pst_ra | RO | applied | LowerStep(-12.0) CurrentStep(-12) HigherStep(12.0)
Costly RAO
RA RD ID | TSO | Generator Name | Minimum Power [MW] | Maximum Power [MW] | RDP- | RDP+ | P [MW] before RAO | P [MW] after RAO | P0 [MW] | Plimit+ [MW] | Plimit- [MW] | Started up | Shutdown
Non Costly Reduction
CO ID | RA ID | Name of the RA | Usage | Type | Location | Status | Details
Limiting CNECs
CO ID | Name of the CO | Name of the CNE | CNE UCTE branch | Calculated I (A) | I max (PATL) | Margin (A) | Loading (%) | Flow [MW] | LF type
RO_CO_00004 | N-1 OHL 400 kV Arefu-Sibiu Sud | [RO-RO] [DIR] OHL 220 kV Resita-Timisoara c1 | RRESI12 RTIMI12 1 | 916 | 960 | -44 | 95 | 371 | AC
BG_RO_CO_00001 | N-1 TIE 400 kV TINTARENI-KOZLODUI 1 | [BG-RO] [OPP] TIE 400 kV TINTARENI-KOZLODUI 2 | XKO_TI12 VAECKO11 1 | 1803 | 1890 | -87 | 95 | 1285 | AC
BG_RO_CO_00002 | N-1 TIE 400 kV TINTARENI-KOZLODUI 2 | [BG-RO] [OPP] TIE 400 kV TINTARENI-KOZLODUI 1 | XKO_TI11 VAECKO11 1 | 1803 | 1890 | -87 | 95 | 1285 | AC
RO_CO_00042 | N-1 OHL 400 kV Arefu-Tantareni | [RO-RO] [DIR] OHL 220 kV Resita-Timisoara c1 | RRESI12 RTIMI12 1 | 912 | 960 | -48 | 95 | 369 | AC
RO_CO_00008 | N-1 OHL 400 kV Slatina-Portile de Fier | [RO-RO] [DIR] OHL 220 kV Resita-Timisoara c1 | RRESI12 RTIMI12 1 | 905 | 960 | -55 | 94 | 366 | AC
RO-BG_CO_00001 | N-1 TIE 400 kV TINTARENI-KOZLODUI 1 | [RO-BG] [OPP] TIE 400 kV TINTARENI-KOZLODUI 2 | RTINTB1 XKO_TI12 1 | 1803 | 1920 | -117 | 94 | -1248 | AC
RO-BG_CO_00002 | N-1 TIE 400 kV TINTARENI-KOZLODUI 2 | [RO-BG] [OPP] TIE 400 kV TINTARENI-KOZLODUI 1 | RTINTB1 XKO_TI11 1 | 1803 | 1920 | -117 | 94 | -1248 | AC
RO-BG_CO_00001 | N-1 TIE 400 kV TINTARENI-KOZLODUI 1 | [RO-RS] [OPP] TIE 400 kV Portile de Fier-Djerdap | RPDFE41 XPF_DJ11 1 | 1459 | 1570 | -111 | 93 | -1044 | AC
RO-BG_CO_00002 | N-1 TIE 400 kV TINTARENI-KOZLODUI 2 | [RO-RS] [OPP] TIE 400 kV Portile de Fier-Djerdap | RPDFE41 XPF_DJ11 1 | 1459 | 1570 | -111 | 93 | -1044 | AC
RO_CO_00032 | N-1 OHL 220 kV Urechesti-Targu Jiu Nord | [RO-RO] [DIR] OHL 220 kV Resita-Timisoara c1 | RRESI12 RTIMI12 1 | 889 | 960 | -71 | 93 | 360 | AC
RO_CO_00033 | N-1 OHL 220 kV Paroseni-Targu Jiu Nord | [RO-RO] [DIR] OHL 220 kV Resita-Timisoara c1 | RRESI12 RTIMI12 1 | 889 | 960 | -71 | 93 | 360 | AC
RO_CO_00007 | N-1 OHL 400 kV Portile de Fier-Urechesti | [RO-RO] [DIR] OHL 220 kV Resita-Timisoara c1 | RRESI12 RTIMI12 1 | 879 | 960 | -81 | 92 | 356 | AC
RO_CO_00025 | N-1 OHL 400 kV Brasov - Sibiu Sud | [RO-RO] [DIR] OHL 220 kV Resita-Timisoara c1 | RRESI12 RTIMI12 1 | 837 | 960 | -123 | 87 | 339 | AC
RO_CO_00026 | N-1 TRA 400/220 kV AT Urechesti | [RO-RO] [DIR] OHL 220 kV Resita-Timisoara c1 | RRESI12 RTIMI12 1 | 835 | 960 | -125 | 87 | 338 | AC
RO-HU_CO_00001 | N-1 TIE 400 kV Arad-Sandorfalva | [RO-RS] [OPP] TIE 400 kV Portile de Fier-Djerdap | RPDFE41 XPF_DJ11 1 | 1360 | 1570 | -210 | 87 | -973 | AC
RO-RS_CO_00003 | N-1 TIE 400 kV Resita-Pancevo c2 | [RO-RS] [OPP] TIE 400 kV Portile de Fier-Djerdap | RPDFE41 XPF_DJ11 1 | 1352 | 1570 | -218 | 86 | -968 | AC
RO-RS_CO_00004 | N-1 TIE 400 kV Resita-Pancevo c1 | [RO-RS] [OPP] TIE 400 kV Portile de Fier-Djerdap | RPDFE41 XPF_DJ11 1 | 1352 | 1570 | -218 | 86 | -968 | AC
RO_CO_00027 | N-1 TRA 400/220 kV AT3 Arad | [RO-RS] [OPP] TIE 400 kV Portile de Fier-Djerdap | RPDFE41 XPF_DJ11 1 | 1351 | 1570 | -219 | 86 | -967 | AC
Base case | Base case | [RO-RO] [DIR] OHL 220 kV Resita-Timisoara c1 | RRESI12 RTIMI12 1 | 825 | 960 | -135 | 86 | 335 | AC
RO-BG_CO_00005 | N-1 TIE 400 kV DOBRUDJA- MEDGIDIA SUD | [RO-BG] [OPP] TIE 400 kV MEDGIDIA SUD - VARNA | RMED141 XVA_MG11 1 | 1716 | 2000 | -284 | 86 | -1182 | AC
BG_RO_CO_00005 | N-1 TIE 400 kV MEDGIDIA SUD - DOBRUDJA | [BG-RO] [OPP] TIE 400 kV MEDGIDIA SUD - VARNA | XVA_MG11 VVARNA11 1 | 1716 | 2000 | -284 | 86 | 1204 | AC
RO-HU_CO_00002 | N-1 TIE 400 kV Nadab-Bekescsaba | [RO-RS] [OPP] TIE 400 kV Portile de Fier-Djerdap | RPDFE41 XPF_DJ11 1 | 1346 | 1570 | -224 | 86 | -963 | AC
RO-RS_CO_00003 | N-1 TIE 400 kV Resita-Pancevo c2 | [RO-RO] [DIR] OHL 220 kV Resita-Timisoara c1 | RRESI12 RTIMI12 1 | 819 | 960 | -141 | 85 | 331 | AC
Base case | Base case | [RO-RS] [OPP] TIE 400 kV Portile de Fier-Djerdap | RPDFE41 XPF_DJ11 1 | 1339 | 1570 | -231 | 85 | -959 | AC
RO-UA_CO_00001 | N-1 TIE 400 kV Rosiori-Mukacevo | [RO-RS] [OPP] TIE 400 kV Portile de Fier-Djerdap | RPDFE41 XPF_DJ11 1 | 1338 | 1570 | -232 | 85 | -958 | AC
RO-BG_CO_00004 | N-1 TIE 400 kV MEDGIDIA SUD - VARNA | [RO-BG] [OPP] TIE 400 kV DOBRUDJA- MEDGIDIA SUD | RMEDG41 XDO_MG11 1 | 1701 | 2000 | -299 | 85 | -1167 | AC
BG_RO_CO_00004 | N-1 TIE 400 kV MEDGIDIA SUD - VARNA | [BG-RO] [OPP] TIE 400 kV DOBRUDJA- MEDGIDIA SUD | XDO_MG11 VDOBRU11 1 | 1701 | 2000 | -299 | 85 | 1192 | AC
RO_CO_00002 | N-1 OHL 400 kV Mintia-Arad | [RO-RS] [OPP] TIE 400 kV Portile de Fier-Djerdap | RPDFE41 XPF_DJ11 1 | 1333 | 1570 | -237 | 85 | -954 | AC
RO-UA_CO_00001 | N-1 TIE 400 kV Rosiori-Mukacevo | [RO-RO] [DIR] TRA 400/220 kV AT2 Iernut | RIERN41 RIERN22 2 | 842 | 999 | -158 | 84 | 329 | AC
Base case | Base case | [RO-RO] [DIR] TRA 400/220 kV AT2 Iernut | RIERN41 RIERN22 2 | 834 | 999 | -165 | 84 | 328 | AC
RO_CO_00029 | N-1 OHL 220 kV Resita-Timisoara 1&2 | [RO-RS] [OPP] TIE 400 kV Portile de Fier-Djerdap | RPDFE41 XPF_DJ11 1 | 1277 | 1570 | -293 | 81 | -914 | AC
RO-MD_CO_00001 | N-1 TIE 400 kV Isaccea - Vulcanesti | [RO-RS] [OPP] TIE 400 kV Portile de Fier-Djerdap | RPDFE41 XPF_DJ11 1 | 1263 | 1570 | -307 | 80 | -904 | AC
RO_CO_00052 | N-1 OHL 400 kV Sofia Zapad -Nis | [RO-RS] [OPP] TIE 400 kV Portile de Fier-Djerdap | RPDFE41 XPF_DJ11 1 | 1223 | 1570 | -347 | 78 | -875 | AC
RO_CO_00001 | N-1 OHL 220 kV Portile de Fier-Resita 1&2 | [RO-RS] [OPP] TIE 400 kV Portile de Fier-Djerdap | RPDFE41 XPF_DJ11 1 | 1206 | 1570 | -364 | 77 | -863 | AC
RO_CO_00008 | N-1 OHL 400 kV Slatina-Portile de Fier | [RO-RO] [OPP] TRA 400/220 kV AT2 Portile de Fier | RPDF241 RPDF222 2 | 550 | 721 | -171 | 76 | 384 | AC
RO_CO_00035 | N-1 TRA 400/220 kV AT3 Portile de Fier | [RO-RO] [DIR] TRA 400/220 kV AT1 Portile de Fier | RPDFE41 RPDF222 1 | 508 | 721 | -213 | 70 | 357 | AC
RO_CO_00028 | N-1 TRA 400/220 kV AT1 Portile de Fier | [RO-RO] [DIR] TRA 400/220 kV AT3 Portile de Fier | RPDFE41 RPDF212 3 | 507 | 721 | -214 | 70 | 357 | AC

## 0930
Detailed results
Generated at: | 20/05/2026 22:42:29
Business day: | 2026-05-22
Horizon: | 2DA
Timestamp | 09:30
Border & direction: | South-Romania Importing
Remedial actions | False
Margin satisfied | False
Final step | Reduction
TTC [MW]: | 3798
Loading threshold | 0.7
Limiting CNEC | N-1 TIE 400 kV TINTARENI-KOZLODUI 2/[BG-RO] [OPP] TIE 400 kV TINTARENI-KOZLODUI 1
Applied RAs
Non Costly RAO
CO ID | RA ID | Name of the RA | Usage | Type | Location | Status | Details
Costly RAO
RA RD ID | TSO | Generator Name | Minimum Power [MW] | Maximum Power [MW] | RDP- | RDP+ | P [MW] before RAO | P [MW] after RAO | P0 [MW] | Plimit+ [MW] | Plimit- [MW] | Started up | Shutdown
Non Costly Reduction
CO ID | RA ID | Name of the RA | Usage | Type | Location | Status | Details
Limiting CNECs
CO ID | Name of the CO | Name of the CNE | CNE UCTE branch | Calculated I (A) | I max (PATL) | Margin (A) | Loading (%) | Flow [MW] | LF type
BG_RO_CO_00001 | N-1 TIE 400 kV TINTARENI-KOZLODUI 1 | [BG-RO] [OPP] TIE 400 kV TINTARENI-KOZLODUI 2 | XKO_TI12 VAECKO11 1 | 1885 | 1890 | -5 | 100 | 1342 | AC
BG_RO_CO_00002 | N-1 TIE 400 kV TINTARENI-KOZLODUI 2 | [BG-RO] [OPP] TIE 400 kV TINTARENI-KOZLODUI 1 | XKO_TI11 VAECKO11 1 | 1885 | 1890 | -5 | 100 | 1342 | AC
RO_CO_00004 | N-1 OHL 400 kV Arefu-Sibiu Sud | [RO-RO] [DIR] OHL 220 kV Resita-Timisoara c1 | RRESI12 RTIMI12 1 | 955 | 960 | -5 | 99 | 386 | AC
RO_CO_00042 | N-1 OHL 400 kV Arefu-Tantareni | [RO-RO] [DIR] OHL 220 kV Resita-Timisoara c1 | RRESI12 RTIMI12 1 | 951 | 960 | -9 | 99 | 385 | AC
RO-BG_CO_00002 | N-1 TIE 400 kV TINTARENI-KOZLODUI 2 | [RO-BG] [OPP] TIE 400 kV TINTARENI-KOZLODUI 1 | RTINTB1 XKO_TI11 1 | 1885 | 1920 | -35 | 98 | -1302 | AC
RO-BG_CO_00001 | N-1 TIE 400 kV TINTARENI-KOZLODUI 1 | [RO-BG] [OPP] TIE 400 kV TINTARENI-KOZLODUI 2 | RTINTB1 XKO_TI12 1 | 1885 | 1920 | -35 | 98 | -1302 | AC
RO_CO_00032 | N-1 OHL 220 kV Urechesti-Targu Jiu Nord | [RO-RO] [DIR] OHL 220 kV Resita-Timisoara c1 | RRESI12 RTIMI12 1 | 931 | 960 | -29 | 97 | 377 | AC
RO_CO_00033 | N-1 OHL 220 kV Paroseni-Targu Jiu Nord | [RO-RO] [DIR] OHL 220 kV Resita-Timisoara c1 | RRESI12 RTIMI12 1 | 931 | 960 | -29 | 97 | 377 | AC
RO_CO_00008 | N-1 OHL 400 kV Slatina-Portile de Fier | [RO-RO] [DIR] OHL 220 kV Resita-Timisoara c1 | RRESI12 RTIMI12 1 | 926 | 960 | -34 | 96 | 375 | AC
RO_CO_00007 | N-1 OHL 400 kV Portile de Fier-Urechesti | [RO-RO] [DIR] OHL 220 kV Resita-Timisoara c1 | RRESI12 RTIMI12 1 | 900 | 960 | -60 | 94 | 364 | AC
RO_CO_00025 | N-1 OHL 400 kV Brasov - Sibiu Sud | [RO-RO] [DIR] OHL 220 kV Resita-Timisoara c1 | RRESI12 RTIMI12 1 | 878 | 960 | -82 | 91 | 356 | AC
RO_CO_00026 | N-1 TRA 400/220 kV AT Urechesti | [RO-RO] [DIR] OHL 220 kV Resita-Timisoara c1 | RRESI12 RTIMI12 1 | 874 | 960 | -86 | 91 | 354 | AC
Base case | Base case | [RO-RO] [DIR] OHL 220 kV Resita-Timisoara c1 | RRESI12 RTIMI12 1 | 867 | 960 | -93 | 90 | 351 | AC
RO-RS_CO_00003 | N-1 TIE 400 kV Resita-Pancevo c2 | [RO-RO] [DIR] OHL 220 kV Resita-Timisoara c1 | RRESI12 RTIMI12 1 | 857 | 960 | -103 | 89 | 347 | AC
BG_RO_CO_00005 | N-1 TIE 400 kV MEDGIDIA SUD - DOBRUDJA | [BG-RO] [OPP] TIE 400 kV MEDGIDIA SUD - VARNA | XVA_MG11 VVARNA11 1 | 1673 | 2000 | -327 | 84 | 1167 | AC
RO-BG_CO_00005 | N-1 TIE 400 kV DOBRUDJA- MEDGIDIA SUD | [RO-BG] [OPP] TIE 400 kV MEDGIDIA SUD - VARNA | RMED141 XVA_MG11 1 | 1673 | 2000 | -327 | 84 | -1146 | AC
RO-BG_CO_00004 | N-1 TIE 400 kV MEDGIDIA SUD - VARNA | [RO-BG] [OPP] TIE 400 kV DOBRUDJA- MEDGIDIA SUD | RMEDG41 XDO_MG11 1 | 1659 | 2000 | -341 | 83 | -1132 | AC
BG_RO_CO_00004 | N-1 TIE 400 kV MEDGIDIA SUD - VARNA | [BG-RO] [OPP] TIE 400 kV DOBRUDJA- MEDGIDIA SUD | XDO_MG11 VDOBRU11 1 | 1659 | 2000 | -341 | 83 | 1156 | AC
RO-UA_CO_00001 | N-1 TIE 400 kV Rosiori-Mukacevo | [RO-RO] [DIR] TRA 400/220 kV AT2 Iernut | RIERN41 RIERN22 2 | 780 | 999 | -220 | 78 | 305 | AC
Base case | Base case | [RO-RO] [DIR] TRA 400/220 kV AT2 Iernut | RIERN41 RIERN22 2 | 773 | 999 | -226 | 77 | 304 | AC
RO-BG_CO_00001 | N-1 TIE 400 kV TINTARENI-KOZLODUI 1 | [RO-RS] [OPP] TIE 400 kV Portile de Fier-Djerdap | RPDFE41 XPF_DJ11 1 | 1109 | 1570 | -461 | 71 | -794 | AC
RO-BG_CO_00002 | N-1 TIE 400 kV TINTARENI-KOZLODUI 2 | [RO-RS] [OPP] TIE 400 kV Portile de Fier-Djerdap | RPDFE41 XPF_DJ11 1 | 1109 | 1570 | -461 | 71 | -794 | AC

## 1030
Detailed results
Generated at: | 20/05/2026 22:42:29
Business day: | 2026-05-22
Horizon: | 2DA
Timestamp | 10:30
Border & direction: | South-Romania Importing
Remedial actions | False
Margin satisfied | False
Final step | Reduction
TTC [MW]: | 3859
Loading threshold | 0.7
Limiting CNEC | N-1 TIE 400 kV TINTARENI-KOZLODUI 2/[BG-RO] [OPP] TIE 400 kV TINTARENI-KOZLODUI 1
Applied RAs
Non Costly RAO
CO ID | RA ID | Name of the RA | Usage | Type | Location | Status | Details
Costly RAO
RA RD ID | TSO | Generator Name | Minimum Power [MW] | Maximum Power [MW] | RDP- | RDP+ | P [MW] before RAO | P [MW] after RAO | P0 [MW] | Plimit+ [MW] | Plimit- [MW] | Started up | Shutdown
Non Costly Reduction
CO ID | RA ID | Name of the RA | Usage | Type | Location | Status | Details
Limiting CNECs
CO ID | Name of the CO | Name of the CNE | CNE UCTE branch | Calculated I (A) | I max (PATL) | Margin (A) | Loading (%) | Flow [MW] | LF type
BG_RO_CO_00001 | N-1 TIE 400 kV TINTARENI-KOZLODUI 1 | [BG-RO] [OPP] TIE 400 kV TINTARENI-KOZLODUI 2 | XKO_TI12 VAECKO11 1 | 1884 | 1890 | -6 | 100 | 1342 | AC
BG_RO_CO_00002 | N-1 TIE 400 kV TINTARENI-KOZLODUI 2 | [BG-RO] [OPP] TIE 400 kV TINTARENI-KOZLODUI 1 | XKO_TI11 VAECKO11 1 | 1884 | 1890 | -6 | 100 | 1342 | AC
RO-BG_CO_00001 | N-1 TIE 400 kV TINTARENI-KOZLODUI 1 | [RO-BG] [OPP] TIE 400 kV TINTARENI-KOZLODUI 2 | RTINTB1 XKO_TI12 1 | 1884 | 1920 | -36 | 98 | -1301 | AC
RO-BG_CO_00002 | N-1 TIE 400 kV TINTARENI-KOZLODUI 2 | [RO-BG] [OPP] TIE 400 kV TINTARENI-KOZLODUI 1 | RTINTB1 XKO_TI11 1 | 1884 | 1920 | -36 | 98 | -1301 | AC
RO_CO_00042 | N-1 OHL 400 kV Arefu-Tantareni | [RO-RO] [DIR] OHL 220 kV Resita-Timisoara c1 | RRESI12 RTIMI12 1 | 932 | 960 | -28 | 97 | 379 | AC
RO_CO_00004 | N-1 OHL 400 kV Arefu-Sibiu Sud | [RO-RO] [DIR] OHL 220 kV Resita-Timisoara c1 | RRESI12 RTIMI12 1 | 929 | 960 | -31 | 97 | 378 | AC
RO_CO_00032 | N-1 OHL 220 kV Urechesti-Targu Jiu Nord | [RO-RO] [DIR] OHL 220 kV Resita-Timisoara c1 | RRESI12 RTIMI12 1 | 922 | 960 | -38 | 96 | 375 | AC
RO_CO_00033 | N-1 OHL 220 kV Paroseni-Targu Jiu Nord | [RO-RO] [DIR] OHL 220 kV Resita-Timisoara c1 | RRESI12 RTIMI12 1 | 922 | 960 | -38 | 96 | 375 | AC
RO_CO_00008 | N-1 OHL 400 kV Slatina-Portile de Fier | [RO-RO] [DIR] OHL 220 kV Resita-Timisoara c1 | RRESI12 RTIMI12 1 | 911 | 960 | -49 | 95 | 371 | AC
RO_CO_00007 | N-1 OHL 400 kV Portile de Fier-Urechesti | [RO-RO] [DIR] OHL 220 kV Resita-Timisoara c1 | RRESI12 RTIMI12 1 | 900 | 960 | -60 | 94 | 366 | AC
RO_CO_00026 | N-1 TRA 400/220 kV AT Urechesti | [RO-RO] [DIR] OHL 220 kV Resita-Timisoara c1 | RRESI12 RTIMI12 1 | 870 | 960 | -90 | 91 | 354 | AC
RO_CO_00025 | N-1 OHL 400 kV Brasov - Sibiu Sud | [RO-RO] [DIR] OHL 220 kV Resita-Timisoara c1 | RRESI12 RTIMI12 1 | 854 | 960 | -106 | 89 | 348 | AC
Base case | Base case | [RO-RO] [DIR] OHL 220 kV Resita-Timisoara c1 | RRESI12 RTIMI12 1 | 848 | 960 | -112 | 88 | 346 | AC
RO-RS_CO_00003 | N-1 TIE 400 kV Resita-Pancevo c2 | [RO-RO] [DIR] OHL 220 kV Resita-Timisoara c1 | RRESI12 RTIMI12 1 | 834 | 960 | -126 | 87 | 339 | AC
RO-BG_CO_00005 | N-1 TIE 400 kV DOBRUDJA- MEDGIDIA SUD | [RO-BG] [OPP] TIE 400 kV MEDGIDIA SUD - VARNA | RMED141 XVA_MG11 1 | 1647 | 2000 | -353 | 82 | -1130 | AC
BG_RO_CO_00005 | N-1 TIE 400 kV MEDGIDIA SUD - DOBRUDJA | [BG-RO] [OPP] TIE 400 kV MEDGIDIA SUD - VARNA | XVA_MG11 VVARNA11 1 | 1647 | 2000 | -353 | 82 | 1151 | AC
BG_RO_CO_00004 | N-1 TIE 400 kV MEDGIDIA SUD - VARNA | [BG-RO] [OPP] TIE 400 kV DOBRUDJA- MEDGIDIA SUD | XDO_MG11 VDOBRU11 1 | 1633 | 2000 | -367 | 82 | 1140 | AC
RO-BG_CO_00004 | N-1 TIE 400 kV MEDGIDIA SUD - VARNA | [RO-BG] [OPP] TIE 400 kV DOBRUDJA- MEDGIDIA SUD | RMEDG41 XDO_MG11 1 | 1633 | 2000 | -367 | 82 | -1117 | AC
RO-UA_CO_00001 | N-1 TIE 400 kV Rosiori-Mukacevo | [RO-RO] [DIR] TRA 400/220 kV AT2 Iernut | RIERN41 RIERN22 2 | 790 | 999 | -210 | 79 | 309 | AC
Base case | Base case | [RO-RO] [DIR] TRA 400/220 kV AT2 Iernut | RIERN41 RIERN22 2 | 782 | 999 | -217 | 78 | 309 | AC
RO-BG_CO_00001 | N-1 TIE 400 kV TINTARENI-KOZLODUI 1 | [RO-RS] [OPP] TIE 400 kV Portile de Fier-Djerdap | RPDFE41 XPF_DJ11 1 | 1130 | 1570 | -440 | 72 | -807 | AC
RO-BG_CO_00002 | N-1 TIE 400 kV TINTARENI-KOZLODUI 2 | [RO-RS] [OPP] TIE 400 kV Portile de Fier-Djerdap | RPDFE41 XPF_DJ11 1 | 1130 | 1570 | -440 | 72 | -807 | AC

## 1130
Detailed results
Generated at: | 20/05/2026 22:42:29
Business day: | 2026-05-22
Horizon: | 2DA
Timestamp | 11:30
Border & direction: | South-Romania Importing
Remedial actions | False
Margin satisfied | False
Final step | Adjustment
TTC [MW]: | 4086.65
Loading threshold | 0.7
Limiting CNEC | N-1 TIE 400 kV TINTARENI-KOZLODUI 1/[BG-RO] [OPP] TIE 400 kV TINTARENI-KOZLODUI 2
Applied RAs
Non Costly RAO
CO ID | RA ID | Name of the RA | Usage | Type | Location | Status | Details
Costly RAO
RA RD ID | TSO | Generator Name | Minimum Power [MW] | Maximum Power [MW] | RDP- | RDP+ | P [MW] before RAO | P [MW] after RAO | P0 [MW] | Plimit+ [MW] | Plimit- [MW] | Started up | Shutdown
Non Costly Reduction
CO ID | RA ID | Name of the RA | Usage | Type | Location | Status | Details
Limiting CNECs
CO ID | Name of the CO | Name of the CNE | CNE UCTE branch | Calculated I (A) | I max (PATL) | Margin (A) | Loading (%) | Flow [MW] | LF type
BG_RO_CO_00001 | N-1 TIE 400 kV TINTARENI-KOZLODUI 1 | [BG-RO] [OPP] TIE 400 kV TINTARENI-KOZLODUI 2 | XKO_TI12 VAECKO11 1 | 1881 | 1890 | -9 | 100 | 1338 | AC
BG_RO_CO_00002 | N-1 TIE 400 kV TINTARENI-KOZLODUI 2 | [BG-RO] [OPP] TIE 400 kV TINTARENI-KOZLODUI 1 | XKO_TI11 VAECKO11 1 | 1881 | 1890 | -9 | 100 | 1338 | AC
RO_CO_00042 | N-1 OHL 400 kV Arefu-Tantareni | [RO-RO] [DIR] OHL 220 kV Resita-Timisoara c1 | RRESI12 RTIMI12 1 | 946 | 960 | -14 | 99 | 384 | AC
RO-BG_CO_00001 | N-1 TIE 400 kV TINTARENI-KOZLODUI 1 | [RO-BG] [OPP] TIE 400 kV TINTARENI-KOZLODUI 2 | RTINTB1 XKO_TI12 1 | 1881 | 1920 | -39 | 98 | -1298 | AC
RO-BG_CO_00002 | N-1 TIE 400 kV TINTARENI-KOZLODUI 2 | [RO-BG] [OPP] TIE 400 kV TINTARENI-KOZLODUI 1 | RTINTB1 XKO_TI11 1 | 1881 | 1920 | -39 | 98 | -1298 | AC
RO_CO_00004 | N-1 OHL 400 kV Arefu-Sibiu Sud | [RO-RO] [DIR] OHL 220 kV Resita-Timisoara c1 | RRESI12 RTIMI12 1 | 938 | 960 | -22 | 98 | 381 | AC
RO_CO_00007 | N-1 OHL 400 kV Portile de Fier-Urechesti | [RO-RO] [DIR] OHL 220 kV Resita-Timisoara c1 | RRESI12 RTIMI12 1 | 937 | 960 | -23 | 98 | 381 | AC
RO_CO_00008 | N-1 OHL 400 kV Slatina-Portile de Fier | [RO-RO] [DIR] OHL 220 kV Resita-Timisoara c1 | RRESI12 RTIMI12 1 | 936 | 960 | -24 | 97 | 380 | AC
RO_CO_00032 | N-1 OHL 220 kV Urechesti-Targu Jiu Nord | [RO-RO] [DIR] OHL 220 kV Resita-Timisoara c1 | RRESI12 RTIMI12 1 | 932 | 960 | -28 | 97 | 379 | AC
RO_CO_00033 | N-1 OHL 220 kV Paroseni-Targu Jiu Nord | [RO-RO] [DIR] OHL 220 kV Resita-Timisoara c1 | RRESI12 RTIMI12 1 | 932 | 960 | -28 | 97 | 379 | AC
RO_CO_00026 | N-1 TRA 400/220 kV AT Urechesti | [RO-RO] [DIR] OHL 220 kV Resita-Timisoara c1 | RRESI12 RTIMI12 1 | 885 | 960 | -75 | 92 | 360 | AC
RO_CO_00025 | N-1 OHL 400 kV Brasov - Sibiu Sud | [RO-RO] [DIR] OHL 220 kV Resita-Timisoara c1 | RRESI12 RTIMI12 1 | 861 | 960 | -99 | 90 | 350 | AC
Base case | Base case | [RO-RO] [DIR] OHL 220 kV Resita-Timisoara c1 | RRESI12 RTIMI12 1 | 861 | 960 | -99 | 90 | 350 | AC
RO-RS_CO_00003 | N-1 TIE 400 kV Resita-Pancevo c2 | [RO-RO] [DIR] OHL 220 kV Resita-Timisoara c1 | RRESI12 RTIMI12 1 | 841 | 960 | -119 | 88 | 341 | AC
RO-BG_CO_00005 | N-1 TIE 400 kV DOBRUDJA- MEDGIDIA SUD | [RO-BG] [OPP] TIE 400 kV MEDGIDIA SUD - VARNA | RMED141 XVA_MG11 1 | 1704 | 2000 | -296 | 85 | -1169 | AC
BG_RO_CO_00005 | N-1 TIE 400 kV MEDGIDIA SUD - DOBRUDJA | [BG-RO] [OPP] TIE 400 kV MEDGIDIA SUD - VARNA | XVA_MG11 VVARNA11 1 | 1704 | 2000 | -296 | 85 | 1191 | AC
RO-BG_CO_00004 | N-1 TIE 400 kV MEDGIDIA SUD - VARNA | [RO-BG] [OPP] TIE 400 kV DOBRUDJA- MEDGIDIA SUD | RMEDG41 XDO_MG11 1 | 1689 | 2000 | -311 | 84 | -1155 | AC
BG_RO_CO_00004 | N-1 TIE 400 kV MEDGIDIA SUD - VARNA | [BG-RO] [OPP] TIE 400 kV DOBRUDJA- MEDGIDIA SUD | XDO_MG11 VDOBRU11 1 | 1689 | 2000 | -311 | 84 | 1180 | AC
RO-UA_CO_00001 | N-1 TIE 400 kV Rosiori-Mukacevo | [RO-RO] [DIR] TRA 400/220 kV AT2 Iernut | RIERN41 RIERN22 2 | 844 | 999 | -156 | 84 | 330 | AC
Base case | Base case | [RO-RO] [DIR] TRA 400/220 kV AT2 Iernut | RIERN41 RIERN22 2 | 836 | 999 | -163 | 84 | 330 | AC
RO-BG_CO_00002 | N-1 TIE 400 kV TINTARENI-KOZLODUI 2 | [RO-RS] [OPP] TIE 400 kV Portile de Fier-Djerdap | RPDFE41 XPF_DJ11 1 | 1271 | 1570 | -299 | 81 | -907 | AC
RO-BG_CO_00001 | N-1 TIE 400 kV TINTARENI-KOZLODUI 1 | [RO-RS] [OPP] TIE 400 kV Portile de Fier-Djerdap | RPDFE41 XPF_DJ11 1 | 1271 | 1570 | -299 | 81 | -907 | AC
RO-RS_CO_00003 | N-1 TIE 400 kV Resita-Pancevo c2 | [RO-RS] [OPP] TIE 400 kV Portile de Fier-Djerdap | RPDFE41 XPF_DJ11 1 | 1182 | 1570 | -388 | 75 | -843 | AC
RO-RS_CO_00004 | N-1 TIE 400 kV Resita-Pancevo c1 | [RO-RS] [OPP] TIE 400 kV Portile de Fier-Djerdap | RPDFE41 XPF_DJ11 1 | 1182 | 1570 | -388 | 75 | -843 | AC
RO-HU_CO_00001 | N-1 TIE 400 kV Arad-Sandorfalva | [RO-RS] [OPP] TIE 400 kV Portile de Fier-Djerdap | RPDFE41 XPF_DJ11 1 | 1173 | 1570 | -397 | 75 | -837 | AC
RO-HU_CO_00002 | N-1 TIE 400 kV Nadab-Bekescsaba | [RO-RS] [OPP] TIE 400 kV Portile de Fier-Djerdap | RPDFE41 XPF_DJ11 1 | 1157 | 1570 | -413 | 74 | -825 | AC
RO_CO_00002 | N-1 OHL 400 kV Mintia-Arad | [RO-RS] [OPP] TIE 400 kV Portile de Fier-Djerdap | RPDFE41 XPF_DJ11 1 | 1154 | 1570 | -416 | 73 | -823 | AC
RO_CO_00027 | N-1 TRA 400/220 kV AT3 Arad | [RO-RS] [OPP] TIE 400 kV Portile de Fier-Djerdap | RPDFE41 XPF_DJ11 1 | 1148 | 1570 | -422 | 73 | -819 | AC
RO-UA_CO_00001 | N-1 TIE 400 kV Rosiori-Mukacevo | [RO-RS] [OPP] TIE 400 kV Portile de Fier-Djerdap | RPDFE41 XPF_DJ11 1 | 1147 | 1570 | -423 | 73 | -818 | AC
Base case | Base case | [RO-RS] [OPP] TIE 400 kV Portile de Fier-Djerdap | RPDFE41 XPF_DJ11 1 | 1146 | 1570 | -424 | 73 | -818 | AC

## 1230
Detailed results
Generated at: | 20/05/2026 22:42:29
Business day: | 2026-05-22
Horizon: | 2DA
Timestamp | 12:30
Border & direction: | South-Romania Importing
Remedial actions | False
Margin satisfied | True
Final step | Margin Calculation
TTC [MW]: | 3880.42
Loading threshold | 0.7
Limiting CNEC | N-1 TIE 400 kV TINTARENI-KOZLODUI 1/[BG-RO] [OPP] TIE 400 kV TINTARENI-KOZLODUI 2
Applied RAs
Non Costly RAO
CO ID | RA ID | Name of the RA | Usage | Type | Location | Status | Details
Costly RAO
RA RD ID | TSO | Generator Name | Minimum Power [MW] | Maximum Power [MW] | RDP- | RDP+ | P [MW] before RAO | P [MW] after RAO | P0 [MW] | Plimit+ [MW] | Plimit- [MW] | Started up | Shutdown
Non Costly Reduction
CO ID | RA ID | Name of the RA | Usage | Type | Location | Status | Details
Limiting CNECs
CO ID | Name of the CO | Name of the CNE | CNE UCTE branch | Calculated I (A) | I max (PATL) | Margin (A) | Loading (%) | Flow [MW] | LF type
RO_CO_00007 | N-1 OHL 400 kV Portile de Fier-Urechesti | [RO-RO] [DIR] OHL 220 kV Resita-Timisoara c1 | RRESI12 RTIMI12 1 | 883 | 960 | -77 | 92 | 359 | AC
RO_CO_00008 | N-1 OHL 400 kV Slatina-Portile de Fier | [RO-RO] [DIR] OHL 220 kV Resita-Timisoara c1 | RRESI12 RTIMI12 1 | 869 | 960 | -91 | 91 | 354 | AC
RO_CO_00042 | N-1 OHL 400 kV Arefu-Tantareni | [RO-RO] [DIR] OHL 220 kV Resita-Timisoara c1 | RRESI12 RTIMI12 1 | 866 | 960 | -94 | 90 | 353 | AC
RO_CO_00004 | N-1 OHL 400 kV Arefu-Sibiu Sud | [RO-RO] [DIR] OHL 220 kV Resita-Timisoara c1 | RRESI12 RTIMI12 1 | 855 | 960 | -105 | 89 | 348 | AC
RO_CO_00032 | N-1 OHL 220 kV Urechesti-Targu Jiu Nord | [RO-RO] [DIR] OHL 220 kV Resita-Timisoara c1 | RRESI12 RTIMI12 1 | 847 | 960 | -113 | 88 | 345 | AC
RO_CO_00033 | N-1 OHL 220 kV Paroseni-Targu Jiu Nord | [RO-RO] [DIR] OHL 220 kV Resita-Timisoara c1 | RRESI12 RTIMI12 1 | 847 | 960 | -113 | 88 | 345 | AC
BG_RO_CO_00001 | N-1 TIE 400 kV TINTARENI-KOZLODUI 1 | [BG-RO] [OPP] TIE 400 kV TINTARENI-KOZLODUI 2 | XKO_TI12 VAECKO11 1 | 1628 | 1890 | -262 | 86 | 1163 | AC
BG_RO_CO_00002 | N-1 TIE 400 kV TINTARENI-KOZLODUI 2 | [BG-RO] [OPP] TIE 400 kV TINTARENI-KOZLODUI 1 | XKO_TI11 VAECKO11 1 | 1628 | 1890 | -262 | 86 | 1163 | AC
RO-BG_CO_00002 | N-1 TIE 400 kV TINTARENI-KOZLODUI 2 | [RO-BG] [OPP] TIE 400 kV TINTARENI-KOZLODUI 1 | RTINTB1 XKO_TI11 1 | 1628 | 1920 | -292 | 85 | -1132 | AC
RO-BG_CO_00001 | N-1 TIE 400 kV TINTARENI-KOZLODUI 1 | [RO-BG] [OPP] TIE 400 kV TINTARENI-KOZLODUI 2 | RTINTB1 XKO_TI12 1 | 1628 | 1920 | -292 | 85 | -1132 | AC
RO_CO_00026 | N-1 TRA 400/220 kV AT Urechesti | [RO-RO] [DIR] OHL 220 kV Resita-Timisoara c1 | RRESI12 RTIMI12 1 | 808 | 960 | -152 | 84 | 330 | AC
Base case | Base case | [RO-RO] [DIR] OHL 220 kV Resita-Timisoara c1 | RRESI12 RTIMI12 1 | 789 | 960 | -171 | 82 | 322 | AC
RO_CO_00025 | N-1 OHL 400 kV Brasov - Sibiu Sud | [RO-RO] [DIR] OHL 220 kV Resita-Timisoara c1 | RRESI12 RTIMI12 1 | 783 | 960 | -177 | 82 | 320 | AC
RO-UA_CO_00001 | N-1 TIE 400 kV Rosiori-Mukacevo | [RO-RO] [DIR] TRA 400/220 kV AT2 Iernut | RIERN41 RIERN22 2 | 814 | 999 | -185 | 82 | 322 | AC
RO-BG_CO_00002 | N-1 TIE 400 kV TINTARENI-KOZLODUI 2 | [RO-RS] [OPP] TIE 400 kV Portile de Fier-Djerdap | RPDFE41 XPF_DJ11 1 | 1269 | 1570 | -301 | 81 | -910 | AC
RO-BG_CO_00001 | N-1 TIE 400 kV TINTARENI-KOZLODUI 1 | [RO-RS] [OPP] TIE 400 kV Portile de Fier-Djerdap | RPDFE41 XPF_DJ11 1 | 1269 | 1570 | -301 | 81 | -910 | AC
Base case | Base case | [RO-RO] [DIR] TRA 400/220 kV AT2 Iernut | RIERN41 RIERN22 2 | 806 | 999 | -194 | 81 | 323 | AC
RO-RS_CO_00003 | N-1 TIE 400 kV Resita-Pancevo c2 | [RO-RO] [DIR] OHL 220 kV Resita-Timisoara c1 | RRESI12 RTIMI12 1 | 765 | 960 | -195 | 80 | 311 | AC
BG_RO_CO_00005 | N-1 TIE 400 kV MEDGIDIA SUD - DOBRUDJA | [BG-RO] [OPP] TIE 400 kV MEDGIDIA SUD - VARNA | XVA_MG11 VVARNA11 1 | 1593 | 2000 | -407 | 80 | 1123 | AC
RO-BG_CO_00005 | N-1 TIE 400 kV DOBRUDJA- MEDGIDIA SUD | [RO-BG] [OPP] TIE 400 kV MEDGIDIA SUD - VARNA | RMED141 XVA_MG11 1 | 1593 | 2000 | -407 | 80 | -1104 | AC
RO-BG_CO_00004 | N-1 TIE 400 kV MEDGIDIA SUD - VARNA | [RO-BG] [OPP] TIE 400 kV DOBRUDJA- MEDGIDIA SUD | RMEDG41 XDO_MG11 1 | 1578 | 2000 | -422 | 79 | -1090 | AC
BG_RO_CO_00004 | N-1 TIE 400 kV MEDGIDIA SUD - VARNA | [BG-RO] [OPP] TIE 400 kV DOBRUDJA- MEDGIDIA SUD | XDO_MG11 VDOBRU11 1 | 1578 | 2000 | -422 | 79 | 1112 | AC
RO-RS_CO_00003 | N-1 TIE 400 kV Resita-Pancevo c2 | [RO-RS] [OPP] TIE 400 kV Portile de Fier-Djerdap | RPDFE41 XPF_DJ11 1 | 1205 | 1570 | -365 | 77 | -863 | AC
RO-RS_CO_00004 | N-1 TIE 400 kV Resita-Pancevo c1 | [RO-RS] [OPP] TIE 400 kV Portile de Fier-Djerdap | RPDFE41 XPF_DJ11 1 | 1205 | 1570 | -365 | 77 | -863 | AC
RO-HU_CO_00001 | N-1 TIE 400 kV Arad-Sandorfalva | [RO-RS] [OPP] TIE 400 kV Portile de Fier-Djerdap | RPDFE41 XPF_DJ11 1 | 1193 | 1570 | -377 | 76 | -855 | AC
RO_CO_00002 | N-1 OHL 400 kV Mintia-Arad | [RO-RS] [OPP] TIE 400 kV Portile de Fier-Djerdap | RPDFE41 XPF_DJ11 1 | 1177 | 1570 | -393 | 75 | -844 | AC
RO-HU_CO_00002 | N-1 TIE 400 kV Nadab-Bekescsaba | [RO-RS] [OPP] TIE 400 kV Portile de Fier-Djerdap | RPDFE41 XPF_DJ11 1 | 1176 | 1570 | -394 | 75 | -843 | AC
RO_CO_00027 | N-1 TRA 400/220 kV AT3 Arad | [RO-RS] [OPP] TIE 400 kV Portile de Fier-Djerdap | RPDFE41 XPF_DJ11 1 | 1165 | 1570 | -405 | 74 | -835 | AC
RO-UA_CO_00001 | N-1 TIE 400 kV Rosiori-Mukacevo | [RO-RS] [OPP] TIE 400 kV Portile de Fier-Djerdap | RPDFE41 XPF_DJ11 1 | 1164 | 1570 | -406 | 74 | -835 | AC
Base case | Base case | [RO-RS] [OPP] TIE 400 kV Portile de Fier-Djerdap | RPDFE41 XPF_DJ11 1 | 1161 | 1570 | -409 | 74 | -832 | AC
RO_CO_00052 | N-1 OHL 400 kV Sofia Zapad -Nis | [RO-RS] [OPP] TIE 400 kV Portile de Fier-Djerdap | RPDFE41 XPF_DJ11 1 | 1124 | 1570 | -446 | 72 | -805 | AC
RO_CO_00029 | N-1 OHL 220 kV Resita-Timisoara 1&2 | [RO-RS] [OPP] TIE 400 kV Portile de Fier-Djerdap | RPDFE41 XPF_DJ11 1 | 1102 | 1570 | -468 | 70 | -789 | AC

## 1330
Detailed results
Generated at: | 20/05/2026 22:42:29
Business day: | 2026-05-22
Horizon: | 2DA
Timestamp | 13:30
Border & direction: | South-Romania Importing
Remedial actions | False
Margin satisfied | True
Final step | Margin Calculation
TTC [MW]: | 3862.97
Loading threshold | 0.7
Limiting CNEC | N-1 TIE 400 kV TINTARENI-KOZLODUI 2/[RO-RS] [OPP] TIE 400 kV Portile de Fier-Djerdap
Applied RAs
Non Costly RAO
CO ID | RA ID | Name of the RA | Usage | Type | Location | Status | Details
Costly RAO
RA RD ID | TSO | Generator Name | Minimum Power [MW] | Maximum Power [MW] | RDP- | RDP+ | P [MW] before RAO | P [MW] after RAO | P0 [MW] | Plimit+ [MW] | Plimit- [MW] | Started up | Shutdown
Non Costly Reduction
CO ID | RA ID | Name of the RA | Usage | Type | Location | Status | Details
Limiting CNECs
CO ID | Name of the CO | Name of the CNE | CNE UCTE branch | Calculated I (A) | I max (PATL) | Margin (A) | Loading (%) | Flow [MW] | LF type
RO_CO_00007 | N-1 OHL 400 kV Portile de Fier-Urechesti | [RO-RO] [DIR] OHL 220 kV Resita-Timisoara c1 | RRESI12 RTIMI12 1 | 889 | 960 | -71 | 93 | 362 | AC
RO_CO_00008 | N-1 OHL 400 kV Slatina-Portile de Fier | [RO-RO] [DIR] OHL 220 kV Resita-Timisoara c1 | RRESI12 RTIMI12 1 | 864 | 960 | -96 | 90 | 351 | AC
RO_CO_00042 | N-1 OHL 400 kV Arefu-Tantareni | [RO-RO] [DIR] OHL 220 kV Resita-Timisoara c1 | RRESI12 RTIMI12 1 | 847 | 960 | -113 | 88 | 345 | AC
RO-BG_CO_00002 | N-1 TIE 400 kV TINTARENI-KOZLODUI 2 | [RO-RS] [OPP] TIE 400 kV Portile de Fier-Djerdap | RPDFE41 XPF_DJ11 1 | 1369 | 1570 | -201 | 87 | -981 | AC
RO-BG_CO_00001 | N-1 TIE 400 kV TINTARENI-KOZLODUI 1 | [RO-RS] [OPP] TIE 400 kV Portile de Fier-Djerdap | RPDFE41 XPF_DJ11 1 | 1369 | 1570 | -201 | 87 | -981 | AC
RO_CO_00004 | N-1 OHL 400 kV Arefu-Sibiu Sud | [RO-RO] [DIR] OHL 220 kV Resita-Timisoara c1 | RRESI12 RTIMI12 1 | 832 | 960 | -128 | 87 | 339 | AC
RO_CO_00032 | N-1 OHL 220 kV Urechesti-Targu Jiu Nord | [RO-RO] [DIR] OHL 220 kV Resita-Timisoara c1 | RRESI12 RTIMI12 1 | 823 | 960 | -137 | 86 | 335 | AC
RO_CO_00033 | N-1 OHL 220 kV Paroseni-Targu Jiu Nord | [RO-RO] [DIR] OHL 220 kV Resita-Timisoara c1 | RRESI12 RTIMI12 1 | 823 | 960 | -137 | 86 | 335 | AC
RO-UA_CO_00001 | N-1 TIE 400 kV Rosiori-Mukacevo | [RO-RO] [DIR] TRA 400/220 kV AT2 Iernut | RIERN41 RIERN22 2 | 846 | 999 | -153 | 85 | 334 | AC
RO-RS_CO_00003 | N-1 TIE 400 kV Resita-Pancevo c2 | [RO-RS] [OPP] TIE 400 kV Portile de Fier-Djerdap | RPDFE41 XPF_DJ11 1 | 1320 | 1570 | -250 | 84 | -945 | AC
RO-RS_CO_00004 | N-1 TIE 400 kV Resita-Pancevo c1 | [RO-RS] [OPP] TIE 400 kV Portile de Fier-Djerdap | RPDFE41 XPF_DJ11 1 | 1320 | 1570 | -250 | 84 | -945 | AC
Base case | Base case | [RO-RO] [DIR] TRA 400/220 kV AT2 Iernut | RIERN41 RIERN22 2 | 838 | 999 | -161 | 84 | 335 | AC
RO-HU_CO_00001 | N-1 TIE 400 kV Arad-Sandorfalva | [RO-RS] [OPP] TIE 400 kV Portile de Fier-Djerdap | RPDFE41 XPF_DJ11 1 | 1305 | 1570 | -265 | 83 | -935 | AC
RO_CO_00026 | N-1 TRA 400/220 kV AT Urechesti | [RO-RO] [DIR] OHL 220 kV Resita-Timisoara c1 | RRESI12 RTIMI12 1 | 790 | 960 | -170 | 82 | 322 | AC
RO_CO_00002 | N-1 OHL 400 kV Mintia-Arad | [RO-RS] [OPP] TIE 400 kV Portile de Fier-Djerdap | RPDFE41 XPF_DJ11 1 | 1292 | 1570 | -278 | 82 | -926 | AC
RO-HU_CO_00002 | N-1 TIE 400 kV Nadab-Bekescsaba | [RO-RS] [OPP] TIE 400 kV Portile de Fier-Djerdap | RPDFE41 XPF_DJ11 1 | 1287 | 1570 | -283 | 82 | -923 | AC
BG_RO_CO_00001 | N-1 TIE 400 kV TINTARENI-KOZLODUI 1 | [BG-RO] [OPP] TIE 400 kV TINTARENI-KOZLODUI 2 | XKO_TI12 VAECKO11 1 | 1535 | 1890 | -355 | 81 | 1096 | AC
BG_RO_CO_00002 | N-1 TIE 400 kV TINTARENI-KOZLODUI 2 | [BG-RO] [OPP] TIE 400 kV TINTARENI-KOZLODUI 1 | XKO_TI11 VAECKO11 1 | 1535 | 1890 | -355 | 81 | 1096 | AC
RO-UA_CO_00001 | N-1 TIE 400 kV Rosiori-Mukacevo | [RO-RS] [OPP] TIE 400 kV Portile de Fier-Djerdap | RPDFE41 XPF_DJ11 1 | 1273 | 1570 | -297 | 81 | -913 | AC
RO_CO_00027 | N-1 TRA 400/220 kV AT3 Arad | [RO-RS] [OPP] TIE 400 kV Portile de Fier-Djerdap | RPDFE41 XPF_DJ11 1 | 1272 | 1570 | -298 | 81 | -912 | AC
Base case | Base case | [RO-RS] [OPP] TIE 400 kV Portile de Fier-Djerdap | RPDFE41 XPF_DJ11 1 | 1266 | 1570 | -304 | 81 | -908 | AC
Base case | Base case | [RO-RO] [DIR] OHL 220 kV Resita-Timisoara c1 | RRESI12 RTIMI12 1 | 773 | 960 | -187 | 80 | 315 | AC
RO_CO_00052 | N-1 OHL 400 kV Sofia Zapad -Nis | [RO-RS] [OPP] TIE 400 kV Portile de Fier-Djerdap | RPDFE41 XPF_DJ11 1 | 1260 | 1570 | -310 | 80 | -903 | AC
RO-BG_CO_00001 | N-1 TIE 400 kV TINTARENI-KOZLODUI 1 | [RO-BG] [OPP] TIE 400 kV TINTARENI-KOZLODUI 2 | RTINTB1 XKO_TI12 1 | 1535 | 1920 | -385 | 80 | -1069 | AC
RO-BG_CO_00002 | N-1 TIE 400 kV TINTARENI-KOZLODUI 2 | [RO-BG] [OPP] TIE 400 kV TINTARENI-KOZLODUI 1 | RTINTB1 XKO_TI11 1 | 1535 | 1920 | -385 | 80 | -1069 | AC
RO_CO_00025 | N-1 OHL 400 kV Brasov - Sibiu Sud | [RO-RO] [DIR] OHL 220 kV Resita-Timisoara c1 | RRESI12 RTIMI12 1 | 759 | 960 | -201 | 79 | 310 | AC
RO-RS_CO_00003 | N-1 TIE 400 kV Resita-Pancevo c2 | [RO-RO] [DIR] OHL 220 kV Resita-Timisoara c1 | RRESI12 RTIMI12 1 | 743 | 960 | -217 | 77 | 302 | AC
RO_CO_00029 | N-1 OHL 220 kV Resita-Timisoara 1&2 | [RO-RS] [OPP] TIE 400 kV Portile de Fier-Djerdap | RPDFE41 XPF_DJ11 1 | 1208 | 1570 | -362 | 77 | -866 | AC
RO-MD_CO_00001 | N-1 TIE 400 kV Isaccea - Vulcanesti | [RO-RS] [OPP] TIE 400 kV Portile de Fier-Djerdap | RPDFE41 XPF_DJ11 1 | 1199 | 1570 | -371 | 76 | -860 | AC
RO_CO_00001 | N-1 OHL 220 kV Portile de Fier-Resita 1&2 | [RO-RS] [OPP] TIE 400 kV Portile de Fier-Djerdap | RPDFE41 XPF_DJ11 1 | 1185 | 1570 | -385 | 75 | -847 | AC
RO-BG_CO_00005 | N-1 TIE 400 kV DOBRUDJA- MEDGIDIA SUD | [RO-BG] [OPP] TIE 400 kV MEDGIDIA SUD - VARNA | RMED141 XVA_MG11 1 | 1490 | 2000 | -510 | 75 | -1033 | AC
BG_RO_CO_00005 | N-1 TIE 400 kV MEDGIDIA SUD - DOBRUDJA | [BG-RO] [OPP] TIE 400 kV MEDGIDIA SUD - VARNA | XVA_MG11 VVARNA11 1 | 1490 | 2000 | -510 | 75 | 1049 | AC
BG_RO_CO_00004 | N-1 TIE 400 kV MEDGIDIA SUD - VARNA | [BG-RO] [OPP] TIE 400 kV DOBRUDJA- MEDGIDIA SUD | XDO_MG11 VDOBRU11 1 | 1476 | 2000 | -524 | 74 | 1038 | AC
RO-BG_CO_00004 | N-1 TIE 400 kV MEDGIDIA SUD - VARNA | [RO-BG] [OPP] TIE 400 kV DOBRUDJA- MEDGIDIA SUD | RMEDG41 XDO_MG11 1 | 1476 | 2000 | -524 | 74 | -1019 | AC
RO_CO_00008 | N-1 OHL 400 kV Slatina-Portile de Fier | [RO-RO] [OPP] TRA 400/220 kV AT2 Portile de Fier | RPDF241 RPDF222 2 | 532 | 721 | -189 | 74 | 372 | AC

## 1430
Detailed results
Generated at: | 20/05/2026 22:42:29
Business day: | 2026-05-22
Horizon: | 2DA
Timestamp | 14:30
Border & direction: | South-Romania Importing
Remedial actions | False
Margin satisfied | True
Final step | Margin Calculation
TTC [MW]: | 3856.54
Loading threshold | 0.7
Limiting CNEC | N-1 TIE 400 kV TINTARENI-KOZLODUI 1/[BG-RO] [OPP] TIE 400 kV TINTARENI-KOZLODUI 2
Applied RAs
Non Costly RAO
CO ID | RA ID | Name of the RA | Usage | Type | Location | Status | Details
Costly RAO
RA RD ID | TSO | Generator Name | Minimum Power [MW] | Maximum Power [MW] | RDP- | RDP+ | P [MW] before RAO | P [MW] after RAO | P0 [MW] | Plimit+ [MW] | Plimit- [MW] | Started up | Shutdown
Non Costly Reduction
CO ID | RA ID | Name of the RA | Usage | Type | Location | Status | Details
Limiting CNECs
CO ID | Name of the CO | Name of the CNE | CNE UCTE branch | Calculated I (A) | I max (PATL) | Margin (A) | Loading (%) | Flow [MW] | LF type
RO_CO_00007 | N-1 OHL 400 kV Portile de Fier-Urechesti | [RO-RO] [DIR] OHL 220 kV Resita-Timisoara c1 | RRESI12 RTIMI12 1 | 880 | 960 | -80 | 92 | 358 | AC
RO_CO_00008 | N-1 OHL 400 kV Slatina-Portile de Fier | [RO-RO] [DIR] OHL 220 kV Resita-Timisoara c1 | RRESI12 RTIMI12 1 | 859 | 960 | -101 | 89 | 349 | AC
RO_CO_00042 | N-1 OHL 400 kV Arefu-Tantareni | [RO-RO] [DIR] OHL 220 kV Resita-Timisoara c1 | RRESI12 RTIMI12 1 | 848 | 960 | -112 | 88 | 346 | AC
RO_CO_00004 | N-1 OHL 400 kV Arefu-Sibiu Sud | [RO-RO] [DIR] OHL 220 kV Resita-Timisoara c1 | RRESI12 RTIMI12 1 | 836 | 960 | -124 | 87 | 341 | AC
RO_CO_00032 | N-1 OHL 220 kV Urechesti-Targu Jiu Nord | [RO-RO] [DIR] OHL 220 kV Resita-Timisoara c1 | RRESI12 RTIMI12 1 | 826 | 960 | -134 | 86 | 337 | AC
RO_CO_00033 | N-1 OHL 220 kV Paroseni-Targu Jiu Nord | [RO-RO] [DIR] OHL 220 kV Resita-Timisoara c1 | RRESI12 RTIMI12 1 | 826 | 960 | -134 | 86 | 337 | AC
RO-UA_CO_00001 | N-1 TIE 400 kV Rosiori-Mukacevo | [RO-RO] [DIR] TRA 400/220 kV AT2 Iernut | RIERN41 RIERN22 2 | 829 | 999 | -170 | 83 | 328 | AC
RO_CO_00026 | N-1 TRA 400/220 kV AT Urechesti | [RO-RO] [DIR] OHL 220 kV Resita-Timisoara c1 | RRESI12 RTIMI12 1 | 791 | 960 | -169 | 82 | 323 | AC
BG_RO_CO_00002 | N-1 TIE 400 kV TINTARENI-KOZLODUI 2 | [BG-RO] [OPP] TIE 400 kV TINTARENI-KOZLODUI 1 | XKO_TI11 VAECKO11 1 | 1556 | 1890 | -334 | 82 | 1111 | AC
BG_RO_CO_00001 | N-1 TIE 400 kV TINTARENI-KOZLODUI 1 | [BG-RO] [OPP] TIE 400 kV TINTARENI-KOZLODUI 2 | XKO_TI12 VAECKO11 1 | 1556 | 1890 | -334 | 82 | 1111 | AC
RO-BG_CO_00001 | N-1 TIE 400 kV TINTARENI-KOZLODUI 1 | [RO-RS] [OPP] TIE 400 kV Portile de Fier-Djerdap | RPDFE41 XPF_DJ11 1 | 1291 | 1570 | -279 | 82 | -925 | AC
RO-BG_CO_00002 | N-1 TIE 400 kV TINTARENI-KOZLODUI 2 | [RO-RS] [OPP] TIE 400 kV Portile de Fier-Djerdap | RPDFE41 XPF_DJ11 1 | 1291 | 1570 | -279 | 82 | -925 | AC
Base case | Base case | [RO-RO] [DIR] TRA 400/220 kV AT2 Iernut | RIERN41 RIERN22 2 | 821 | 999 | -178 | 82 | 329 | AC
RO-BG_CO_00002 | N-1 TIE 400 kV TINTARENI-KOZLODUI 2 | [RO-BG] [OPP] TIE 400 kV TINTARENI-KOZLODUI 1 | RTINTB1 XKO_TI11 1 | 1556 | 1920 | -364 | 81 | -1084 | AC
RO-BG_CO_00001 | N-1 TIE 400 kV TINTARENI-KOZLODUI 1 | [RO-BG] [OPP] TIE 400 kV TINTARENI-KOZLODUI 2 | RTINTB1 XKO_TI12 1 | 1556 | 1920 | -364 | 81 | -1084 | AC
Base case | Base case | [RO-RO] [DIR] OHL 220 kV Resita-Timisoara c1 | RRESI12 RTIMI12 1 | 774 | 960 | -186 | 81 | 316 | AC
RO_CO_00025 | N-1 OHL 400 kV Brasov - Sibiu Sud | [RO-RO] [DIR] OHL 220 kV Resita-Timisoara c1 | RRESI12 RTIMI12 1 | 763 | 960 | -197 | 79 | 312 | AC
RO-RS_CO_00003 | N-1 TIE 400 kV Resita-Pancevo c2 | [RO-RS] [OPP] TIE 400 kV Portile de Fier-Djerdap | RPDFE41 XPF_DJ11 1 | 1237 | 1570 | -333 | 79 | -886 | AC
RO-RS_CO_00004 | N-1 TIE 400 kV Resita-Pancevo c1 | [RO-RS] [OPP] TIE 400 kV Portile de Fier-Djerdap | RPDFE41 XPF_DJ11 1 | 1237 | 1570 | -333 | 79 | -886 | AC
RO-BG_CO_00005 | N-1 TIE 400 kV DOBRUDJA- MEDGIDIA SUD | [RO-BG] [OPP] TIE 400 kV MEDGIDIA SUD - VARNA | RMED141 XVA_MG11 1 | 1559 | 2000 | -441 | 78 | -1079 | AC
BG_RO_CO_00005 | N-1 TIE 400 kV MEDGIDIA SUD - DOBRUDJA | [BG-RO] [OPP] TIE 400 kV MEDGIDIA SUD - VARNA | XVA_MG11 VVARNA11 1 | 1559 | 2000 | -441 | 78 | 1097 | AC
RO-HU_CO_00001 | N-1 TIE 400 kV Arad-Sandorfalva | [RO-RS] [OPP] TIE 400 kV Portile de Fier-Djerdap | RPDFE41 XPF_DJ11 1 | 1223 | 1570 | -347 | 78 | -877 | AC
RO-RS_CO_00003 | N-1 TIE 400 kV Resita-Pancevo c2 | [RO-RO] [DIR] OHL 220 kV Resita-Timisoara c1 | RRESI12 RTIMI12 1 | 746 | 960 | -214 | 78 | 303 | AC
BG_RO_CO_00004 | N-1 TIE 400 kV MEDGIDIA SUD - VARNA | [BG-RO] [OPP] TIE 400 kV DOBRUDJA- MEDGIDIA SUD | XDO_MG11 VDOBRU11 1 | 1544 | 2000 | -456 | 77 | 1086 | AC
RO-BG_CO_00004 | N-1 TIE 400 kV MEDGIDIA SUD - VARNA | [RO-BG] [OPP] TIE 400 kV DOBRUDJA- MEDGIDIA SUD | RMEDG41 XDO_MG11 1 | 1544 | 2000 | -456 | 77 | -1065 | AC
RO_CO_00002 | N-1 OHL 400 kV Mintia-Arad | [RO-RS] [OPP] TIE 400 kV Portile de Fier-Djerdap | RPDFE41 XPF_DJ11 1 | 1208 | 1570 | -362 | 77 | -866 | AC
RO-HU_CO_00002 | N-1 TIE 400 kV Nadab-Bekescsaba | [RO-RS] [OPP] TIE 400 kV Portile de Fier-Djerdap | RPDFE41 XPF_DJ11 1 | 1206 | 1570 | -364 | 77 | -864 | AC
RO-UA_CO_00001 | N-1 TIE 400 kV Rosiori-Mukacevo | [RO-RS] [OPP] TIE 400 kV Portile de Fier-Djerdap | RPDFE41 XPF_DJ11 1 | 1192 | 1570 | -378 | 76 | -855 | AC
RO_CO_00027 | N-1 TRA 400/220 kV AT3 Arad | [RO-RS] [OPP] TIE 400 kV Portile de Fier-Djerdap | RPDFE41 XPF_DJ11 1 | 1192 | 1570 | -378 | 76 | -854 | AC
Base case | Base case | [RO-RS] [OPP] TIE 400 kV Portile de Fier-Djerdap | RPDFE41 XPF_DJ11 1 | 1186 | 1570 | -384 | 76 | -851 | AC
RO_CO_00052 | N-1 OHL 400 kV Sofia Zapad -Nis | [RO-RS] [OPP] TIE 400 kV Portile de Fier-Djerdap | RPDFE41 XPF_DJ11 1 | 1170 | 1570 | -400 | 75 | -839 | AC
RO_CO_00029 | N-1 OHL 220 kV Resita-Timisoara 1&2 | [RO-RS] [OPP] TIE 400 kV Portile de Fier-Djerdap | RPDFE41 XPF_DJ11 1 | 1128 | 1570 | -442 | 72 | -809 | AC
RO-MD_CO_00001 | N-1 TIE 400 kV Isaccea - Vulcanesti | [RO-RS] [OPP] TIE 400 kV Portile de Fier-Djerdap | RPDFE41 XPF_DJ11 1 | 1113 | 1570 | -457 | 71 | -798 | AC
RO_CO_00001 | N-1 OHL 220 kV Portile de Fier-Resita 1&2 | [RO-RS] [OPP] TIE 400 kV Portile de Fier-Djerdap | RPDFE41 XPF_DJ11 1 | 1104 | 1570 | -466 | 70 | -789 | AC

## 1530
Detailed results
Generated at: | 20/05/2026 22:42:29
Business day: | 2026-05-22
Horizon: | 2DA
Timestamp | 15:30
Border & direction: | South-Romania Importing
Remedial actions | False
Margin satisfied | False
Final step | Adjustment
TTC [MW]: | 4024.51
Loading threshold | 0.7
Limiting CNEC | N-1 TIE 400 kV TINTARENI-KOZLODUI 2/[BG-RO] [OPP] TIE 400 kV TINTARENI-KOZLODUI 1
Applied RAs
Non Costly RAO
CO ID | RA ID | Name of the RA | Usage | Type | Location | Status | Details
Costly RAO
RA RD ID | TSO | Generator Name | Minimum Power [MW] | Maximum Power [MW] | RDP- | RDP+ | P [MW] before RAO | P [MW] after RAO | P0 [MW] | Plimit+ [MW] | Plimit- [MW] | Started up | Shutdown
Non Costly Reduction
CO ID | RA ID | Name of the RA | Usage | Type | Location | Status | Details
Limiting CNECs
CO ID | Name of the CO | Name of the CNE | CNE UCTE branch | Calculated I (A) | I max (PATL) | Margin (A) | Loading (%) | Flow [MW] | LF type
BG_RO_CO_00002 | N-1 TIE 400 kV TINTARENI-KOZLODUI 2 | [BG-RO] [OPP] TIE 400 kV TINTARENI-KOZLODUI 1 | XKO_TI11 VAECKO11 1 | 1800 | 1890 | -90 | 95 | 1285 | AC
BG_RO_CO_00001 | N-1 TIE 400 kV TINTARENI-KOZLODUI 1 | [BG-RO] [OPP] TIE 400 kV TINTARENI-KOZLODUI 2 | XKO_TI12 VAECKO11 1 | 1800 | 1890 | -90 | 95 | 1285 | AC
RO_CO_00042 | N-1 OHL 400 kV Arefu-Tantareni | [RO-RO] [DIR] OHL 220 kV Resita-Timisoara c1 | RRESI12 RTIMI12 1 | 907 | 960 | -53 | 94 | 370 | AC
RO_CO_00004 | N-1 OHL 400 kV Arefu-Sibiu Sud | [RO-RO] [DIR] OHL 220 kV Resita-Timisoara c1 | RRESI12 RTIMI12 1 | 905 | 960 | -55 | 94 | 369 | AC
RO-BG_CO_00001 | N-1 TIE 400 kV TINTARENI-KOZLODUI 1 | [RO-BG] [OPP] TIE 400 kV TINTARENI-KOZLODUI 2 | RTINTB1 XKO_TI12 1 | 1800 | 1920 | -120 | 94 | -1248 | AC
RO-BG_CO_00002 | N-1 TIE 400 kV TINTARENI-KOZLODUI 2 | [RO-BG] [OPP] TIE 400 kV TINTARENI-KOZLODUI 1 | RTINTB1 XKO_TI11 1 | 1800 | 1920 | -120 | 94 | -1248 | AC
RO_CO_00008 | N-1 OHL 400 kV Slatina-Portile de Fier | [RO-RO] [DIR] OHL 220 kV Resita-Timisoara c1 | RRESI12 RTIMI12 1 | 897 | 960 | -63 | 93 | 366 | AC
RO_CO_00007 | N-1 OHL 400 kV Portile de Fier-Urechesti | [RO-RO] [DIR] OHL 220 kV Resita-Timisoara c1 | RRESI12 RTIMI12 1 | 897 | 960 | -63 | 93 | 366 | AC
RO_CO_00032 | N-1 OHL 220 kV Urechesti-Targu Jiu Nord | [RO-RO] [DIR] OHL 220 kV Resita-Timisoara c1 | RRESI12 RTIMI12 1 | 891 | 960 | -69 | 93 | 364 | AC
RO_CO_00033 | N-1 OHL 220 kV Paroseni-Targu Jiu Nord | [RO-RO] [DIR] OHL 220 kV Resita-Timisoara c1 | RRESI12 RTIMI12 1 | 891 | 960 | -69 | 93 | 364 | AC
BG_RO_CO_00005 | N-1 TIE 400 kV MEDGIDIA SUD - DOBRUDJA | [BG-RO] [OPP] TIE 400 kV MEDGIDIA SUD - VARNA | XVA_MG11 VVARNA11 1 | 1776 | 2000 | -224 | 89 | 1249 | AC
RO-BG_CO_00005 | N-1 TIE 400 kV DOBRUDJA- MEDGIDIA SUD | [RO-BG] [OPP] TIE 400 kV MEDGIDIA SUD - VARNA | RMED141 XVA_MG11 1 | 1776 | 2000 | -224 | 89 | -1225 | AC
RO_CO_00026 | N-1 TRA 400/220 kV AT Urechesti | [RO-RO] [DIR] OHL 220 kV Resita-Timisoara c1 | RRESI12 RTIMI12 1 | 847 | 960 | -113 | 88 | 346 | AC
RO-BG_CO_00004 | N-1 TIE 400 kV MEDGIDIA SUD - VARNA | [RO-BG] [OPP] TIE 400 kV DOBRUDJA- MEDGIDIA SUD | RMEDG41 XDO_MG11 1 | 1760 | 2000 | -240 | 88 | -1209 | AC
BG_RO_CO_00004 | N-1 TIE 400 kV MEDGIDIA SUD - VARNA | [BG-RO] [OPP] TIE 400 kV DOBRUDJA- MEDGIDIA SUD | XDO_MG11 VDOBRU11 1 | 1760 | 2000 | -240 | 88 | 1236 | AC
Base case | Base case | [RO-RO] [DIR] OHL 220 kV Resita-Timisoara c1 | RRESI12 RTIMI12 1 | 828 | 960 | -132 | 86 | 338 | AC
RO_CO_00025 | N-1 OHL 400 kV Brasov - Sibiu Sud | [RO-RO] [DIR] OHL 220 kV Resita-Timisoara c1 | RRESI12 RTIMI12 1 | 826 | 960 | -134 | 86 | 338 | AC
RO-RS_CO_00003 | N-1 TIE 400 kV Resita-Pancevo c2 | [RO-RO] [DIR] OHL 220 kV Resita-Timisoara c1 | RRESI12 RTIMI12 1 | 808 | 960 | -152 | 84 | 329 | AC
RO-UA_CO_00001 | N-1 TIE 400 kV Rosiori-Mukacevo | [RO-RO] [DIR] TRA 400/220 kV AT2 Iernut | RIERN41 RIERN22 2 | 783 | 999 | -216 | 78 | 310 | AC
Base case | Base case | [RO-RO] [DIR] TRA 400/220 kV AT2 Iernut | RIERN41 RIERN22 2 | 774 | 999 | -225 | 77 | 310 | AC
RO-BG_CO_00001 | N-1 TIE 400 kV TINTARENI-KOZLODUI 1 | [RO-RS] [OPP] TIE 400 kV Portile de Fier-Djerdap | RPDFE41 XPF_DJ11 1 | 1160 | 1570 | -410 | 74 | -834 | AC
RO-BG_CO_00002 | N-1 TIE 400 kV TINTARENI-KOZLODUI 2 | [RO-RS] [OPP] TIE 400 kV Portile de Fier-Djerdap | RPDFE41 XPF_DJ11 1 | 1160 | 1570 | -410 | 74 | -834 | AC

## 1630
Detailed results
Generated at: | 20/05/2026 22:42:30
Business day: | 2026-05-22
Horizon: | 2DA
Timestamp | 16:30
Border & direction: | South-Romania Importing
Remedial actions | False
Margin satisfied | True
Final step | Margin Calculation
TTC [MW]: | 3912.07
Loading threshold | 0.7
Limiting CNEC | N-1 TIE 400 kV TINTARENI-KOZLODUI 1/[RO-RS] [OPP] TIE 400 kV Portile de Fier-Djerdap
Applied RAs
Non Costly RAO
CO ID | RA ID | Name of the RA | Usage | Type | Location | Status | Details
Costly RAO
RA RD ID | TSO | Generator Name | Minimum Power [MW] | Maximum Power [MW] | RDP- | RDP+ | P [MW] before RAO | P [MW] after RAO | P0 [MW] | Plimit+ [MW] | Plimit- [MW] | Started up | Shutdown
Non Costly Reduction
CO ID | RA ID | Name of the RA | Usage | Type | Location | Status | Details
Limiting CNECs
CO ID | Name of the CO | Name of the CNE | CNE UCTE branch | Calculated I (A) | I max (PATL) | Margin (A) | Loading (%) | Flow [MW] | LF type
RO-BG_CO_00002 | N-1 TIE 400 kV TINTARENI-KOZLODUI 2 | [RO-RS] [OPP] TIE 400 kV Portile de Fier-Djerdap | RPDFE41 XPF_DJ11 1 | 1452 | 1570 | -118 | 92 | -1029 | AC
RO-BG_CO_00001 | N-1 TIE 400 kV TINTARENI-KOZLODUI 1 | [RO-RS] [OPP] TIE 400 kV Portile de Fier-Djerdap | RPDFE41 XPF_DJ11 1 | 1452 | 1570 | -118 | 92 | -1029 | AC
RO_CO_00007 | N-1 OHL 400 kV Portile de Fier-Urechesti | [RO-RO] [DIR] OHL 220 kV Resita-Timisoara c1 | RRESI12 RTIMI12 1 | 846 | 960 | -114 | 88 | 344 | AC
RO-RS_CO_00003 | N-1 TIE 400 kV Resita-Pancevo c2 | [RO-RS] [OPP] TIE 400 kV Portile de Fier-Djerdap | RPDFE41 XPF_DJ11 1 | 1377 | 1570 | -193 | 88 | -975 | AC
RO-RS_CO_00004 | N-1 TIE 400 kV Resita-Pancevo c1 | [RO-RS] [OPP] TIE 400 kV Portile de Fier-Djerdap | RPDFE41 XPF_DJ11 1 | 1377 | 1570 | -193 | 88 | -975 | AC
RO-HU_CO_00001 | N-1 TIE 400 kV Arad-Sandorfalva | [RO-RS] [OPP] TIE 400 kV Portile de Fier-Djerdap | RPDFE41 XPF_DJ11 1 | 1363 | 1570 | -207 | 87 | -967 | AC
RO_CO_00002 | N-1 OHL 400 kV Mintia-Arad | [RO-RS] [OPP] TIE 400 kV Portile de Fier-Djerdap | RPDFE41 XPF_DJ11 1 | 1346 | 1570 | -224 | 86 | -955 | AC
RO-HU_CO_00002 | N-1 TIE 400 kV Nadab-Bekescsaba | [RO-RS] [OPP] TIE 400 kV Portile de Fier-Djerdap | RPDFE41 XPF_DJ11 1 | 1344 | 1570 | -226 | 86 | -954 | AC
RO_CO_00042 | N-1 OHL 400 kV Arefu-Tantareni | [RO-RO] [DIR] OHL 220 kV Resita-Timisoara c1 | RRESI12 RTIMI12 1 | 820 | 960 | -140 | 85 | 334 | AC
RO-UA_CO_00001 | N-1 TIE 400 kV Rosiori-Mukacevo | [RO-RS] [OPP] TIE 400 kV Portile de Fier-Djerdap | RPDFE41 XPF_DJ11 1 | 1339 | 1570 | -231 | 85 | -950 | AC
RO_CO_00008 | N-1 OHL 400 kV Slatina-Portile de Fier | [RO-RO] [DIR] OHL 220 kV Resita-Timisoara c1 | RRESI12 RTIMI12 1 | 814 | 960 | -146 | 85 | 332 | AC
RO_CO_00004 | N-1 OHL 400 kV Arefu-Sibiu Sud | [RO-RO] [DIR] OHL 220 kV Resita-Timisoara c1 | RRESI12 RTIMI12 1 | 814 | 960 | -146 | 85 | 332 | AC
RO_CO_00027 | N-1 TRA 400/220 kV AT3 Arad | [RO-RS] [OPP] TIE 400 kV Portile de Fier-Djerdap | RPDFE41 XPF_DJ11 1 | 1328 | 1570 | -242 | 85 | -942 | AC
RO-UA_CO_00001 | N-1 TIE 400 kV Rosiori-Mukacevo | [RO-RO] [DIR] TRA 400/220 kV AT2 Iernut | RIERN41 RIERN22 2 | 844 | 999 | -155 | 84 | 334 | AC
Base case | Base case | [RO-RS] [OPP] TIE 400 kV Portile de Fier-Djerdap | RPDFE41 XPF_DJ11 1 | 1320 | 1570 | -250 | 84 | -937 | AC
Base case | Base case | [RO-RO] [DIR] TRA 400/220 kV AT2 Iernut | RIERN41 RIERN22 2 | 833 | 999 | -166 | 83 | 334 | AC
RO_CO_00032 | N-1 OHL 220 kV Urechesti-Targu Jiu Nord | [RO-RO] [DIR] OHL 220 kV Resita-Timisoara c1 | RRESI12 RTIMI12 1 | 797 | 960 | -163 | 83 | 325 | AC
RO_CO_00033 | N-1 OHL 220 kV Paroseni-Targu Jiu Nord | [RO-RO] [DIR] OHL 220 kV Resita-Timisoara c1 | RRESI12 RTIMI12 1 | 797 | 960 | -163 | 83 | 325 | AC
BG_RO_CO_00002 | N-1 TIE 400 kV TINTARENI-KOZLODUI 2 | [BG-RO] [OPP] TIE 400 kV TINTARENI-KOZLODUI 1 | XKO_TI11 VAECKO11 1 | 1563 | 1890 | -327 | 83 | 1118 | AC
BG_RO_CO_00001 | N-1 TIE 400 kV TINTARENI-KOZLODUI 1 | [BG-RO] [OPP] TIE 400 kV TINTARENI-KOZLODUI 2 | XKO_TI12 VAECKO11 1 | 1563 | 1890 | -327 | 83 | 1118 | AC
RO-BG_CO_00001 | N-1 TIE 400 kV TINTARENI-KOZLODUI 1 | [RO-BG] [OPP] TIE 400 kV TINTARENI-KOZLODUI 2 | RTINTB1 XKO_TI12 1 | 1563 | 1920 | -357 | 81 | -1090 | AC
RO-BG_CO_00002 | N-1 TIE 400 kV TINTARENI-KOZLODUI 2 | [RO-BG] [OPP] TIE 400 kV TINTARENI-KOZLODUI 1 | RTINTB1 XKO_TI11 1 | 1563 | 1920 | -357 | 81 | -1090 | AC
RO-BG_CO_00005 | N-1 TIE 400 kV DOBRUDJA- MEDGIDIA SUD | [RO-BG] [OPP] TIE 400 kV MEDGIDIA SUD - VARNA | RMED141 XVA_MG11 1 | 1626 | 2000 | -374 | 81 | -1123 | AC
BG_RO_CO_00005 | N-1 TIE 400 kV MEDGIDIA SUD - DOBRUDJA | [BG-RO] [OPP] TIE 400 kV MEDGIDIA SUD - VARNA | XVA_MG11 VVARNA11 1 | 1626 | 2000 | -374 | 81 | 1143 | AC
RO_CO_00001 | N-1 OHL 220 kV Portile de Fier-Resita 1&2 | [RO-RS] [OPP] TIE 400 kV Portile de Fier-Djerdap | RPDFE41 XPF_DJ11 1 | 1271 | 1570 | -299 | 81 | -902 | AC
RO-MD_CO_00001 | N-1 TIE 400 kV Isaccea - Vulcanesti | [RO-RS] [OPP] TIE 400 kV Portile de Fier-Djerdap | RPDFE41 XPF_DJ11 1 | 1267 | 1570 | -303 | 81 | -899 | AC
RO_CO_00026 | N-1 TRA 400/220 kV AT Urechesti | [RO-RO] [DIR] OHL 220 kV Resita-Timisoara c1 | RRESI12 RTIMI12 1 | 773 | 960 | -187 | 81 | 315 | AC
BG_RO_CO_00004 | N-1 TIE 400 kV MEDGIDIA SUD - VARNA | [BG-RO] [OPP] TIE 400 kV DOBRUDJA- MEDGIDIA SUD | XDO_MG11 VDOBRU11 1 | 1610 | 2000 | -390 | 80 | 1131 | AC
RO-BG_CO_00004 | N-1 TIE 400 kV MEDGIDIA SUD - VARNA | [RO-BG] [OPP] TIE 400 kV DOBRUDJA- MEDGIDIA SUD | RMEDG41 XDO_MG11 1 | 1610 | 2000 | -390 | 80 | -1108 | AC
RO_CO_00052 | N-1 OHL 400 kV Sofia Zapad -Nis | [RO-RS] [OPP] TIE 400 kV Portile de Fier-Djerdap | RPDFE41 XPF_DJ11 1 | 1260 | 1570 | -310 | 80 | -896 | AC
RO_CO_00029 | N-1 OHL 220 kV Resita-Timisoara 1&2 | [RO-RS] [OPP] TIE 400 kV Portile de Fier-Djerdap | RPDFE41 XPF_DJ11 1 | 1255 | 1570 | -315 | 80 | -891 | AC
Base case | Base case | [RO-RO] [DIR] OHL 220 kV Resita-Timisoara c1 | RRESI12 RTIMI12 1 | 750 | 960 | -210 | 78 | 306 | AC
RO_CO_00025 | N-1 OHL 400 kV Brasov - Sibiu Sud | [RO-RO] [DIR] OHL 220 kV Resita-Timisoara c1 | RRESI12 RTIMI12 1 | 738 | 960 | -222 | 77 | 301 | AC
RO-RS_CO_00003 | N-1 TIE 400 kV Resita-Pancevo c2 | [RO-RO] [DIR] OHL 220 kV Resita-Timisoara c1 | RRESI12 RTIMI12 1 | 731 | 960 | -229 | 76 | 297 | AC
RO_CO_00009 | N-1 OHL 400 kV Iernut-Sibiu Sud | [RO-RO] [DIR] TRA 400/220 kV AT Rosiori | RROS241 RROSI22 2 | 726 | 999 | -273 | 73 | 291 | AC

## 1730
Detailed results
Generated at: | 20/05/2026 22:42:30
Business day: | 2026-05-22
Horizon: | 2DA
Timestamp | 17:30
Border & direction: | South-Romania Importing
Remedial actions | True
Margin satisfied | False
Final step | RAO
TTC [MW]: | 3209
Loading threshold | 0.7
Limiting CNEC | N-1 TIE 400 kV TINTARENI-KOZLODUI 1/[RO-RS] [OPP] TIE 400 kV Portile de Fier-Djerdap
Applied RAs
Non Costly RAO
CO ID | RA ID | Name of the RA | Usage | Type | Location | Status | Details
Costly RAO
RA RD ID | TSO | Generator Name | Minimum Power [MW] | Maximum Power [MW] | RDP- | RDP+ | P [MW] before RAO | P [MW] after RAO | P0 [MW] | Plimit+ [MW] | Plimit- [MW] | Started up | Shutdown
RO_RA_00114 | RO | RPDF222 _generator | 0 | 580 |  |  | 0 | 249 |  | 580 | 0 | TRUE | FALSE
RO_RA_00116 | RO | RVMAR_5 _generator | 0 | 50 |  |  | 26 | 50 |  | 50 | 0 | FALSE | FALSE
RO_RA_00117 | RO | RGODI_5 _generator | 0 | 114 |  |  | 58 | 114 |  | 114 | 0 | FALSE | FALSE
RO_RA_00120 | RO | RTOPV_5 _generator | 0 | 10 |  |  | 3 | 0 |  | 10 | 0 | FALSE | TRUE
RO_RA_00121 | RO | RFMEP_5 _generator | 0 | 14 |  |  | 1 | 0 |  | 14 | 0 | FALSE | TRUE
RO_RA_00122 | RO | RVLCE15 _generator | 0 | 55 |  |  | 4 | 0 |  | 55 | 0 | FALSE | TRUE
RO_RA_00123 | RO | RVALD_5 _generator | 0 | 15 |  |  | 1 | 0 |  | 15 | 0 | FALSE | TRUE
RO_RA_00124 | RO | RELAR_5 _generator | 0 | 10 |  |  | 1 | 0 |  | 10 | 0 | FALSE | TRUE
RO_RA_00125 | RO | RAREF_5 _generator | 0 | 10 |  |  | 1 | 0 |  | 10 | 0 | FALSE | TRUE
RO_RA_00126 | RO | RARGS_5 _generator | 0 | 31 |  |  | 3 | 0 |  | 31 | 0 | FALSE | TRUE
RO_RA_00127 | RO | RALBE_5 _generator | 0 | 30 |  |  | 2 | 0 |  | 30 | 0 | FALSE | TRUE
RO_RA_00128 | RO | RCERB_5 _generator | 0 | 15 |  |  | 1 | 0 |  | 15 | 0 | FALSE | TRUE
RO_RA_00129 | RO | RVLCE25 _generator | 0 | 12 |  |  | 1 | 0 |  | 12 | 0 | FALSE | TRUE
RO_RA_00130 | RO | RCLNG_5 _generator | 0 | 90 |  |  | 75 | 0 |  | 90 | 0 | FALSE | TRUE
RO_RA_00134 | RO | RSTUP_5 _generator | 0 | 45 |  |  | 17 | 0 |  | 45 | 0 | FALSE | TRUE
RO_RA_00135 | RO | RDAIES5 _generator | 0 | 37 |  |  | 29 | 0 |  | 37 | 0 | FALSE | TRUE
RO_RA_00136 | RO | RVILN_5 _generator | 0 | 46 |  |  | 18 | 0 |  | 46 | 0 | FALSE | TRUE
RO_RA_00137 | RO | RRIUR15 _generator | 0 | 48 |  |  | 37 | 0 |  | 48 | 0 | FALSE | TRUE
RO_RA_00138 | RO | RMARC_5 _generator | 0 | 39 |  |  | 15 | 0 |  | 39 | 0 | FALSE | TRUE
RO_RA_00139 | RO | RIONE_5 _generator | 0 | 38 |  |  | 30 | 0 |  | 38 | 0 | FALSE | TRUE
RO_RA_00140 | RO | RJIBL_5 _generator | 0 | 38 |  |  | 15 | 0 |  | 38 | 0 | FALSE | TRUE
RO_RA_00141 | RO | RZAVI_5 _generator | 0 | 38 |  |  | 30 | 0 |  | 38 | 0 | FALSE | TRUE
RO_RA_00142 | RO | RCHTU_5 _generator | 0 | 74 |  |  | 27 | 0 |  | 74 | 0 | FALSE | TRUE
RO_RA_00143 | RO | RTRAI_5 _generator | 0 | 45 |  |  | 31 | 0 |  | 45 | 0 | FALSE | TRUE
RO_RA_00144 | RO | RHGLOT5 _generator | 0 | 25 |  |  | 10 | 0 |  | 25 | 0 | FALSE | TRUE
RO_RA_00145 | RO | RCHESJ5 _generator | 0 | 50 |  |  | 21 | 0 |  | 50 | 0 | FALSE | TRUE
RO_RA_00146 | RO | RCHEAC5 _generator | 0 | 38 |  |  | 16 | 0 |  | 38 | 0 | FALSE | TRUE
RO_RA_00147 | RO | RCHEST5 _generator | 0 | 26 |  |  | 11 | 0 |  | 26 | 0 | FALSE | TRUE
RO_RA_00148 | RO | RCHEIO5 _generator | 0 | 53 |  |  | 23 | 0 |  | 53 | 0 | FALSE | TRUE
RO_RA_00149 | RO | RCHDO_5 _generator | 0 | 53 |  |  | 23 | 0 |  | 53 | 0 | FALSE | TRUE
RO_RA_00150 | RO | RFRUN_5 _generator | 0 | 53 |  |  | 23 | 0 |  | 53 | 0 | FALSE | TRUE
RO_RA_00151 | RO | RCIZBI5 _generator | 0 | 53 |  |  | 23 | 0 |  | 53 | 0 | FALSE | TRUE
RO_RA_00152 | RO | RRUSA_5 _generator | 0 | 53 |  |  | 23 | 0 |  | 53 | 0 | FALSE | TRUE
RO_RA_00153 | RO | RHCORN5 _generator | 0 | 59 |  |  | 12 | 0 |  | 59 | 0 | FALSE | TRUE
RO_RA_00154 | RO | RFAGA_5 _generator | 0 | 20 |  |  | 6 | 0 |  | 20 | 0 | FALSE | TRUE
RO_RA_00155 | RO | RUCEA25 _generator | 0 | 32 |  |  | 9 | 0 |  | 32 | 0 | FALSE | TRUE
RO_RA_00156 | RO | RUCEA15 _generator | 0 | 49 |  |  | 12 | 0 |  | 49 | 0 | FALSE | TRUE
RO_RA_00157 | RO | RCIRT_5 _generator | 0 | 54 |  |  | 19 | 0 |  | 54 | 0 | FALSE | TRUE
RO_RA_00162 | RO | RDUMB_5 _generator | 0 | 23 |  |  | 1 | 0 |  | 23 | 0 | FALSE | TRUE
RO_RA_00163 | RO | RCOST_5 _generator | 0 | 24 |  |  | 1 | 0 |  | 24 | 0 | FALSE | TRUE
RO_RA_00164 | RO | RBUHU_5 _generator | 0 | 13 |  |  | 1 | 0 |  | 13 | 0 | FALSE | TRUE
RO_RA_00165 | RO | RRACO_5 _generator | 0 | 23 |  |  | 7 | 0 |  | 23 | 0 | FALSE | TRUE
RO_RA_00166 | RO | RGARL_5 _generator | 0 | 23 |  |  | 3 | 0 |  | 23 | 0 | FALSE | TRUE
RO_RA_00167 | RO | RLILI_5 _generator | 0 | 23 |  |  | 3 | 0 |  | 23 | 0 | FALSE | TRUE
RO_RA_00168 | RO | RBACS_5 _generator | 0 | 98 |  |  | 19 | 0 |  | 98 | 0 | FALSE | TRUE
RO_RA_00169 | RO | RFARA_5 _generator | 0 | 30 |  |  | 4 | 0 |  | 30 | 0 | FALSE | TRUE
RO_RA_00170 | RO | RSISC_5 _generator | 0 | 44 |  |  | 5 | 0 |  | 44 | 0 | FALSE | TRUE
RO_RA_00171 | RO | RMARA_5 _generator | 0 | 46 |  |  | 6 | 0 |  | 46 | 0 | FALSE | TRUE
RO_RA_00172 | RO | RTECU_5 _generator | 0 | 34 |  |  | 4 | 0 |  | 34 | 0 | FALSE | TRUE
RO_RA_00176 | RO | RSEBE_5 _generator | 0 | 55 |  |  | 3 | 0 |  | 55 | 0 | FALSE | TRUE
RO_RA_00180 | RO | RRETE22 _generator | 0 | 222 |  |  | 0 | 222 |  | 222 | 0 | TRUE | FALSE
RO_RA_00181 | RO | RRETE_5 _generator | 0 | 20 |  |  | 8 | 20 |  | 20 | 0 | FALSE | FALSE
RO_RA_00182 | RO | RCIRNA5 _generator | 0 | 29 |  |  | 12 | 29 |  | 29 | 0 | FALSE | FALSE
RO_RA_00183 | RO | RCIRNB5 _generator | 0 | 27 |  |  | 11 | 27 |  | 27 | 0 | FALSE | FALSE
RO_RA_00184 | RO | RHATE_5 _generator | 0 | 52 |  |  | 18 | 52 |  | 52 | 0 | FALSE | FALSE
Non Costly Reduction
CO ID | RA ID | Name of the RA | Usage | Type | Location | Status | Details
Limiting CNECs
CO ID | Name of the CO | Name of the CNE | CNE UCTE branch | Calculated I (A) | I max (PATL) | Margin (A) | Loading (%) | Flow [MW] | LF type
RO-BG_CO_00002 | N-1 TIE 400 kV TINTARENI-KOZLODUI 2 | [RO-RS] [OPP] TIE 400 kV Portile de Fier-Djerdap | RPDFE41 XPF_DJ11 1 | 1566 | 1570 | -4 | 100 | -1115 | AC
RO-BG_CO_00001 | N-1 TIE 400 kV TINTARENI-KOZLODUI 1 | [RO-RS] [OPP] TIE 400 kV Portile de Fier-Djerdap | RPDFE41 XPF_DJ11 1 | 1566 | 1570 | -4 | 100 | -1115 | AC
RO-RS_CO_00003 | N-1 TIE 400 kV Resita-Pancevo c2 | [RO-RS] [OPP] TIE 400 kV Portile de Fier-Djerdap | RPDFE41 XPF_DJ11 1 | 1524 | 1570 | -46 | 97 | -1083 | AC
RO-RS_CO_00004 | N-1 TIE 400 kV Resita-Pancevo c1 | [RO-RS] [OPP] TIE 400 kV Portile de Fier-Djerdap | RPDFE41 XPF_DJ11 1 | 1524 | 1570 | -46 | 97 | -1083 | AC
RO-HU_CO_00001 | N-1 TIE 400 kV Arad-Sandorfalva | [RO-RS] [OPP] TIE 400 kV Portile de Fier-Djerdap | RPDFE41 XPF_DJ11 1 | 1521 | 1570 | -49 | 97 | -1082 | AC
RO_CO_00002 | N-1 OHL 400 kV Mintia-Arad | [RO-RS] [OPP] TIE 400 kV Portile de Fier-Djerdap | RPDFE41 XPF_DJ11 1 | 1509 | 1570 | -61 | 96 | -1074 | AC
RO-HU_CO_00002 | N-1 TIE 400 kV Nadab-Bekescsaba | [RO-RS] [OPP] TIE 400 kV Portile de Fier-Djerdap | RPDFE41 XPF_DJ11 1 | 1504 | 1570 | -66 | 96 | -1070 | AC
RO-UA_CO_00001 | N-1 TIE 400 kV Rosiori-Mukacevo | [RO-RS] [OPP] TIE 400 kV Portile de Fier-Djerdap | RPDFE41 XPF_DJ11 1 | 1502 | 1570 | -68 | 96 | -1069 | AC
RO_CO_00052 | N-1 OHL 400 kV Sofia Zapad -Nis | [RO-RS] [OPP] TIE 400 kV Portile de Fier-Djerdap | RPDFE41 XPF_DJ11 1 | 1497 | 1570 | -73 | 95 | -1067 | AC
RO_CO_00027 | N-1 TRA 400/220 kV AT3 Arad | [RO-RS] [OPP] TIE 400 kV Portile de Fier-Djerdap | RPDFE41 XPF_DJ11 1 | 1484 | 1570 | -86 | 95 | -1056 | AC
Base case | Base case | [RO-RS] [OPP] TIE 400 kV Portile de Fier-Djerdap | RPDFE41 XPF_DJ11 1 | 1478 | 1570 | -92 | 94 | -1052 | AC
RO-MD_CO_00001 | N-1 TIE 400 kV Isaccea - Vulcanesti | [RO-RS] [OPP] TIE 400 kV Portile de Fier-Djerdap | RPDFE41 XPF_DJ11 1 | 1437 | 1570 | -133 | 92 | -1024 | AC
RO_CO_00001 | N-1 OHL 220 kV Portile de Fier-Resita 1&2 | [RO-RS] [OPP] TIE 400 kV Portile de Fier-Djerdap | RPDFE41 XPF_DJ11 1 | 1435 | 1570 | -135 | 91 | -1022 | AC
RO_CO_00007 | N-1 OHL 400 kV Portile de Fier-Urechesti | [RO-RO] [DIR] OHL 220 kV Resita-Timisoara c1 | RRESI12 RTIMI12 1 | 878 | 960 | -82 | 91 | 356 | AC
RO_CO_00029 | N-1 OHL 220 kV Resita-Timisoara 1&2 | [RO-RS] [OPP] TIE 400 kV Portile de Fier-Djerdap | RPDFE41 XPF_DJ11 1 | 1414 | 1570 | -156 | 90 | -1007 | AC
RO_CO_00008 | N-1 OHL 400 kV Slatina-Portile de Fier | [RO-RO] [DIR] OHL 220 kV Resita-Timisoara c1 | RRESI12 RTIMI12 1 | 832 | 960 | -128 | 87 | 338 | AC
RO_CO_00042 | N-1 OHL 400 kV Arefu-Tantareni | [RO-RO] [DIR] OHL 220 kV Resita-Timisoara c1 | RRESI12 RTIMI12 1 | 804 | 960 | -156 | 84 | 327 | AC
RO_CO_00004 | N-1 OHL 400 kV Arefu-Sibiu Sud | [RO-RO] [DIR] OHL 220 kV Resita-Timisoara c1 | RRESI12 RTIMI12 1 | 775 | 960 | -185 | 81 | 315 | AC
Base case | Base case | [RO-RO] [DIR] OHL 220 kV Resita-Timisoara c1 | RRESI12 RTIMI12 1 | 739 | 960 | -221 | 77 | 301 | AC
RO-UA_CO_00001 | N-1 TIE 400 kV Rosiori-Mukacevo | [RO-RO] [DIR] TRA 400/220 kV AT2 Iernut | RIERN41 RIERN22 2 | 764 | 999 | -235 | 76 | 300 | AC
RO_CO_00026 | N-1 TRA 400/220 kV AT Urechesti | [RO-RO] [DIR] OHL 220 kV Resita-Timisoara c1 | RRESI12 RTIMI12 1 | 727 | 960 | -233 | 76 | 296 | AC
RO-RS_CO_00003 | N-1 TIE 400 kV Resita-Pancevo c2 | [RO-RO] [DIR] OHL 220 kV Resita-Timisoara c1 | RRESI12 RTIMI12 1 | 725 | 960 | -235 | 75 | 294 | AC
Base case | Base case | [RO-RO] [DIR] TRA 400/220 kV AT2 Iernut | RIERN41 RIERN22 2 | 754 | 999 | -245 | 75 | 300 | AC
RO_CO_00032 | N-1 OHL 220 kV Urechesti-Targu Jiu Nord | [RO-RO] [DIR] OHL 220 kV Resita-Timisoara c1 | RRESI12 RTIMI12 1 | 723 | 960 | -237 | 75 | 295 | AC
RO_CO_00033 | N-1 OHL 220 kV Paroseni-Targu Jiu Nord | [RO-RO] [DIR] OHL 220 kV Resita-Timisoara c1 | RRESI12 RTIMI12 1 | 723 | 960 | -237 | 75 | 295 | AC
RO_CO_00025 | N-1 OHL 400 kV Brasov - Sibiu Sud | [RO-RO] [DIR] OHL 220 kV Resita-Timisoara c1 | RRESI12 RTIMI12 1 | 716 | 960 | -244 | 75 | 292 | AC
RO_CO_00009 | N-1 OHL 400 kV Iernut-Sibiu Sud | [RO-RO] [DIR] TRA 400/220 kV AT Rosiori | RROS241 RROSI22 2 | 741 | 999 | -258 | 74 | 294 | AC
RO_CO_00008 | N-1 OHL 400 kV Slatina-Portile de Fier | [RO-RO] [DIR] OHL 400 kV Portile de Fier-Urechesti | RPDF241 RUREC41 1 | 1411 | 1920 | -509 | 74 | 1003 | AC
Base case | Base case | [RO-RO] [DIR] TRA 400/220 kV AT Rosiori | RROS241 RROSI22 2 | 724 | 999 | -275 | 72 | 289 | AC

## 1830
Detailed results
Generated at: | 20/05/2026 22:42:30
Business day: | 2026-05-22
Horizon: | 2DA
Timestamp | 18:30
Border & direction: | South-Romania Importing
Remedial actions | False
Margin satisfied | True
Final step | Margin Calculation
TTC [MW]: | 3551.85
Loading threshold | 0.7
Limiting CNEC | N-1 TIE 400 kV TINTARENI-KOZLODUI 1/[RO-RS] [OPP] TIE 400 kV Portile de Fier-Djerdap
Applied RAs
Non Costly RAO
CO ID | RA ID | Name of the RA | Usage | Type | Location | Status | Details
Costly RAO
RA RD ID | TSO | Generator Name | Minimum Power [MW] | Maximum Power [MW] | RDP- | RDP+ | P [MW] before RAO | P [MW] after RAO | P0 [MW] | Plimit+ [MW] | Plimit- [MW] | Started up | Shutdown
Non Costly Reduction
CO ID | RA ID | Name of the RA | Usage | Type | Location | Status | Details
Limiting CNECs
CO ID | Name of the CO | Name of the CNE | CNE UCTE branch | Calculated I (A) | I max (PATL) | Margin (A) | Loading (%) | Flow [MW] | LF type
RO-BG_CO_00002 | N-1 TIE 400 kV TINTARENI-KOZLODUI 2 | [RO-RS] [OPP] TIE 400 kV Portile de Fier-Djerdap | RPDFE41 XPF_DJ11 1 | 1555 | 1570 | -15 | 99 | -1123 | AC
RO-BG_CO_00001 | N-1 TIE 400 kV TINTARENI-KOZLODUI 1 | [RO-RS] [OPP] TIE 400 kV Portile de Fier-Djerdap | RPDFE41 XPF_DJ11 1 | 1555 | 1570 | -15 | 99 | -1123 | AC
RO-RS_CO_00003 | N-1 TIE 400 kV Resita-Pancevo c2 | [RO-RS] [OPP] TIE 400 kV Portile de Fier-Djerdap | RPDFE41 XPF_DJ11 1 | 1500 | 1570 | -70 | 96 | -1083 | AC
RO-RS_CO_00004 | N-1 TIE 400 kV Resita-Pancevo c1 | [RO-RS] [OPP] TIE 400 kV Portile de Fier-Djerdap | RPDFE41 XPF_DJ11 1 | 1500 | 1570 | -70 | 96 | -1083 | AC
RO-HU_CO_00001 | N-1 TIE 400 kV Arad-Sandorfalva | [RO-RS] [OPP] TIE 400 kV Portile de Fier-Djerdap | RPDFE41 XPF_DJ11 1 | 1494 | 1570 | -76 | 95 | -1078 | AC
RO_CO_00002 | N-1 OHL 400 kV Mintia-Arad | [RO-RS] [OPP] TIE 400 kV Portile de Fier-Djerdap | RPDFE41 XPF_DJ11 1 | 1472 | 1570 | -98 | 94 | -1063 | AC
RO-HU_CO_00002 | N-1 TIE 400 kV Nadab-Bekescsaba | [RO-RS] [OPP] TIE 400 kV Portile de Fier-Djerdap | RPDFE41 XPF_DJ11 1 | 1471 | 1570 | -99 | 94 | -1062 | AC
RO-UA_CO_00001 | N-1 TIE 400 kV Rosiori-Mukacevo | [RO-RS] [OPP] TIE 400 kV Portile de Fier-Djerdap | RPDFE41 XPF_DJ11 1 | 1462 | 1570 | -108 | 93 | -1056 | AC
Base case | Base case | [RO-RS] [OPP] TIE 400 kV Portile de Fier-Djerdap | RPDFE41 XPF_DJ11 1 | 1455 | 1570 | -115 | 93 | -1051 | AC
RO_CO_00027 | N-1 TRA 400/220 kV AT3 Arad | [RO-RS] [OPP] TIE 400 kV Portile de Fier-Djerdap | RPDFE41 XPF_DJ11 1 | 1453 | 1570 | -117 | 93 | -1049 | AC
RO_CO_00052 | N-1 OHL 400 kV Sofia Zapad -Nis | [RO-RS] [OPP] TIE 400 kV Portile de Fier-Djerdap | RPDFE41 XPF_DJ11 1 | 1424 | 1570 | -146 | 91 | -1028 | AC
RO-MD_CO_00001 | N-1 TIE 400 kV Isaccea - Vulcanesti | [RO-RS] [OPP] TIE 400 kV Portile de Fier-Djerdap | RPDFE41 XPF_DJ11 1 | 1392 | 1570 | -178 | 89 | -1005 | AC
RO_CO_00001 | N-1 OHL 220 kV Portile de Fier-Resita 1&2 | [RO-RS] [OPP] TIE 400 kV Portile de Fier-Djerdap | RPDFE41 XPF_DJ11 1 | 1388 | 1570 | -182 | 88 | -1002 | AC
RO_CO_00029 | N-1 OHL 220 kV Resita-Timisoara 1&2 | [RO-RS] [OPP] TIE 400 kV Portile de Fier-Djerdap | RPDFE41 XPF_DJ11 1 | 1356 | 1570 | -214 | 86 | -979 | AC
RO-BG_CO_00005 | N-1 TIE 400 kV DOBRUDJA- MEDGIDIA SUD | [RO-BG] [OPP] TIE 400 kV MEDGIDIA SUD - VARNA | RMED141 XVA_MG11 1 | 1473 | 2000 | -527 | 74 | -1016 | AC
BG_RO_CO_00005 | N-1 TIE 400 kV MEDGIDIA SUD - DOBRUDJA | [BG-RO] [OPP] TIE 400 kV MEDGIDIA SUD - VARNA | XVA_MG11 VVARNA11 1 | 1473 | 2000 | -527 | 74 | 1032 | AC
BG_RO_CO_00004 | N-1 TIE 400 kV MEDGIDIA SUD - VARNA | [BG-RO] [OPP] TIE 400 kV DOBRUDJA- MEDGIDIA SUD | XDO_MG11 VDOBRU11 1 | 1458 | 2000 | -542 | 73 | 1021 | AC
RO-BG_CO_00004 | N-1 TIE 400 kV MEDGIDIA SUD - VARNA | [RO-BG] [OPP] TIE 400 kV DOBRUDJA- MEDGIDIA SUD | RMEDG41 XDO_MG11 1 | 1458 | 2000 | -542 | 73 | -1002 | AC

## 1930
Detailed results
Generated at: | 20/05/2026 22:42:30
Business day: | 2026-05-22
Horizon: | 2DA
Timestamp | 19:30
Border & direction: | South-Romania Importing
Remedial actions | False
Margin satisfied | True
Final step | Margin Calculation
TTC [MW]: | 3801.97
Loading threshold | 0.7
Limiting CNEC | N-1 TIE 400 kV TINTARENI-KOZLODUI 1/[RO-RS] [OPP] TIE 400 kV Portile de Fier-Djerdap
Applied RAs
Non Costly RAO
CO ID | RA ID | Name of the RA | Usage | Type | Location | Status | Details
Costly RAO
RA RD ID | TSO | Generator Name | Minimum Power [MW] | Maximum Power [MW] | RDP- | RDP+ | P [MW] before RAO | P [MW] after RAO | P0 [MW] | Plimit+ [MW] | Plimit- [MW] | Started up | Shutdown
Non Costly Reduction
CO ID | RA ID | Name of the RA | Usage | Type | Location | Status | Details
Limiting CNECs
CO ID | Name of the CO | Name of the CNE | CNE UCTE branch | Calculated I (A) | I max (PATL) | Margin (A) | Loading (%) | Flow [MW] | LF type
RO-BG_CO_00002 | N-1 TIE 400 kV TINTARENI-KOZLODUI 2 | [RO-RS] [OPP] TIE 400 kV Portile de Fier-Djerdap | RPDFE41 XPF_DJ11 1 | 1558 | 1570 | -12 | 99 | -1122 | AC
RO-BG_CO_00001 | N-1 TIE 400 kV TINTARENI-KOZLODUI 1 | [RO-RS] [OPP] TIE 400 kV Portile de Fier-Djerdap | RPDFE41 XPF_DJ11 1 | 1558 | 1570 | -12 | 99 | -1122 | AC
RO-RS_CO_00003 | N-1 TIE 400 kV Resita-Pancevo c2 | [RO-RS] [OPP] TIE 400 kV Portile de Fier-Djerdap | RPDFE41 XPF_DJ11 1 | 1488 | 1570 | -82 | 95 | -1071 | AC
RO-RS_CO_00004 | N-1 TIE 400 kV Resita-Pancevo c1 | [RO-RS] [OPP] TIE 400 kV Portile de Fier-Djerdap | RPDFE41 XPF_DJ11 1 | 1488 | 1570 | -82 | 95 | -1071 | AC
RO-HU_CO_00001 | N-1 TIE 400 kV Arad-Sandorfalva | [RO-RS] [OPP] TIE 400 kV Portile de Fier-Djerdap | RPDFE41 XPF_DJ11 1 | 1483 | 1570 | -87 | 94 | -1068 | AC
RO_CO_00002 | N-1 OHL 400 kV Mintia-Arad | [RO-RS] [OPP] TIE 400 kV Portile de Fier-Djerdap | RPDFE41 XPF_DJ11 1 | 1455 | 1570 | -115 | 93 | -1048 | AC
RO-HU_CO_00002 | N-1 TIE 400 kV Nadab-Bekescsaba | [RO-RS] [OPP] TIE 400 kV Portile de Fier-Djerdap | RPDFE41 XPF_DJ11 1 | 1455 | 1570 | -115 | 93 | -1047 | AC
Base case | Base case | [RO-RS] [OPP] TIE 400 kV Portile de Fier-Djerdap | RPDFE41 XPF_DJ11 1 | 1446 | 1570 | -124 | 92 | -1041 | AC
RO-UA_CO_00001 | N-1 TIE 400 kV Rosiori-Mukacevo | [RO-RS] [OPP] TIE 400 kV Portile de Fier-Djerdap | RPDFE41 XPF_DJ11 1 | 1444 | 1570 | -126 | 92 | -1040 | AC
RO_CO_00027 | N-1 TRA 400/220 kV AT3 Arad | [RO-RS] [OPP] TIE 400 kV Portile de Fier-Djerdap | RPDFE41 XPF_DJ11 1 | 1440 | 1570 | -130 | 92 | -1037 | AC
RO_CO_00052 | N-1 OHL 400 kV Sofia Zapad -Nis | [RO-RS] [OPP] TIE 400 kV Portile de Fier-Djerdap | RPDFE41 XPF_DJ11 1 | 1393 | 1570 | -177 | 89 | -1003 | AC
RO-MD_CO_00001 | N-1 TIE 400 kV Isaccea - Vulcanesti | [RO-RS] [OPP] TIE 400 kV Portile de Fier-Djerdap | RPDFE41 XPF_DJ11 1 | 1376 | 1570 | -194 | 88 | -991 | AC
RO_CO_00001 | N-1 OHL 220 kV Portile de Fier-Resita 1&2 | [RO-RS] [OPP] TIE 400 kV Portile de Fier-Djerdap | RPDFE41 XPF_DJ11 1 | 1361 | 1570 | -209 | 87 | -980 | AC
RO_CO_00029 | N-1 OHL 220 kV Resita-Timisoara 1&2 | [RO-RS] [OPP] TIE 400 kV Portile de Fier-Djerdap | RPDFE41 XPF_DJ11 1 | 1336 | 1570 | -234 | 85 | -962 | AC
RO-BG_CO_00005 | N-1 TIE 400 kV DOBRUDJA- MEDGIDIA SUD | [RO-BG] [OPP] TIE 400 kV MEDGIDIA SUD - VARNA | RMED141 XVA_MG11 1 | 1669 | 2000 | -331 | 83 | -1147 | AC
BG_RO_CO_00005 | N-1 TIE 400 kV MEDGIDIA SUD - DOBRUDJA | [BG-RO] [OPP] TIE 400 kV MEDGIDIA SUD - VARNA | XVA_MG11 VVARNA11 1 | 1669 | 2000 | -331 | 83 | 1168 | AC
RO-BG_CO_00004 | N-1 TIE 400 kV MEDGIDIA SUD - VARNA | [RO-BG] [OPP] TIE 400 kV DOBRUDJA- MEDGIDIA SUD | RMEDG41 XDO_MG11 1 | 1652 | 2000 | -348 | 83 | -1131 | AC
BG_RO_CO_00004 | N-1 TIE 400 kV MEDGIDIA SUD - VARNA | [BG-RO] [OPP] TIE 400 kV DOBRUDJA- MEDGIDIA SUD | XDO_MG11 VDOBRU11 1 | 1652 | 2000 | -348 | 83 | 1155 | AC
BG_RO_CO_00001 | N-1 TIE 400 kV TINTARENI-KOZLODUI 1 | [BG-RO] [OPP] TIE 400 kV TINTARENI-KOZLODUI 2 | XKO_TI12 VAECKO11 1 | 1359 | 1890 | -531 | 72 | 974 | AC
BG_RO_CO_00002 | N-1 TIE 400 kV TINTARENI-KOZLODUI 2 | [BG-RO] [OPP] TIE 400 kV TINTARENI-KOZLODUI 1 | XKO_TI11 VAECKO11 1 | 1359 | 1890 | -531 | 72 | 974 | AC
RO-BG_CO_00001 | N-1 TIE 400 kV TINTARENI-KOZLODUI 1 | [RO-BG] [OPP] TIE 400 kV TINTARENI-KOZLODUI 2 | RTINTB1 XKO_TI12 1 | 1359 | 1920 | -561 | 71 | -953 | AC
RO-BG_CO_00002 | N-1 TIE 400 kV TINTARENI-KOZLODUI 2 | [RO-BG] [OPP] TIE 400 kV TINTARENI-KOZLODUI 1 | RTINTB1 XKO_TI11 1 | 1359 | 1920 | -561 | 71 | -953 | AC

## 2030
Detailed results
Generated at: | 20/05/2026 22:42:30
Business day: | 2026-05-22
Horizon: | 2DA
Timestamp | 20:30
Border & direction: | South-Romania Importing
Remedial actions | False
Margin satisfied | True
Final step | Margin Calculation
TTC [MW]: | 3655.49
Loading threshold | 0.7
Limiting CNEC | N-1 TIE 400 kV TINTARENI-KOZLODUI 1/[RO-RS] [OPP] TIE 400 kV Portile de Fier-Djerdap
Applied RAs
Non Costly RAO
CO ID | RA ID | Name of the RA | Usage | Type | Location | Status | Details
Costly RAO
RA RD ID | TSO | Generator Name | Minimum Power [MW] | Maximum Power [MW] | RDP- | RDP+ | P [MW] before RAO | P [MW] after RAO | P0 [MW] | Plimit+ [MW] | Plimit- [MW] | Started up | Shutdown
Non Costly Reduction
CO ID | RA ID | Name of the RA | Usage | Type | Location | Status | Details
Limiting CNECs
CO ID | Name of the CO | Name of the CNE | CNE UCTE branch | Calculated I (A) | I max (PATL) | Margin (A) | Loading (%) | Flow [MW] | LF type
RO-BG_CO_00001 | N-1 TIE 400 kV TINTARENI-KOZLODUI 1 | [RO-RS] [OPP] TIE 400 kV Portile de Fier-Djerdap | RPDFE41 XPF_DJ11 1 | 1570 | 1570 | 0 | 100 | -1117 | AC
RO-BG_CO_00002 | N-1 TIE 400 kV TINTARENI-KOZLODUI 2 | [RO-RS] [OPP] TIE 400 kV Portile de Fier-Djerdap | RPDFE41 XPF_DJ11 1 | 1570 | 1570 | 0 | 100 | -1117 | AC
RO-HU_CO_00001 | N-1 TIE 400 kV Arad-Sandorfalva | [RO-RS] [OPP] TIE 400 kV Portile de Fier-Djerdap | RPDFE41 XPF_DJ11 1 | 1492 | 1570 | -78 | 95 | -1062 | AC
RO-RS_CO_00003 | N-1 TIE 400 kV Resita-Pancevo c2 | [RO-RS] [OPP] TIE 400 kV Portile de Fier-Djerdap | RPDFE41 XPF_DJ11 1 | 1480 | 1570 | -90 | 94 | -1054 | AC
RO-RS_CO_00004 | N-1 TIE 400 kV Resita-Pancevo c1 | [RO-RS] [OPP] TIE 400 kV Portile de Fier-Djerdap | RPDFE41 XPF_DJ11 1 | 1480 | 1570 | -90 | 94 | -1054 | AC
RO-HU_CO_00002 | N-1 TIE 400 kV Nadab-Bekescsaba | [RO-RS] [OPP] TIE 400 kV Portile de Fier-Djerdap | RPDFE41 XPF_DJ11 1 | 1465 | 1570 | -105 | 93 | -1043 | AC
RO_CO_00002 | N-1 OHL 400 kV Mintia-Arad | [RO-RS] [OPP] TIE 400 kV Portile de Fier-Djerdap | RPDFE41 XPF_DJ11 1 | 1464 | 1570 | -106 | 93 | -1042 | AC
Base case | Base case | [RO-RS] [OPP] TIE 400 kV Portile de Fier-Djerdap | RPDFE41 XPF_DJ11 1 | 1461 | 1570 | -109 | 93 | -1040 | AC
RO-UA_CO_00001 | N-1 TIE 400 kV Rosiori-Mukacevo | [RO-RS] [OPP] TIE 400 kV Portile de Fier-Djerdap | RPDFE41 XPF_DJ11 1 | 1452 | 1570 | -118 | 93 | -1034 | AC
RO_CO_00027 | N-1 TRA 400/220 kV AT3 Arad | [RO-RS] [OPP] TIE 400 kV Portile de Fier-Djerdap | RPDFE41 XPF_DJ11 1 | 1451 | 1570 | -119 | 92 | -1033 | AC
RO_CO_00052 | N-1 OHL 400 kV Sofia Zapad -Nis | [RO-RS] [OPP] TIE 400 kV Portile de Fier-Djerdap | RPDFE41 XPF_DJ11 1 | 1389 | 1570 | -181 | 88 | -989 | AC
RO-MD_CO_00001 | N-1 TIE 400 kV Isaccea - Vulcanesti | [RO-RS] [OPP] TIE 400 kV Portile de Fier-Djerdap | RPDFE41 XPF_DJ11 1 | 1382 | 1570 | -188 | 88 | -984 | AC
RO_CO_00001 | N-1 OHL 220 kV Portile de Fier-Resita 1&2 | [RO-RS] [OPP] TIE 400 kV Portile de Fier-Djerdap | RPDFE41 XPF_DJ11 1 | 1351 | 1570 | -219 | 86 | -962 | AC
RO_CO_00029 | N-1 OHL 220 kV Resita-Timisoara 1&2 | [RO-RS] [OPP] TIE 400 kV Portile de Fier-Djerdap | RPDFE41 XPF_DJ11 1 | 1345 | 1570 | -225 | 86 | -957 | AC
BG_RO_CO_00005 | N-1 TIE 400 kV MEDGIDIA SUD - DOBRUDJA | [BG-RO] [OPP] TIE 400 kV MEDGIDIA SUD - VARNA | XVA_MG11 VVARNA11 1 | 1682 | 2000 | -318 | 84 | 1177 | AC
RO-BG_CO_00005 | N-1 TIE 400 kV DOBRUDJA- MEDGIDIA SUD | [RO-BG] [OPP] TIE 400 kV MEDGIDIA SUD - VARNA | RMED141 XVA_MG11 1 | 1682 | 2000 | -318 | 84 | -1156 | AC
RO-BG_CO_00004 | N-1 TIE 400 kV MEDGIDIA SUD - VARNA | [RO-BG] [OPP] TIE 400 kV DOBRUDJA- MEDGIDIA SUD | RMEDG41 XDO_MG11 1 | 1665 | 2000 | -335 | 83 | -1140 | AC
BG_RO_CO_00004 | N-1 TIE 400 kV MEDGIDIA SUD - VARNA | [BG-RO] [OPP] TIE 400 kV DOBRUDJA- MEDGIDIA SUD | XDO_MG11 VDOBRU11 1 | 1665 | 2000 | -335 | 83 | 1164 | AC

## 2130
Detailed results
Generated at: | 20/05/2026 22:42:30
Business day: | 2026-05-22
Horizon: | 2DA
Timestamp | 21:30
Border & direction: | South-Romania Importing
Remedial actions | True
Margin satisfied | False
Final step | RAO
TTC [MW]: | 3788
Loading threshold | 0.7
Limiting CNEC | N-1 TIE 400 kV TINTARENI-KOZLODUI 2/[RO-RS] [OPP] TIE 400 kV Portile de Fier-Djerdap
Applied RAs
Non Costly RAO
CO ID | RA ID | Name of the RA | Usage | Type | Location | Status | Details
N/A | RO_RA_00004 | PRA 110 kV S5 | preventive | topological_ra | RO | applied | open --> close
N/A | RO_RA_00004 | PRA 110 kV S5 | preventive | topological_ra | RO | applied | open --> close
N/A | RO_RA_00002 | PRA 400/220kV AT Urechesti | preventive | pst_ra | RO | applied | LowerStep(-12.0) CurrentStep(-12) HigherStep(12.0)
N/A | RO_RA_00101 | PST_ARAD 400/220_3 | preventive | pst_ra | RO | applied | LowerStep(-12.0) CurrentStep(12) HigherStep(12.0)
N/A | RO_RA_00102 | PST_URECHESTI 400/220_1 | preventive | pst_ra | RO | applied | LowerStep(-12.0) CurrentStep(-12) HigherStep(12.0)
Costly RAO
RA RD ID | TSO | Generator Name | Minimum Power [MW] | Maximum Power [MW] | RDP- | RDP+ | P [MW] before RAO | P [MW] after RAO | P0 [MW] | Plimit+ [MW] | Plimit- [MW] | Started up | Shutdown
RO_RA_00105 | RO | RROVI31 _generator | 0 | 310 |  |  | 67 | 1 |  | 310 | 1 | FALSE | FALSE
RO_RA_00108 | RO | RTURC51 _generator | 0 | 300 |  |  | 57 | 1 |  | 300 | 1 | FALSE | FALSE
RO_RA_00112 | RO | RBRZ241 _generator | 0 | 313 |  |  | 42 | 313 |  | 313 | 1 | FALSE | FALSE
RO_RA_00113 | RO | RBRAZ22 _generator | 0 | 280 |  |  | 64 | 1 |  | 280 | 1 | FALSE | FALSE
RO_RA_00114 | RO | RPDF222 _generator | 0 | 580 |  |  | 81 | 580 |  | 580 | 0 | FALSE | FALSE
RO_RA_00115 | RO | RPDF212 _generator | 0 | 389 |  |  | 82 | 65 |  | 389 | 0 | FALSE | FALSE
RO_RA_00116 | RO | RVMAR_5 _generator | 0 | 50 |  |  | 50 | 0 |  | 50 | 0 | FALSE | TRUE
RO_RA_00117 | RO | RGODI_5 _generator | 0 | 114 |  |  | 58 | 0 |  | 114 | 0 | FALSE | TRUE
RO_RA_00120 | RO | RTOPV_5 _generator | 0 | 10 |  |  | 1 | 0 |  | 10 | 0 | FALSE | TRUE
RO_RA_00121 | RO | RFMEP_5 _generator | 0 | 14 |  |  | 2 | 0 |  | 14 | 0 | FALSE | TRUE
RO_RA_00122 | RO | RVLCE15 _generator | 0 | 55 |  |  | 6 | 0 |  | 55 | 0 | FALSE | TRUE
RO_RA_00123 | RO | RVALD_5 _generator | 0 | 15 |  |  | 2 | 0 |  | 15 | 0 | FALSE | TRUE
RO_RA_00124 | RO | RELAR_5 _generator | 0 | 10 |  |  | 1 | 0 |  | 10 | 0 | FALSE | TRUE
RO_RA_00125 | RO | RAREF_5 _generator | 0 | 10 |  |  | 1 | 0 |  | 10 | 0 | FALSE | TRUE
RO_RA_00126 | RO | RARGS_5 _generator | 0 | 31 |  |  | 3 | 0 |  | 31 | 0 | FALSE | TRUE
RO_RA_00127 | RO | RALBE_5 _generator | 0 | 30 |  |  | 3 | 0 |  | 30 | 0 | FALSE | TRUE
RO_RA_00128 | RO | RCERB_5 _generator | 0 | 15 |  |  | 2 | 0 |  | 15 | 0 | FALSE | TRUE
RO_RA_00129 | RO | RVLCE25 _generator | 0 | 12 |  |  | 1 | 0 |  | 12 | 0 | FALSE | TRUE
RO_RA_00130 | RO | RCLNG_5 _generator | 0 | 90 |  |  | 55 | 0 |  | 90 | 0 | FALSE | TRUE
RO_RA_00131 | RO | RLOTR22 _generator | 0 | 170 |  |  | 27 | 0 |  | 170 | 0 | FALSE | TRUE
RO_RA_00132 | RO | RLOT212 _generator | 0 | 340 |  |  | 33 | 0 |  | 340 | 0 | FALSE | TRUE
RO_RA_00133 | RO | RBRDS25 _generator | 0 | 118 |  |  | 15 | 0 |  | 118 | 0 | FALSE | TRUE
RO_RA_00134 | RO | RSTUP_5 _generator | 0 | 45 |  |  | 17 | 0 |  | 45 | 0 | FALSE | TRUE
RO_RA_00135 | RO | RDAIES5 _generator | 0 | 37 |  |  | 29 | 0 |  | 37 | 0 | FALSE | TRUE
RO_RA_00136 | RO | RVILN_5 _generator | 0 | 46 |  |  | 18 | 0 |  | 46 | 0 | FALSE | TRUE
RO_RA_00137 | RO | RRIUR15 _generator | 0 | 48 |  |  | 37 | 0 |  | 48 | 0 | FALSE | TRUE
RO_RA_00138 | RO | RMARC_5 _generator | 0 | 39 |  |  | 14 | 0 |  | 39 | 0 | FALSE | TRUE
RO_RA_00139 | RO | RIONE_5 _generator | 0 | 38 |  |  | 29 | 0 |  | 38 | 0 | FALSE | TRUE
RO_RA_00140 | RO | RJIBL_5 _generator | 0 | 38 |  |  | 15 | 0 |  | 38 | 0 | FALSE | TRUE
RO_RA_00141 | RO | RZAVI_5 _generator | 0 | 38 |  |  | 29 | 0 |  | 38 | 0 | FALSE | TRUE
RO_RA_00142 | RO | RCHTU_5 _generator | 0 | 74 |  |  | 27 | 0 |  | 74 | 0 | FALSE | TRUE
RO_RA_00143 | RO | RTRAI_5 _generator | 0 | 45 |  |  | 31 | 0 |  | 45 | 0 | FALSE | TRUE
RO_RA_00144 | RO | RHGLOT5 _generator | 0 | 25 |  |  | 10 | 0 |  | 25 | 0 | FALSE | TRUE
RO_RA_00145 | RO | RCHESJ5 _generator | 0 | 50 |  |  | 21 | 0 |  | 50 | 0 | FALSE | TRUE
RO_RA_00146 | RO | RCHEAC5 _generator | 0 | 38 |  |  | 16 | 0 |  | 38 | 0 | FALSE | TRUE
RO_RA_00147 | RO | RCHEST5 _generator | 0 | 26 |  |  | 11 | 0 |  | 26 | 0 | FALSE | TRUE
RO_RA_00148 | RO | RCHEIO5 _generator | 0 | 53 |  |  | 22 | 0 |  | 53 | 0 | FALSE | TRUE
RO_RA_00149 | RO | RCHDO_5 _generator | 0 | 53 |  |  | 22 | 0 |  | 53 | 0 | FALSE | TRUE
RO_RA_00150 | RO | RFRUN_5 _generator | 0 | 53 |  |  | 22 | 0 |  | 53 | 0 | FALSE | TRUE
RO_RA_00151 | RO | RCIZBI5 _generator | 0 | 53 |  |  | 22 | 0 |  | 53 | 0 | FALSE | TRUE
RO_RA_00152 | RO | RRUSA_5 _generator | 0 | 53 |  |  | 22 | 0 |  | 53 | 0 | FALSE | TRUE
RO_RA_00153 | RO | RHCORN5 _generator | 0 | 59 |  |  | 12 | 0 |  | 59 | 0 | FALSE | TRUE
RO_RA_00154 | RO | RFAGA_5 _generator | 0 | 20 |  |  | 6 | 0 |  | 20 | 0 | FALSE | TRUE
RO_RA_00155 | RO | RUCEA25 _generator | 0 | 32 |  |  | 6 | 0 |  | 32 | 0 | FALSE | TRUE
RO_RA_00156 | RO | RUCEA15 _generator | 0 | 49 |  |  | 6 | 0 |  | 49 | 0 | FALSE | TRUE
RO_RA_00157 | RO | RCIRT_5 _generator | 0 | 54 |  |  | 19 | 0 |  | 54 | 0 | FALSE | TRUE
RO_RA_00158 | RO | RSTEJ_5 _generator | 0 | 137 |  |  | 1 | 0 |  | 137 | 0 | FALSE | TRUE
RO_RA_00159 | RO | RSTEJ25 _generator | 0 | 32 |  |  | 0 | 32 |  | 32 | 0 | TRUE | FALSE
RO_RA_00160 | RO | RVADU_5 _generator | 0 | 67 |  |  | 0 | 19 |  | 67 | 0 | TRUE | FALSE
RO_RA_00162 | RO | RDUMB_5 _generator | 0 | 23 |  |  | 1 | 0 |  | 23 | 0 | FALSE | TRUE
RO_RA_00163 | RO | RCOST_5 _generator | 0 | 24 |  |  | 1 | 0 |  | 24 | 0 | FALSE | TRUE
RO_RA_00164 | RO | RBUHU_5 _generator | 0 | 13 |  |  | 1 | 13 |  | 13 | 0 | FALSE | FALSE
RO_RA_00165 | RO | RRACO_5 _generator | 0 | 23 |  |  | 7 | 23 |  | 23 | 0 | FALSE | FALSE
RO_RA_00166 | RO | RGARL_5 _generator | 0 | 23 |  |  | 3 | 23 |  | 23 | 0 | FALSE | FALSE
RO_RA_00167 | RO | RLILI_5 _generator | 0 | 23 |  |  | 3 | 23 |  | 23 | 0 | FALSE | FALSE
RO_RA_00168 | RO | RBACS_5 _generator | 0 | 98 |  |  | 21 | 98 |  | 98 | 0 | FALSE | FALSE
RO_RA_00169 | RO | RFARA_5 _generator | 0 | 30 |  |  | 4 | 30 |  | 30 | 0 | FALSE | FALSE
RO_RA_00170 | RO | RSISC_5 _generator | 0 | 44 |  |  | 5 | 44 |  | 44 | 0 | FALSE | FALSE
RO_RA_00171 | RO | RMARA_5 _generator | 0 | 46 |  |  | 5 | 46 |  | 46 | 0 | FALSE | FALSE
RO_RA_00172 | RO | RTECU_5 _generator | 0 | 34 |  |  | 4 | 0 |  | 34 | 0 | FALSE | TRUE
RO_RA_00174 | RO | RSUGA22 _generator | 0 | 150 |  |  | 20 | 0 |  | 150 | 0 | FALSE | TRUE
RO_RA_00176 | RO | RSEBE_5 _generator | 0 | 55 |  |  | 26 | 0 |  | 55 | 0 | FALSE | TRUE
RO_RA_00178 | RO | RREME_5 _generator | 0 | 96 |  |  | 12 | 0 |  | 96 | 0 | FALSE | TRUE
RO_RA_00179 | RO | RMUNT_5 _generator | 0 | 58 |  |  | 7 | 0 |  | 58 | 0 | FALSE | TRUE
RO_RA_00180 | RO | RRETE22 _generator | 0 | 222 |  |  | 27 | 0 |  | 222 | 0 | FALSE | TRUE
RO_RA_00181 | RO | RRETE_5 _generator | 0 | 20 |  |  | 8 | 0 |  | 20 | 0 | FALSE | TRUE
RO_RA_00182 | RO | RCIRNA5 _generator | 0 | 29 |  |  | 12 | 0 |  | 29 | 0 | FALSE | TRUE
RO_RA_00183 | RO | RCIRNB5 _generator | 0 | 27 |  |  | 11 | 0 |  | 27 | 0 | FALSE | TRUE
RO_RA_00184 | RO | RHATE_5 _generator | 0 | 52 |  |  | 18 | 0 |  | 52 | 0 | FALSE | TRUE
Non Costly Reduction
CO ID | RA ID | Name of the RA | Usage | Type | Location | Status | Details
Limiting CNECs
CO ID | Name of the CO | Name of the CNE | CNE UCTE branch | Calculated I (A) | I max (PATL) | Margin (A) | Loading (%) | Flow [MW] | LF type
RO-BG_CO_00002 | N-1 TIE 400 kV TINTARENI-KOZLODUI 2 | [RO-RS] [OPP] TIE 400 kV Portile de Fier-Djerdap | RPDFE41 XPF_DJ11 1 | 1567 | 1570 | -3 | 100 | -1126 | AC
RO-BG_CO_00001 | N-1 TIE 400 kV TINTARENI-KOZLODUI 1 | [RO-RS] [OPP] TIE 400 kV Portile de Fier-Djerdap | RPDFE41 XPF_DJ11 1 | 1567 | 1570 | -3 | 100 | -1126 | AC
RO-HU_CO_00001 | N-1 TIE 400 kV Arad-Sandorfalva | [RO-RS] [OPP] TIE 400 kV Portile de Fier-Djerdap | RPDFE41 XPF_DJ11 1 | 1480 | 1570 | -90 | 94 | -1063 | AC
RO-RS_CO_00003 | N-1 TIE 400 kV Resita-Pancevo c2 | [RO-RS] [OPP] TIE 400 kV Portile de Fier-Djerdap | RPDFE41 XPF_DJ11 1 | 1458 | 1570 | -112 | 93 | -1047 | AC
RO-RS_CO_00004 | N-1 TIE 400 kV Resita-Pancevo c1 | [RO-RS] [OPP] TIE 400 kV Portile de Fier-Djerdap | RPDFE41 XPF_DJ11 1 | 1458 | 1570 | -112 | 93 | -1047 | AC
RO-HU_CO_00002 | N-1 TIE 400 kV Nadab-Bekescsaba | [RO-RS] [OPP] TIE 400 kV Portile de Fier-Djerdap | RPDFE41 XPF_DJ11 1 | 1449 | 1570 | -121 | 92 | -1041 | AC
RO_CO_00002 | N-1 OHL 400 kV Mintia-Arad | [RO-RS] [OPP] TIE 400 kV Portile de Fier-Djerdap | RPDFE41 XPF_DJ11 1 | 1448 | 1570 | -122 | 92 | -1040 | AC
RO_CO_00027 | N-1 TRA 400/220 kV AT3 Arad | [RO-RS] [OPP] TIE 400 kV Portile de Fier-Djerdap | RPDFE41 XPF_DJ11 1 | 1447 | 1570 | -123 | 92 | -1039 | AC
Base case | Base case | [RO-RS] [OPP] TIE 400 kV Portile de Fier-Djerdap | RPDFE41 XPF_DJ11 1 | 1440 | 1570 | -130 | 92 | -1035 | AC
RO-UA_CO_00001 | N-1 TIE 400 kV Rosiori-Mukacevo | [RO-RS] [OPP] TIE 400 kV Portile de Fier-Djerdap | RPDFE41 XPF_DJ11 1 | 1435 | 1570 | -135 | 91 | -1031 | AC
RO_CO_00052 | N-1 OHL 400 kV Sofia Zapad -Nis | [RO-RS] [OPP] TIE 400 kV Portile de Fier-Djerdap | RPDFE41 XPF_DJ11 1 | 1386 | 1570 | -184 | 88 | -995 | AC
RO-MD_CO_00001 | N-1 TIE 400 kV Isaccea - Vulcanesti | [RO-RS] [OPP] TIE 400 kV Portile de Fier-Djerdap | RPDFE41 XPF_DJ11 1 | 1356 | 1570 | -214 | 86 | -974 | AC
RO_CO_00029 | N-1 OHL 220 kV Resita-Timisoara 1&2 | [RO-RS] [OPP] TIE 400 kV Portile de Fier-Djerdap | RPDFE41 XPF_DJ11 1 | 1324 | 1570 | -246 | 84 | -949 | AC
BG_RO_CO_00005 | N-1 TIE 400 kV MEDGIDIA SUD - DOBRUDJA | [BG-RO] [OPP] TIE 400 kV MEDGIDIA SUD - VARNA | XVA_MG11 VVARNA11 1 | 1682 | 2000 | -318 | 84 | 1156 | AC
RO-BG_CO_00005 | N-1 TIE 400 kV DOBRUDJA- MEDGIDIA SUD | [RO-BG] [OPP] TIE 400 kV MEDGIDIA SUD - VARNA | RMED141 XVA_MG11 1 | 1682 | 2000 | -318 | 84 | -1134 | AC
RO_CO_00001 | N-1 OHL 220 kV Portile de Fier-Resita 1&2 | [RO-RS] [OPP] TIE 400 kV Portile de Fier-Djerdap | RPDFE41 XPF_DJ11 1 | 1320 | 1570 | -250 | 84 | -946 | AC
BG_RO_CO_00004 | N-1 TIE 400 kV MEDGIDIA SUD - VARNA | [BG-RO] [OPP] TIE 400 kV DOBRUDJA- MEDGIDIA SUD | XDO_MG11 VDOBRU11 1 | 1665 | 2000 | -335 | 83 | 1143 | AC
RO-BG_CO_00004 | N-1 TIE 400 kV MEDGIDIA SUD - VARNA | [RO-BG] [OPP] TIE 400 kV DOBRUDJA- MEDGIDIA SUD | RMEDG41 XDO_MG11 1 | 1665 | 2000 | -335 | 83 | -1118 | AC
BG_RO_CO_00002 | N-1 TIE 400 kV TINTARENI-KOZLODUI 2 | [BG-RO] [OPP] TIE 400 kV TINTARENI-KOZLODUI 1 | XKO_TI11 VAECKO11 1 | 1536 | 1890 | -354 | 81 | 1091 | AC
BG_RO_CO_00001 | N-1 TIE 400 kV TINTARENI-KOZLODUI 1 | [BG-RO] [OPP] TIE 400 kV TINTARENI-KOZLODUI 2 | XKO_TI12 VAECKO11 1 | 1536 | 1890 | -354 | 81 | 1091 | AC
RO-BG_CO_00002 | N-1 TIE 400 kV TINTARENI-KOZLODUI 2 | [RO-BG] [OPP] TIE 400 kV TINTARENI-KOZLODUI 1 | RTINTB1 XKO_TI11 1 | 1536 | 1920 | -384 | 80 | -1064 | AC
RO-BG_CO_00001 | N-1 TIE 400 kV TINTARENI-KOZLODUI 1 | [RO-BG] [OPP] TIE 400 kV TINTARENI-KOZLODUI 2 | RTINTB1 XKO_TI12 1 | 1536 | 1920 | -384 | 80 | -1064 | AC
RO_CO_00008 | N-1 OHL 400 kV Slatina-Portile de Fier | [RO-RO] [DIR] OHL 400 kV Portile de Fier-Urechesti | RPDF241 RUREC41 1 | 1471 | 1920 | -449 | 77 | 1055 | AC

## 2230
Detailed results
Generated at: | 20/05/2026 22:42:30
Business day: | 2026-05-22
Horizon: | 2DA
Timestamp | 22:30
Border & direction: | South-Romania Importing
Remedial actions | False
Margin satisfied | False
Final step | Reduction
TTC [MW]: | 3257.71
Loading threshold | 0.7
Limiting CNEC | N-1 TIE 400 kV TINTARENI-KOZLODUI 2/[RO-RS] [OPP] TIE 400 kV Portile de Fier-Djerdap
Applied RAs
Non Costly RAO
CO ID | RA ID | Name of the RA | Usage | Type | Location | Status | Details
Costly RAO
RA RD ID | TSO | Generator Name | Minimum Power [MW] | Maximum Power [MW] | RDP- | RDP+ | P [MW] before RAO | P [MW] after RAO | P0 [MW] | Plimit+ [MW] | Plimit- [MW] | Started up | Shutdown
Non Costly Reduction
CO ID | RA ID | Name of the RA | Usage | Type | Location | Status | Details
Limiting CNECs
CO ID | Name of the CO | Name of the CNE | CNE UCTE branch | Calculated I (A) | I max (PATL) | Margin (A) | Loading (%) | Flow [MW] | LF type
RO-BG_CO_00001 | N-1 TIE 400 kV TINTARENI-KOZLODUI 1 | [RO-RS] [OPP] TIE 400 kV Portile de Fier-Djerdap | RPDFE41 XPF_DJ11 1 | 1570 | 1570 | 0 | 100 | -1127 | AC
RO-BG_CO_00002 | N-1 TIE 400 kV TINTARENI-KOZLODUI 2 | [RO-RS] [OPP] TIE 400 kV Portile de Fier-Djerdap | RPDFE41 XPF_DJ11 1 | 1570 | 1570 | 0 | 100 | -1127 | AC
RO-HU_CO_00001 | N-1 TIE 400 kV Arad-Sandorfalva | [RO-RS] [OPP] TIE 400 kV Portile de Fier-Djerdap | RPDFE41 XPF_DJ11 1 | 1499 | 1570 | -71 | 96 | -1076 | AC
RO-RS_CO_00003 | N-1 TIE 400 kV Resita-Pancevo c2 | [RO-RS] [OPP] TIE 400 kV Portile de Fier-Djerdap | RPDFE41 XPF_DJ11 1 | 1493 | 1570 | -77 | 95 | -1073 | AC
RO-RS_CO_00004 | N-1 TIE 400 kV Resita-Pancevo c1 | [RO-RS] [OPP] TIE 400 kV Portile de Fier-Djerdap | RPDFE41 XPF_DJ11 1 | 1493 | 1570 | -77 | 95 | -1073 | AC
RO_CO_00002 | N-1 OHL 400 kV Mintia-Arad | [RO-RS] [OPP] TIE 400 kV Portile de Fier-Djerdap | RPDFE41 XPF_DJ11 1 | 1477 | 1570 | -93 | 94 | -1060 | AC
RO-HU_CO_00002 | N-1 TIE 400 kV Nadab-Bekescsaba | [RO-RS] [OPP] TIE 400 kV Portile de Fier-Djerdap | RPDFE41 XPF_DJ11 1 | 1476 | 1570 | -94 | 94 | -1059 | AC
RO-UA_CO_00001 | N-1 TIE 400 kV Rosiori-Mukacevo | [RO-RS] [OPP] TIE 400 kV Portile de Fier-Djerdap | RPDFE41 XPF_DJ11 1 | 1475 | 1570 | -95 | 94 | -1059 | AC
Base case | Base case | [RO-RS] [OPP] TIE 400 kV Portile de Fier-Djerdap | RPDFE41 XPF_DJ11 1 | 1473 | 1570 | -97 | 94 | -1057 | AC
RO_CO_00027 | N-1 TRA 400/220 kV AT3 Arad | [RO-RS] [OPP] TIE 400 kV Portile de Fier-Djerdap | RPDFE41 XPF_DJ11 1 | 1463 | 1570 | -107 | 93 | -1050 | AC
RO_CO_00052 | N-1 OHL 400 kV Sofia Zapad -Nis | [RO-RS] [OPP] TIE 400 kV Portile de Fier-Djerdap | RPDFE41 XPF_DJ11 1 | 1420 | 1570 | -150 | 90 | -1019 | AC
RO-MD_CO_00001 | N-1 TIE 400 kV Isaccea - Vulcanesti | [RO-RS] [OPP] TIE 400 kV Portile de Fier-Djerdap | RPDFE41 XPF_DJ11 1 | 1414 | 1570 | -156 | 90 | -1015 | AC
RO_CO_00001 | N-1 OHL 220 kV Portile de Fier-Resita 1&2 | [RO-RS] [OPP] TIE 400 kV Portile de Fier-Djerdap | RPDFE41 XPF_DJ11 1 | 1380 | 1570 | -190 | 88 | -991 | AC
RO_CO_00029 | N-1 OHL 220 kV Resita-Timisoara 1&2 | [RO-RS] [OPP] TIE 400 kV Portile de Fier-Djerdap | RPDFE41 XPF_DJ11 1 | 1366 | 1570 | -204 | 87 | -980 | AC

## 2330
Detailed results
Generated at: | 20/05/2026 22:42:30
Business day: | 2026-05-22
Horizon: | 2DA
Timestamp | 23:30
Border & direction: | South-Romania Importing
Remedial actions | True
Margin satisfied | False
Final step | RAO
TTC [MW]: | 2930
Loading threshold | 0.7
Limiting CNEC | N-1 TIE 400 kV TINTARENI-KOZLODUI 2/[RO-RS] [OPP] TIE 400 kV Portile de Fier-Djerdap
Applied RAs
Non Costly RAO
CO ID | RA ID | Name of the RA | Usage | Type | Location | Status | Details
Costly RAO
RA RD ID | TSO | Generator Name | Minimum Power [MW] | Maximum Power [MW] | RDP- | RDP+ | P [MW] before RAO | P [MW] after RAO | P0 [MW] | Plimit+ [MW] | Plimit- [MW] | Started up | Shutdown
RO_RA_00105 | RO | RROVI31 _generator | 0 | 310 |  |  | 4 | 288 |  | 310 | 1 | FALSE | FALSE
RO_RA_00108 | RO | RTURC51 _generator | 0 | 300 |  |  | 4 | 300 |  | 300 | 1 | FALSE | FALSE
RO_RA_00112 | RO | RBRZ241 _generator | 0 | 313 |  |  | 3 | 1 |  | 313 | 1 | FALSE | FALSE
RO_RA_00113 | RO | RBRAZ22 _generator | 0 | 280 |  |  | 5 | 1 |  | 280 | 1 | FALSE | FALSE
RO_RA_00114 | RO | RPDF222 _generator | 0 | 580 |  |  | 6 | 0 |  | 580 | 0 | FALSE | TRUE
RO_RA_00115 | RO | RPDF212 _generator | 0 | 389 |  |  | 6 | 0 |  | 389 | 0 | FALSE | TRUE
RO_RA_00120 | RO | RTOPV_5 _generator | 0 | 10 |  |  | 1 | 0 |  | 10 | 0 | FALSE | TRUE
RO_RA_00121 | RO | RFMEP_5 _generator | 0 | 14 |  |  | 1 | 0 |  | 14 | 0 | FALSE | TRUE
RO_RA_00122 | RO | RVLCE15 _generator | 0 | 55 |  |  | 5 | 0 |  | 55 | 0 | FALSE | TRUE
RO_RA_00123 | RO | RVALD_5 _generator | 0 | 15 |  |  | 1 | 0 |  | 15 | 0 | FALSE | TRUE
RO_RA_00124 | RO | RELAR_5 _generator | 0 | 10 |  |  | 1 | 0 |  | 10 | 0 | FALSE | TRUE
RO_RA_00125 | RO | RAREF_5 _generator | 0 | 10 |  |  | 1 | 0 |  | 10 | 0 | FALSE | TRUE
RO_RA_00126 | RO | RARGS_5 _generator | 0 | 31 |  |  | 3 | 0 |  | 31 | 0 | FALSE | TRUE
RO_RA_00127 | RO | RALBE_5 _generator | 0 | 30 |  |  | 3 | 0 |  | 30 | 0 | FALSE | TRUE
RO_RA_00128 | RO | RCERB_5 _generator | 0 | 15 |  |  | 1 | 0 |  | 15 | 0 | FALSE | TRUE
RO_RA_00129 | RO | RVLCE25 _generator | 0 | 12 |  |  | 1 | 0 |  | 12 | 0 | FALSE | TRUE
RO_RA_00130 | RO | RCLNG_5 _generator | 0 | 90 |  |  | 63 | 0 |  | 90 | 0 | FALSE | TRUE
RO_RA_00131 | RO | RLOTR22 _generator | 0 | 170 |  |  | 1 | 0 |  | 170 | 0 | FALSE | TRUE
RO_RA_00132 | RO | RLOT212 _generator | 0 | 340 |  |  | 3 | 0 |  | 340 | 0 | FALSE | TRUE
RO_RA_00133 | RO | RBRDS25 _generator | 0 | 118 |  |  | 1 | 0 |  | 118 | 0 | FALSE | TRUE
RO_RA_00134 | RO | RSTUP_5 _generator | 0 | 45 |  |  | 17 | 0 |  | 45 | 0 | FALSE | TRUE
RO_RA_00135 | RO | RDAIES5 _generator | 0 | 37 |  |  | 28 | 0 |  | 37 | 0 | FALSE | TRUE
RO_RA_00136 | RO | RVILN_5 _generator | 0 | 46 |  |  | 17 | 0 |  | 46 | 0 | FALSE | TRUE
RO_RA_00137 | RO | RRIUR15 _generator | 0 | 48 |  |  | 36 | 0 |  | 48 | 0 | FALSE | TRUE
RO_RA_00138 | RO | RMARC_5 _generator | 0 | 39 |  |  | 14 | 0 |  | 39 | 0 | FALSE | TRUE
RO_RA_00139 | RO | RIONE_5 _generator | 0 | 38 |  |  | 29 | 0 |  | 38 | 0 | FALSE | TRUE
RO_RA_00140 | RO | RJIBL_5 _generator | 0 | 38 |  |  | 14 | 0 |  | 38 | 0 | FALSE | TRUE
RO_RA_00141 | RO | RZAVI_5 _generator | 0 | 38 |  |  | 29 | 0 |  | 38 | 0 | FALSE | TRUE
RO_RA_00142 | RO | RCHTU_5 _generator | 0 | 74 |  |  | 26 | 0 |  | 74 | 0 | FALSE | TRUE
RO_RA_00143 | RO | RTRAI_5 _generator | 0 | 45 |  |  | 30 | 0 |  | 45 | 0 | FALSE | TRUE
RO_RA_00144 | RO | RHGLOT5 _generator | 0 | 25 |  |  | 10 | 0 |  | 25 | 0 | FALSE | TRUE
RO_RA_00145 | RO | RCHESJ5 _generator | 0 | 50 |  |  | 26 | 0 |  | 50 | 0 | FALSE | TRUE
RO_RA_00146 | RO | RCHEAC5 _generator | 0 | 38 |  |  | 20 | 0 |  | 38 | 0 | FALSE | TRUE
RO_RA_00147 | RO | RCHEST5 _generator | 0 | 26 |  |  | 14 | 0 |  | 26 | 0 | FALSE | TRUE
RO_RA_00148 | RO | RCHEIO5 _generator | 0 | 53 |  |  | 27 | 0 |  | 53 | 0 | FALSE | TRUE
RO_RA_00149 | RO | RCHDO_5 _generator | 0 | 53 |  |  | 27 | 0 |  | 53 | 0 | FALSE | TRUE
RO_RA_00150 | RO | RFRUN_5 _generator | 0 | 53 |  |  | 27 | 0 |  | 53 | 0 | FALSE | TRUE
RO_RA_00151 | RO | RCIZBI5 _generator | 0 | 53 |  |  | 27 | 0 |  | 53 | 0 | FALSE | TRUE
RO_RA_00152 | RO | RRUSA_5 _generator | 0 | 53 |  |  | 28 | 0 |  | 53 | 0 | FALSE | TRUE
RO_RA_00153 | RO | RHCORN5 _generator | 0 | 59 |  |  | 12 | 0 |  | 59 | 0 | FALSE | TRUE
RO_RA_00154 | RO | RFAGA_5 _generator | 0 | 20 |  |  | 6 | 0 |  | 20 | 0 | FALSE | TRUE
RO_RA_00155 | RO | RUCEA25 _generator | 0 | 32 |  |  | 6 | 0 |  | 32 | 0 | FALSE | TRUE
RO_RA_00156 | RO | RUCEA15 _generator | 0 | 49 |  |  | 6 | 0 |  | 49 | 0 | FALSE | TRUE
RO_RA_00157 | RO | RCIRT_5 _generator | 0 | 54 |  |  | 19 | 0 |  | 54 | 0 | FALSE | TRUE
RO_RA_00158 | RO | RSTEJ_5 _generator | 0 | 137 |  |  | 0 | 0 |  | 137 | 0 | FALSE | TRUE
RO_RA_00161 | RO | RIZVO_5 _generator | 0 | 9 |  |  | 1 | 0 |  | 9 | 0 | FALSE | TRUE
RO_RA_00162 | RO | RDUMB_5 _generator | 0 | 23 |  |  | 3 | 0 |  | 23 | 0 | FALSE | TRUE
RO_RA_00163 | RO | RCOST_5 _generator | 0 | 24 |  |  | 3 | 0 |  | 24 | 0 | FALSE | TRUE
RO_RA_00164 | RO | RBUHU_5 _generator | 0 | 13 |  |  | 1 | 0 |  | 13 | 0 | FALSE | TRUE
RO_RA_00165 | RO | RRACO_5 _generator | 0 | 23 |  |  | 9 | 0 |  | 23 | 0 | FALSE | TRUE
RO_RA_00166 | RO | RGARL_5 _generator | 0 | 23 |  |  | 4 | 0 |  | 23 | 0 | FALSE | TRUE
RO_RA_00167 | RO | RLILI_5 _generator | 0 | 23 |  |  | 4 | 0 |  | 23 | 0 | FALSE | TRUE
RO_RA_00168 | RO | RBACS_5 _generator | 0 | 98 |  |  | 23 | 0 |  | 98 | 0 | FALSE | TRUE
RO_RA_00169 | RO | RFARA_5 _generator | 0 | 30 |  |  | 4 | 0 |  | 30 | 0 | FALSE | TRUE
RO_RA_00170 | RO | RSISC_5 _generator | 0 | 44 |  |  | 5 | 0 |  | 44 | 0 | FALSE | TRUE
RO_RA_00171 | RO | RMARA_5 _generator | 0 | 46 |  |  | 5 | 0 |  | 46 | 0 | FALSE | TRUE
RO_RA_00172 | RO | RTECU_5 _generator | 0 | 34 |  |  | 4 | 0 |  | 34 | 0 | FALSE | TRUE
RO_RA_00176 | RO | RSEBE_5 _generator | 0 | 55 |  |  | 2 | 0 |  | 55 | 0 | FALSE | TRUE
RO_RA_00178 | RO | RREME_5 _generator | 0 | 96 |  |  | 0 | 96 |  | 96 | 0 | TRUE | FALSE
RO_RA_00179 | RO | RMUNT_5 _generator | 0 | 58 |  |  | 0 | 19 |  | 58 | 0 | TRUE | FALSE
RO_RA_00181 | RO | RRETE_5 _generator | 0 | 20 |  |  | 5 | 0 |  | 20 | 0 | FALSE | TRUE
RO_RA_00182 | RO | RCIRNA5 _generator | 0 | 29 |  |  | 7 | 0 |  | 29 | 0 | FALSE | TRUE
RO_RA_00183 | RO | RCIRNB5 _generator | 0 | 27 |  |  | 6 | 0 |  | 27 | 0 | FALSE | TRUE
RO_RA_00184 | RO | RHATE_5 _generator | 0 | 52 |  |  | 11 | 0 |  | 52 | 0 | FALSE | TRUE
Non Costly Reduction
CO ID | RA ID | Name of the RA | Usage | Type | Location | Status | Details
Limiting CNECs
CO ID | Name of the CO | Name of the CNE | CNE UCTE branch | Calculated I (A) | I max (PATL) | Margin (A) | Loading (%) | Flow [MW] | LF type
RO-BG_CO_00001 | N-1 TIE 400 kV TINTARENI-KOZLODUI 1 | [RO-RS] [OPP] TIE 400 kV Portile de Fier-Djerdap | RPDFE41 XPF_DJ11 1 | 1566 | 1570 | -4 | 100 | -1120 | AC
RO-BG_CO_00002 | N-1 TIE 400 kV TINTARENI-KOZLODUI 2 | [RO-RS] [OPP] TIE 400 kV Portile de Fier-Djerdap | RPDFE41 XPF_DJ11 1 | 1566 | 1570 | -4 | 100 | -1120 | AC
RO-RS_CO_00003 | N-1 TIE 400 kV Resita-Pancevo c2 | [RO-RS] [OPP] TIE 400 kV Portile de Fier-Djerdap | RPDFE41 XPF_DJ11 1 | 1517 | 1570 | -53 | 97 | -1088 | AC
RO-RS_CO_00004 | N-1 TIE 400 kV Resita-Pancevo c1 | [RO-RS] [OPP] TIE 400 kV Portile de Fier-Djerdap | RPDFE41 XPF_DJ11 1 | 1517 | 1570 | -53 | 97 | -1088 | AC
RO-HU_CO_00001 | N-1 TIE 400 kV Arad-Sandorfalva | [RO-RS] [OPP] TIE 400 kV Portile de Fier-Djerdap | RPDFE41 XPF_DJ11 1 | 1517 | 1570 | -53 | 97 | -1085 | AC
RO_CO_00002 | N-1 OHL 400 kV Mintia-Arad | [RO-RS] [OPP] TIE 400 kV Portile de Fier-Djerdap | RPDFE41 XPF_DJ11 1 | 1503 | 1570 | -67 | 96 | -1074 | AC
RO-HU_CO_00002 | N-1 TIE 400 kV Nadab-Bekescsaba | [RO-RS] [OPP] TIE 400 kV Portile de Fier-Djerdap | RPDFE41 XPF_DJ11 1 | 1496 | 1570 | -74 | 95 | -1069 | AC
RO-UA_CO_00001 | N-1 TIE 400 kV Rosiori-Mukacevo | [RO-RS] [OPP] TIE 400 kV Portile de Fier-Djerdap | RPDFE41 XPF_DJ11 1 | 1495 | 1570 | -75 | 95 | -1069 | AC
Base case | Base case | [RO-RS] [OPP] TIE 400 kV Portile de Fier-Djerdap | RPDFE41 XPF_DJ11 1 | 1490 | 1570 | -80 | 95 | -1064 | AC
RO_CO_00027 | N-1 TRA 400/220 kV AT3 Arad | [RO-RS] [OPP] TIE 400 kV Portile de Fier-Djerdap | RPDFE41 XPF_DJ11 1 | 1484 | 1570 | -86 | 95 | -1060 | AC
RO_CO_00052 | N-1 OHL 400 kV Sofia Zapad -Nis | [RO-RS] [OPP] TIE 400 kV Portile de Fier-Djerdap | RPDFE41 XPF_DJ11 1 | 1469 | 1570 | -101 | 94 | -1051 | AC
RO-MD_CO_00001 | N-1 TIE 400 kV Isaccea - Vulcanesti | [RO-RS] [OPP] TIE 400 kV Portile de Fier-Djerdap | RPDFE41 XPF_DJ11 1 | 1449 | 1570 | -121 | 92 | -1034 | AC
RO_CO_00001 | N-1 OHL 220 kV Portile de Fier-Resita 1&2 | [RO-RS] [OPP] TIE 400 kV Portile de Fier-Djerdap | RPDFE41 XPF_DJ11 1 | 1407 | 1570 | -163 | 90 | -1006 | AC
RO_CO_00029 | N-1 OHL 220 kV Resita-Timisoara 1&2 | [RO-RS] [OPP] TIE 400 kV Portile de Fier-Djerdap | RPDFE41 XPF_DJ11 1 | 1397 | 1570 | -173 | 89 | -997 | AC