## 0030
Detailed results
Generated at: | 10/07/2026 22:27:57
Business day: | 2026-07-12
Horizon: | 2DA
Timestamp | 00:30
Border & direction: | South-Romania Importing
Remedial actions | False
Margin satisfied | True
Final step | Margin Calculation
TTC [MW]: | 3532.79
Loading threshold | 0.7
Limiting CNEC | N-1 TIE 400 kV TINTARENI-KOZLODUI 2/[RO-RS] [OPP] TIE 400 kV Portile de Fier-Djerdap
Applied RAs
Non Costly RAO
CO ID | RA ID | Name of the RA | Usage | Type | Location | Status | Details
Costly RAO
RA RD ID | TSO | Generator Name | Minimum Power [MW] | Maximum Power [MW] | RDP- | RDP+ | P [MW] before RAO | P [MW] after RAO | P0 [MW] | Plimit+ [MW] | Plimit- [MW] | Started up | Shutdown
Non Costly Reduction
CO ID | RA ID | Name of the RA | Usage | Type | Location | Status | Details
Limiting CNECs
CO ID | Name of the CO | Name of the CNE | CNE UCTE branch | Calculated I (A) | I max (PATL) | Margin (A) | Loading (%) | Flow [MW] | LF type
RO-BG_CO_00002 | N-1 TIE 400 kV TINTARENI-KOZLODUI 2 | [RO-RS] [OPP] TIE 400 kV Portile de Fier-Djerdap | RPDFE41 XPF_DJ11 1 | 1569 | 1570 | -1 | 100 | -1122 | AC
RO-BG_CO_00001 | N-1 TIE 400 kV TINTARENI-KOZLODUI 1 | [RO-RS] [OPP] TIE 400 kV Portile de Fier-Djerdap | RPDFE41 XPF_DJ11 1 | 1569 | 1570 | -1 | 100 | -1122 | AC
RO-UA_CO_00001 | N-1 TIE 400 kV Rosiori-Mukacevo | [RO-RS] [OPP] TIE 400 kV Portile de Fier-Djerdap | RPDFE41 XPF_DJ11 1 | 1522 | 1570 | -48 | 97 | -1086 | AC
RO-RS_CO_00003 | N-1 TIE 400 kV Resita-Pancevo c2 | [RO-RS] [OPP] TIE 400 kV Portile de Fier-Djerdap | RPDFE41 XPF_DJ11 1 | 1513 | 1570 | -57 | 96 | -1077 | AC
RO-RS_CO_00004 | N-1 TIE 400 kV Resita-Pancevo c1 | [RO-RS] [OPP] TIE 400 kV Portile de Fier-Djerdap | RPDFE41 XPF_DJ11 1 | 1513 | 1570 | -57 | 96 | -1077 | AC
RO_CO_00009 | N-1 OHL 400 kV Iernut-Sibiu Sud | [RO-RO] [DIR] TRA 400/220 kV AT Rosiori | RROS241 RROSI22 2 | 944 | 999 | -55 | 94 | 361 | AC
RO-HU_CO_00001 | N-1 TIE 400 kV Arad-Sandorfalva | [RO-RS] [OPP] TIE 400 kV Portile de Fier-Djerdap | RPDFE41 XPF_DJ11 1 | 1480 | 1570 | -90 | 94 | -1056 | AC
RO_CO_00002 | N-1 OHL 400 kV Mintia-Arad | [RO-RS] [OPP] TIE 400 kV Portile de Fier-Djerdap | RPDFE41 XPF_DJ11 1 | 1471 | 1570 | -99 | 94 | -1050 | AC
Base case | Base case | [RO-RO] [DIR] TRA 400/220 kV AT Rosiori | RROS241 RROSI22 2 | 934 | 999 | -65 | 94 | 357 | AC
RO-HU_CO_00002 | N-1 TIE 400 kV Nadab-Bekescsaba | [RO-RS] [OPP] TIE 400 kV Portile de Fier-Djerdap | RPDFE41 XPF_DJ11 1 | 1456 | 1570 | -114 | 93 | -1040 | AC
RO_CO_00027 | N-1 TRA 400/220 kV AT3 Arad | [RO-RS] [OPP] TIE 400 kV Portile de Fier-Djerdap | RPDFE41 XPF_DJ11 1 | 1447 | 1570 | -123 | 92 | -1034 | AC
Base case | Base case | [RO-RS] [OPP] TIE 400 kV Portile de Fier-Djerdap | RPDFE41 XPF_DJ11 1 | 1434 | 1570 | -136 | 91 | -1024 | AC
RO-MD_CO_00001 | N-1 TIE 400 kV Isaccea - Vulcanesti | [RO-RS] [OPP] TIE 400 kV Portile de Fier-Djerdap | RPDFE41 XPF_DJ11 1 | 1413 | 1570 | -157 | 90 | -1010 | AC
RO_CO_00001 | N-1 OHL 220 kV Portile de Fier-Resita 1&2 | [RO-RS] [OPP] TIE 400 kV Portile de Fier-Djerdap | RPDFE41 XPF_DJ11 1 | 1378 | 1570 | -192 | 88 | -981 | AC
RO_CO_00029 | N-1 OHL 220 kV Resita-Timisoara 1&2 | [RO-RS] [OPP] TIE 400 kV Portile de Fier-Djerdap | RPDFE41 XPF_DJ11 1 | 1367 | 1570 | -203 | 87 | -978 | AC
RO_CO_00052 | N-1 OHL 400 kV Sofia Zapad -Nis | [RO-RS] [OPP] TIE 400 kV Portile de Fier-Djerdap | RPDFE41 XPF_DJ11 1 | 1351 | 1570 | -219 | 86 | -964 | AC
BG_RO_CO_00001 | N-1 TIE 400 kV TINTARENI-KOZLODUI 1 | [BG-RO] [OPP] TIE 400 kV TINTARENI-KOZLODUI 2 | XKO_TI12 VAECKO11 1 | 1626 | 1890 | -264 | 86 | 1151 | AC
BG_RO_CO_00002 | N-1 TIE 400 kV TINTARENI-KOZLODUI 2 | [BG-RO] [OPP] TIE 400 kV TINTARENI-KOZLODUI 1 | XKO_TI11 VAECKO11 1 | 1626 | 1890 | -264 | 86 | 1151 | AC
RO-BG_CO_00001 | N-1 TIE 400 kV TINTARENI-KOZLODUI 1 | [RO-BG] [OPP] TIE 400 kV TINTARENI-KOZLODUI 2 | RTINTB1 XKO_TI12 1 | 1626 | 1920 | -294 | 85 | -1121 | AC
RO-BG_CO_00002 | N-1 TIE 400 kV TINTARENI-KOZLODUI 2 | [RO-BG] [OPP] TIE 400 kV TINTARENI-KOZLODUI 1 | RTINTB1 XKO_TI11 1 | 1626 | 1920 | -294 | 85 | -1121 | AC

## 0130
Detailed results
Generated at: | 10/07/2026 22:27:57
Business day: | 2026-07-12
Horizon: | 2DA
Timestamp | 01:30
Border & direction: | South-Romania Importing
Remedial actions | False
Margin satisfied | True
Final step | Margin Calculation
TTC [MW]: | 3416.97
Loading threshold | 0.7
Limiting CNEC | N-1 TIE 400 kV TINTARENI-KOZLODUI 2/[RO-RS] [OPP] TIE 400 kV Portile de Fier-Djerdap
Applied RAs
Non Costly RAO
CO ID | RA ID | Name of the RA | Usage | Type | Location | Status | Details
Costly RAO
RA RD ID | TSO | Generator Name | Minimum Power [MW] | Maximum Power [MW] | RDP- | RDP+ | P [MW] before RAO | P [MW] after RAO | P0 [MW] | Plimit+ [MW] | Plimit- [MW] | Started up | Shutdown
Non Costly Reduction
CO ID | RA ID | Name of the RA | Usage | Type | Location | Status | Details
Limiting CNECs
CO ID | Name of the CO | Name of the CNE | CNE UCTE branch | Calculated I (A) | I max (PATL) | Margin (A) | Loading (%) | Flow [MW] | LF type
Base case | Base case | [RO-RO] [DIR] TRA 400/220 kV AT Rosiori | RROS241 RROSI22 2 | 1039 | 999 | 40 | 104 | 392 | AC
RO_CO_00009 | N-1 OHL 400 kV Iernut-Sibiu Sud | [RO-RO] [DIR] TRA 400/220 kV AT Rosiori | RROS241 RROSI22 2 | 1032 | 999 | 32 | 103 | 390 | AC
RO-BG_CO_00002 | N-1 TIE 400 kV TINTARENI-KOZLODUI 2 | [RO-RS] [OPP] TIE 400 kV Portile de Fier-Djerdap | RPDFE41 XPF_DJ11 1 | 1579 | 1570 | 9 | 101 | -1114 | AC
RO-BG_CO_00001 | N-1 TIE 400 kV TINTARENI-KOZLODUI 1 | [RO-RS] [OPP] TIE 400 kV Portile de Fier-Djerdap | RPDFE41 XPF_DJ11 1 | 1579 | 1570 | 9 | 101 | -1114 | AC
RO-UA_CO_00001 | N-1 TIE 400 kV Rosiori-Mukacevo | [RO-RS] [OPP] TIE 400 kV Portile de Fier-Djerdap | RPDFE41 XPF_DJ11 1 | 1568 | 1570 | -2 | 100 | -1100 | AC
RO-RS_CO_00003 | N-1 TIE 400 kV Resita-Pancevo c2 | [RO-RS] [OPP] TIE 400 kV Portile de Fier-Djerdap | RPDFE41 XPF_DJ11 1 | 1548 | 1570 | -22 | 99 | -1086 | AC
RO-RS_CO_00004 | N-1 TIE 400 kV Resita-Pancevo c1 | [RO-RS] [OPP] TIE 400 kV Portile de Fier-Djerdap | RPDFE41 XPF_DJ11 1 | 1548 | 1570 | -22 | 99 | -1086 | AC
RO-HU_CO_00001 | N-1 TIE 400 kV Arad-Sandorfalva | [RO-RS] [OPP] TIE 400 kV Portile de Fier-Djerdap | RPDFE41 XPF_DJ11 1 | 1511 | 1570 | -59 | 96 | -1062 | AC
RO_CO_00002 | N-1 OHL 400 kV Mintia-Arad | [RO-RS] [OPP] TIE 400 kV Portile de Fier-Djerdap | RPDFE41 XPF_DJ11 1 | 1507 | 1570 | -63 | 96 | -1058 | AC
RO-HU_CO_00002 | N-1 TIE 400 kV Nadab-Bekescsaba | [RO-RS] [OPP] TIE 400 kV Portile de Fier-Djerdap | RPDFE41 XPF_DJ11 1 | 1485 | 1570 | -85 | 95 | -1045 | AC
RO_CO_00027 | N-1 TRA 400/220 kV AT3 Arad | [RO-RS] [OPP] TIE 400 kV Portile de Fier-Djerdap | RPDFE41 XPF_DJ11 1 | 1474 | 1570 | -96 | 94 | -1038 | AC
Base case | Base case | [RO-RS] [OPP] TIE 400 kV Portile de Fier-Djerdap | RPDFE41 XPF_DJ11 1 | 1457 | 1570 | -113 | 93 | -1025 | AC
RO-MD_CO_00001 | N-1 TIE 400 kV Isaccea - Vulcanesti | [RO-RS] [OPP] TIE 400 kV Portile de Fier-Djerdap | RPDFE41 XPF_DJ11 1 | 1452 | 1570 | -118 | 92 | -1022 | AC
RO_CO_00001 | N-1 OHL 220 kV Portile de Fier-Resita 1&2 | [RO-RS] [OPP] TIE 400 kV Portile de Fier-Djerdap | RPDFE41 XPF_DJ11 1 | 1418 | 1570 | -152 | 90 | -992 | AC
RO_CO_00029 | N-1 OHL 220 kV Resita-Timisoara 1&2 | [RO-RS] [OPP] TIE 400 kV Portile de Fier-Djerdap | RPDFE41 XPF_DJ11 1 | 1398 | 1570 | -172 | 89 | -986 | AC
RO_CO_00052 | N-1 OHL 400 kV Sofia Zapad -Nis | [RO-RS] [OPP] TIE 400 kV Portile de Fier-Djerdap | RPDFE41 XPF_DJ11 1 | 1394 | 1570 | -176 | 89 | -978 | AC
RO-HU_CO_00002 | N-1 TIE 400 kV Nadab-Bekescsaba | [RO-UA] [OPP]TIE 400 kV Rosiori-Mukacevo | RROSI41 XRO_MU11 1 | 1426 | 1740 | -314 | 82 | -953 | AC
RO-HU_CO_00001 | N-1 TIE 400 kV Arad-Sandorfalva | [RO-UA] [OPP]TIE 400 kV Rosiori-Mukacevo | RROSI41 XRO_MU11 1 | 1418 | 1740 | -322 | 81 | -945 | AC
RO-RS_CO_00001 | N-1 TIE 400 kV Portile de Fier-Djerdap | [RO-UA] [OPP]TIE 400 kV Rosiori-Mukacevo | RROSI41 XRO_MU11 1 | 1380 | 1740 | -360 | 79 | -921 | AC
RO_CO_00042 | N-1 OHL 400 kV Arefu-Tantareni | [RO-UA] [OPP]TIE 400 kV Rosiori-Mukacevo | RROSI41 XRO_MU11 1 | 1372 | 1740 | -368 | 79 | -917 | AC
BG_RO_CO_00001 | N-1 TIE 400 kV TINTARENI-KOZLODUI 1 | [BG-RO] [OPP] TIE 400 kV TINTARENI-KOZLODUI 2 | XKO_TI12 VAECKO11 1 | 1483 | 1890 | -407 | 78 | 1050 | AC
BG_RO_CO_00002 | N-1 TIE 400 kV TINTARENI-KOZLODUI 2 | [BG-RO] [OPP] TIE 400 kV TINTARENI-KOZLODUI 1 | XKO_TI11 VAECKO11 1 | 1483 | 1890 | -407 | 78 | 1050 | AC
RO_CO_00002 | N-1 OHL 400 kV Mintia-Arad | [RO-UA] [OPP]TIE 400 kV Rosiori-Mukacevo | RROSI41 XRO_MU11 1 | 1360 | 1740 | -380 | 78 | -908 | AC
RO-BG_CO_00001 | N-1 TIE 400 kV TINTARENI-KOZLODUI 1 | [RO-BG] [OPP] TIE 400 kV TINTARENI-KOZLODUI 2 | RTINTB1 XKO_TI12 1 | 1483 | 1920 | -437 | 77 | -1025 | AC
RO-BG_CO_00002 | N-1 TIE 400 kV TINTARENI-KOZLODUI 2 | [RO-BG] [OPP] TIE 400 kV TINTARENI-KOZLODUI 1 | RTINTB1 XKO_TI11 1 | 1483 | 1920 | -437 | 77 | -1025 | AC
RO_CO_00004 | N-1 OHL 400 kV Arefu-Sibiu Sud | [RO-UA] [OPP]TIE 400 kV Rosiori-Mukacevo | RROSI41 XRO_MU11 1 | 1338 | 1740 | -402 | 77 | -897 | AC
RO_CO_00003 | N-1 OHL 400 kV Sibiu Sud-Mintia | [RO-UA] [OPP]TIE 400 kV Rosiori-Mukacevo | RROSI41 XRO_MU11 1 | 1338 | 1740 | -402 | 77 | -896 | AC
RO-RS_CO_00003 | N-1 TIE 400 kV Resita-Pancevo c2 | [RO-UA] [OPP]TIE 400 kV Rosiori-Mukacevo | RROSI41 XRO_MU11 1 | 1325 | 1740 | -415 | 76 | -889 | AC
RO-RS_CO_00004 | N-1 TIE 400 kV Resita-Pancevo c1 | [RO-UA] [OPP]TIE 400 kV Rosiori-Mukacevo | RROSI41 XRO_MU11 1 | 1325 | 1740 | -415 | 76 | -889 | AC
Base case | Base case | [RO-UA] [OPP]TIE 400 kV Rosiori-Mukacevo | RROSI41 XRO_MU11 1 | 1318 | 1740 | -422 | 76 | -885 | AC
RO_CO_00009 | N-1 OHL 400 kV Iernut-Sibiu Sud | [RO-UA] [OPP]TIE 400 kV Rosiori-Mukacevo | RROSI41 XRO_MU11 1 | 1302 | 1740 | -438 | 75 | -875 | AC

## 0230
Detailed results
Generated at: | 10/07/2026 22:27:58
Business day: | 2026-07-12
Horizon: | 2DA
Timestamp | 02:30
Border & direction: | South-Romania Importing
Remedial actions | False
Margin satisfied | True
Final step | Margin Calculation
TTC [MW]: | 3645.16
Loading threshold | 0.7
Limiting CNEC | N-1 TIE 400 kV TINTARENI-KOZLODUI 1/[RO-RS] [OPP] TIE 400 kV Portile de Fier-Djerdap
Applied RAs
Non Costly RAO
CO ID | RA ID | Name of the RA | Usage | Type | Location | Status | Details
Costly RAO
RA RD ID | TSO | Generator Name | Minimum Power [MW] | Maximum Power [MW] | RDP- | RDP+ | P [MW] before RAO | P [MW] after RAO | P0 [MW] | Plimit+ [MW] | Plimit- [MW] | Started up | Shutdown
Non Costly Reduction
CO ID | RA ID | Name of the RA | Usage | Type | Location | Status | Details
Limiting CNECs
CO ID | Name of the CO | Name of the CNE | CNE UCTE branch | Calculated I (A) | I max (PATL) | Margin (A) | Loading (%) | Flow [MW] | LF type
Base case | Base case | [RO-RO] [DIR] TRA 400/220 kV AT Rosiori | RROS241 RROSI22 2 | 1050 | 999 | 51 | 105 | 398 | AC
RO_CO_00009 | N-1 OHL 400 kV Iernut-Sibiu Sud | [RO-RO] [DIR] TRA 400/220 kV AT Rosiori | RROS241 RROSI22 2 | 1045 | 999 | 46 | 105 | 397 | AC
RO-BG_CO_00001 | N-1 TIE 400 kV TINTARENI-KOZLODUI 1 | [RO-RS] [OPP] TIE 400 kV Portile de Fier-Djerdap | RPDFE41 XPF_DJ11 1 | 1571 | 1570 | 1 | 100 | -1095 | AC
RO-BG_CO_00002 | N-1 TIE 400 kV TINTARENI-KOZLODUI 2 | [RO-RS] [OPP] TIE 400 kV Portile de Fier-Djerdap | RPDFE41 XPF_DJ11 1 | 1571 | 1570 | 1 | 100 | -1095 | AC
RO-UA_CO_00001 | N-1 TIE 400 kV Rosiori-Mukacevo | [RO-RS] [OPP] TIE 400 kV Portile de Fier-Djerdap | RPDFE41 XPF_DJ11 1 | 1551 | 1570 | -19 | 99 | -1073 | AC
RO-RS_CO_00003 | N-1 TIE 400 kV Resita-Pancevo c2 | [RO-RS] [OPP] TIE 400 kV Portile de Fier-Djerdap | RPDFE41 XPF_DJ11 1 | 1534 | 1570 | -36 | 98 | -1065 | AC
RO-RS_CO_00004 | N-1 TIE 400 kV Resita-Pancevo c1 | [RO-RS] [OPP] TIE 400 kV Portile de Fier-Djerdap | RPDFE41 XPF_DJ11 1 | 1534 | 1570 | -36 | 98 | -1065 | AC
RO-HU_CO_00001 | N-1 TIE 400 kV Arad-Sandorfalva | [RO-RS] [OPP] TIE 400 kV Portile de Fier-Djerdap | RPDFE41 XPF_DJ11 1 | 1495 | 1570 | -75 | 95 | -1036 | AC
RO_CO_00002 | N-1 OHL 400 kV Mintia-Arad | [RO-RS] [OPP] TIE 400 kV Portile de Fier-Djerdap | RPDFE41 XPF_DJ11 1 | 1490 | 1570 | -80 | 95 | -1032 | AC
RO-HU_CO_00002 | N-1 TIE 400 kV Nadab-Bekescsaba | [RO-RS] [OPP] TIE 400 kV Portile de Fier-Djerdap | RPDFE41 XPF_DJ11 1 | 1468 | 1570 | -102 | 93 | -1019 | AC
RO_CO_00027 | N-1 TRA 400/220 kV AT3 Arad | [RO-RS] [OPP] TIE 400 kV Portile de Fier-Djerdap | RPDFE41 XPF_DJ11 1 | 1456 | 1570 | -114 | 93 | -1011 | AC
Base case | Base case | [RO-RS] [OPP] TIE 400 kV Portile de Fier-Djerdap | RPDFE41 XPF_DJ11 1 | 1438 | 1570 | -132 | 92 | -997 | AC
RO-MD_CO_00001 | N-1 TIE 400 kV Isaccea - Vulcanesti | [RO-RS] [OPP] TIE 400 kV Portile de Fier-Djerdap | RPDFE41 XPF_DJ11 1 | 1432 | 1570 | -138 | 91 | -994 | AC
RO_CO_00001 | N-1 OHL 220 kV Portile de Fier-Resita 1&2 | [RO-RS] [OPP] TIE 400 kV Portile de Fier-Djerdap | RPDFE41 XPF_DJ11 1 | 1400 | 1570 | -170 | 89 | -965 | AC
RO_CO_00052 | N-1 OHL 400 kV Sofia Zapad -Nis | [RO-RS] [OPP] TIE 400 kV Portile de Fier-Djerdap | RPDFE41 XPF_DJ11 1 | 1376 | 1570 | -194 | 88 | -951 | AC
RO_CO_00029 | N-1 OHL 220 kV Resita-Timisoara 1&2 | [RO-RS] [OPP] TIE 400 kV Portile de Fier-Djerdap | RPDFE41 XPF_DJ11 1 | 1376 | 1570 | -194 | 88 | -956 | AC
BG_RO_CO_00001 | N-1 TIE 400 kV TINTARENI-KOZLODUI 1 | [BG-RO] [OPP] TIE 400 kV TINTARENI-KOZLODUI 2 | XKO_TI12 VAECKO11 1 | 1618 | 1890 | -272 | 86 | 1146 | AC
BG_RO_CO_00002 | N-1 TIE 400 kV TINTARENI-KOZLODUI 2 | [BG-RO] [OPP] TIE 400 kV TINTARENI-KOZLODUI 1 | XKO_TI11 VAECKO11 1 | 1618 | 1890 | -272 | 86 | 1146 | AC
RO-BG_CO_00001 | N-1 TIE 400 kV TINTARENI-KOZLODUI 1 | [RO-BG] [OPP] TIE 400 kV TINTARENI-KOZLODUI 2 | RTINTB1 XKO_TI12 1 | 1618 | 1920 | -302 | 84 | -1116 | AC
RO-BG_CO_00002 | N-1 TIE 400 kV TINTARENI-KOZLODUI 2 | [RO-BG] [OPP] TIE 400 kV TINTARENI-KOZLODUI 1 | RTINTB1 XKO_TI11 1 | 1618 | 1920 | -302 | 84 | -1116 | AC
RO-HU_CO_00002 | N-1 TIE 400 kV Nadab-Bekescsaba | [RO-UA] [OPP]TIE 400 kV Rosiori-Mukacevo | RROSI41 XRO_MU11 1 | 1413 | 1740 | -327 | 81 | -949 | AC
RO-HU_CO_00001 | N-1 TIE 400 kV Arad-Sandorfalva | [RO-UA] [OPP]TIE 400 kV Rosiori-Mukacevo | RROSI41 XRO_MU11 1 | 1405 | 1740 | -335 | 81 | -941 | AC
RO-RS_CO_00001 | N-1 TIE 400 kV Portile de Fier-Djerdap | [RO-UA] [OPP]TIE 400 kV Rosiori-Mukacevo | RROSI41 XRO_MU11 1 | 1362 | 1740 | -378 | 78 | -914 | AC
RO_CO_00042 | N-1 OHL 400 kV Arefu-Tantareni | [RO-UA] [OPP]TIE 400 kV Rosiori-Mukacevo | RROSI41 XRO_MU11 1 | 1358 | 1740 | -382 | 78 | -912 | AC
RO_CO_00002 | N-1 OHL 400 kV Mintia-Arad | [RO-UA] [OPP]TIE 400 kV Rosiori-Mukacevo | RROSI41 XRO_MU11 1 | 1344 | 1740 | -396 | 77 | -902 | AC
RO_CO_00004 | N-1 OHL 400 kV Arefu-Sibiu Sud | [RO-UA] [OPP]TIE 400 kV Rosiori-Mukacevo | RROSI41 XRO_MU11 1 | 1323 | 1740 | -417 | 76 | -891 | AC
RO_CO_00003 | N-1 OHL 400 kV Sibiu Sud-Mintia | [RO-UA] [OPP]TIE 400 kV Rosiori-Mukacevo | RROSI41 XRO_MU11 1 | 1321 | 1740 | -419 | 76 | -889 | AC
RO-RS_CO_00003 | N-1 TIE 400 kV Resita-Pancevo c2 | [RO-UA] [OPP]TIE 400 kV Rosiori-Mukacevo | RROSI41 XRO_MU11 1 | 1308 | 1740 | -432 | 75 | -882 | AC
RO-RS_CO_00004 | N-1 TIE 400 kV Resita-Pancevo c1 | [RO-UA] [OPP]TIE 400 kV Rosiori-Mukacevo | RROSI41 XRO_MU11 1 | 1308 | 1740 | -432 | 75 | -882 | AC
Base case | Base case | [RO-UA] [OPP]TIE 400 kV Rosiori-Mukacevo | RROSI41 XRO_MU11 1 | 1301 | 1740 | -439 | 75 | -878 | AC
RO_CO_00009 | N-1 OHL 400 kV Iernut-Sibiu Sud | [RO-UA] [OPP]TIE 400 kV Rosiori-Mukacevo | RROSI41 XRO_MU11 1 | 1291 | 1740 | -449 | 74 | -872 | AC

## 0330
Detailed results
Generated at: | 10/07/2026 22:27:58
Business day: | 2026-07-12
Horizon: | 2DA
Timestamp | 03:30
Border & direction: | South-Romania Importing
Remedial actions | False
Margin satisfied | True
Final step | Margin Calculation
TTC [MW]: | 3768.39
Loading threshold | 0.7
Limiting CNEC | N-1 TIE 400 kV TINTARENI-KOZLODUI 1/[RO-RS] [OPP] TIE 400 kV Portile de Fier-Djerdap
Applied RAs
Non Costly RAO
CO ID | RA ID | Name of the RA | Usage | Type | Location | Status | Details
Costly RAO
RA RD ID | TSO | Generator Name | Minimum Power [MW] | Maximum Power [MW] | RDP- | RDP+ | P [MW] before RAO | P [MW] after RAO | P0 [MW] | Plimit+ [MW] | Plimit- [MW] | Started up | Shutdown
Non Costly Reduction
CO ID | RA ID | Name of the RA | Usage | Type | Location | Status | Details
Limiting CNECs
CO ID | Name of the CO | Name of the CNE | CNE UCTE branch | Calculated I (A) | I max (PATL) | Margin (A) | Loading (%) | Flow [MW] | LF type
Base case | Base case | [RO-RO] [DIR] TRA 400/220 kV AT Rosiori | RROS241 RROSI22 2 | 1079 | 999 | 80 | 108 | 407 | AC
RO_CO_00009 | N-1 OHL 400 kV Iernut-Sibiu Sud | [RO-RO] [DIR] TRA 400/220 kV AT Rosiori | RROS241 RROSI22 2 | 1077 | 999 | 78 | 108 | 407 | AC
RO-BG_CO_00001 | N-1 TIE 400 kV TINTARENI-KOZLODUI 1 | [RO-RS] [OPP] TIE 400 kV Portile de Fier-Djerdap | RPDFE41 XPF_DJ11 1 | 1525 | 1570 | -45 | 97 | -1059 | AC
RO-BG_CO_00002 | N-1 TIE 400 kV TINTARENI-KOZLODUI 2 | [RO-RS] [OPP] TIE 400 kV Portile de Fier-Djerdap | RPDFE41 XPF_DJ11 1 | 1525 | 1570 | -45 | 97 | -1059 | AC
RO-UA_CO_00001 | N-1 TIE 400 kV Rosiori-Mukacevo | [RO-RS] [OPP] TIE 400 kV Portile de Fier-Djerdap | RPDFE41 XPF_DJ11 1 | 1503 | 1570 | -67 | 96 | -1034 | AC
RO-RS_CO_00003 | N-1 TIE 400 kV Resita-Pancevo c2 | [RO-RS] [OPP] TIE 400 kV Portile de Fier-Djerdap | RPDFE41 XPF_DJ11 1 | 1487 | 1570 | -83 | 95 | -1028 | AC
RO-RS_CO_00004 | N-1 TIE 400 kV Resita-Pancevo c1 | [RO-RS] [OPP] TIE 400 kV Portile de Fier-Djerdap | RPDFE41 XPF_DJ11 1 | 1487 | 1570 | -83 | 95 | -1028 | AC
RO-HU_CO_00001 | N-1 TIE 400 kV Arad-Sandorfalva | [RO-RS] [OPP] TIE 400 kV Portile de Fier-Djerdap | RPDFE41 XPF_DJ11 1 | 1445 | 1570 | -125 | 92 | -996 | AC
RO_CO_00002 | N-1 OHL 400 kV Mintia-Arad | [RO-RS] [OPP] TIE 400 kV Portile de Fier-Djerdap | RPDFE41 XPF_DJ11 1 | 1439 | 1570 | -131 | 92 | -991 | AC
RO-HU_CO_00002 | N-1 TIE 400 kV Nadab-Bekescsaba | [RO-RS] [OPP] TIE 400 kV Portile de Fier-Djerdap | RPDFE41 XPF_DJ11 1 | 1416 | 1570 | -154 | 90 | -978 | AC
BG_RO_CO_00001 | N-1 TIE 400 kV TINTARENI-KOZLODUI 1 | [BG-RO] [OPP] TIE 400 kV TINTARENI-KOZLODUI 2 | XKO_TI12 VAECKO11 1 | 1701 | 1890 | -189 | 90 | 1205 | AC
BG_RO_CO_00002 | N-1 TIE 400 kV TINTARENI-KOZLODUI 2 | [BG-RO] [OPP] TIE 400 kV TINTARENI-KOZLODUI 1 | XKO_TI11 VAECKO11 1 | 1701 | 1890 | -189 | 90 | 1205 | AC
RO_CO_00027 | N-1 TRA 400/220 kV AT3 Arad | [RO-RS] [OPP] TIE 400 kV Portile de Fier-Djerdap | RPDFE41 XPF_DJ11 1 | 1403 | 1570 | -167 | 89 | -969 | AC
RO-BG_CO_00001 | N-1 TIE 400 kV TINTARENI-KOZLODUI 1 | [RO-BG] [OPP] TIE 400 kV TINTARENI-KOZLODUI 2 | RTINTB1 XKO_TI12 1 | 1701 | 1920 | -219 | 89 | -1172 | AC
RO-BG_CO_00002 | N-1 TIE 400 kV TINTARENI-KOZLODUI 2 | [RO-BG] [OPP] TIE 400 kV TINTARENI-KOZLODUI 1 | RTINTB1 XKO_TI11 1 | 1701 | 1920 | -219 | 89 | -1172 | AC
Base case | Base case | [RO-RS] [OPP] TIE 400 kV Portile de Fier-Djerdap | RPDFE41 XPF_DJ11 1 | 1384 | 1570 | -186 | 88 | -956 | AC
RO-MD_CO_00001 | N-1 TIE 400 kV Isaccea - Vulcanesti | [RO-RS] [OPP] TIE 400 kV Portile de Fier-Djerdap | RPDFE41 XPF_DJ11 1 | 1383 | 1570 | -187 | 88 | -955 | AC
RO_CO_00001 | N-1 OHL 220 kV Portile de Fier-Resita 1&2 | [RO-RS] [OPP] TIE 400 kV Portile de Fier-Djerdap | RPDFE41 XPF_DJ11 1 | 1347 | 1570 | -223 | 86 | -924 | AC
RO_CO_00052 | N-1 OHL 400 kV Sofia Zapad -Nis | [RO-RS] [OPP] TIE 400 kV Portile de Fier-Djerdap | RPDFE41 XPF_DJ11 1 | 1320 | 1570 | -250 | 84 | -907 | AC
RO_CO_00029 | N-1 OHL 220 kV Resita-Timisoara 1&2 | [RO-RS] [OPP] TIE 400 kV Portile de Fier-Djerdap | RPDFE41 XPF_DJ11 1 | 1319 | 1570 | -251 | 84 | -913 | AC
RO-HU_CO_00002 | N-1 TIE 400 kV Nadab-Bekescsaba | [RO-UA] [OPP]TIE 400 kV Rosiori-Mukacevo | RROSI41 XRO_MU11 1 | 1437 | 1740 | -303 | 83 | -962 | AC
RO-HU_CO_00001 | N-1 TIE 400 kV Arad-Sandorfalva | [RO-UA] [OPP]TIE 400 kV Rosiori-Mukacevo | RROSI41 XRO_MU11 1 | 1428 | 1740 | -312 | 82 | -953 | AC
RO_CO_00042 | N-1 OHL 400 kV Arefu-Tantareni | [RO-UA] [OPP]TIE 400 kV Rosiori-Mukacevo | RROSI41 XRO_MU11 1 | 1380 | 1740 | -360 | 79 | -925 | AC
RO-RS_CO_00001 | N-1 TIE 400 kV Portile de Fier-Djerdap | [RO-UA] [OPP]TIE 400 kV Rosiori-Mukacevo | RROSI41 XRO_MU11 1 | 1379 | 1740 | -361 | 79 | -924 | AC
RO_CO_00002 | N-1 OHL 400 kV Mintia-Arad | [RO-UA] [OPP]TIE 400 kV Rosiori-Mukacevo | RROSI41 XRO_MU11 1 | 1366 | 1740 | -374 | 79 | -913 | AC
RO_CO_00004 | N-1 OHL 400 kV Arefu-Sibiu Sud | [RO-UA] [OPP]TIE 400 kV Rosiori-Mukacevo | RROSI41 XRO_MU11 1 | 1345 | 1740 | -395 | 77 | -904 | AC
RO_CO_00003 | N-1 OHL 400 kV Sibiu Sud-Mintia | [RO-UA] [OPP]TIE 400 kV Rosiori-Mukacevo | RROSI41 XRO_MU11 1 | 1341 | 1740 | -399 | 77 | -900 | AC
RO-RS_CO_00003 | N-1 TIE 400 kV Resita-Pancevo c2 | [RO-UA] [OPP]TIE 400 kV Rosiori-Mukacevo | RROSI41 XRO_MU11 1 | 1328 | 1740 | -412 | 76 | -894 | AC
RO-RS_CO_00004 | N-1 TIE 400 kV Resita-Pancevo c1 | [RO-UA] [OPP]TIE 400 kV Rosiori-Mukacevo | RROSI41 XRO_MU11 1 | 1328 | 1740 | -412 | 76 | -894 | AC
Base case | Base case | [RO-UA] [OPP]TIE 400 kV Rosiori-Mukacevo | RROSI41 XRO_MU11 1 | 1320 | 1740 | -420 | 76 | -889 | AC
RO_CO_00009 | N-1 OHL 400 kV Iernut-Sibiu Sud | [RO-UA] [OPP]TIE 400 kV Rosiori-Mukacevo | RROSI41 XRO_MU11 1 | 1316 | 1740 | -424 | 76 | -887 | AC

## 0430
Detailed results
Generated at: | 10/07/2026 22:27:58
Business day: | 2026-07-12
Horizon: | 2DA
Timestamp | 04:30
Border & direction: | South-Romania Importing
Remedial actions | False
Margin satisfied | True
Final step | Margin Calculation
TTC [MW]: | 3767.52
Loading threshold | 0.7
Limiting CNEC | N-1 TIE 400 kV TINTARENI-KOZLODUI 2/[RO-RS] [OPP] TIE 400 kV Portile de Fier-Djerdap
Applied RAs
Non Costly RAO
CO ID | RA ID | Name of the RA | Usage | Type | Location | Status | Details
Costly RAO
RA RD ID | TSO | Generator Name | Minimum Power [MW] | Maximum Power [MW] | RDP- | RDP+ | P [MW] before RAO | P [MW] after RAO | P0 [MW] | Plimit+ [MW] | Plimit- [MW] | Started up | Shutdown
Non Costly Reduction
CO ID | RA ID | Name of the RA | Usage | Type | Location | Status | Details
Limiting CNECs
CO ID | Name of the CO | Name of the CNE | CNE UCTE branch | Calculated I (A) | I max (PATL) | Margin (A) | Loading (%) | Flow [MW] | LF type
Base case | Base case | [RO-RO] [DIR] TRA 400/220 kV AT Rosiori | RROS241 RROSI22 2 | 1075 | 999 | 75 | 108 | 405 | AC
RO_CO_00009 | N-1 OHL 400 kV Iernut-Sibiu Sud | [RO-RO] [DIR] TRA 400/220 kV AT Rosiori | RROS241 RROSI22 2 | 1071 | 999 | 72 | 107 | 404 | AC
RO-BG_CO_00001 | N-1 TIE 400 kV TINTARENI-KOZLODUI 1 | [RO-RS] [OPP] TIE 400 kV Portile de Fier-Djerdap | RPDFE41 XPF_DJ11 1 | 1543 | 1570 | -27 | 98 | -1076 | AC
RO-BG_CO_00002 | N-1 TIE 400 kV TINTARENI-KOZLODUI 2 | [RO-RS] [OPP] TIE 400 kV Portile de Fier-Djerdap | RPDFE41 XPF_DJ11 1 | 1543 | 1570 | -27 | 98 | -1076 | AC
RO-UA_CO_00001 | N-1 TIE 400 kV Rosiori-Mukacevo | [RO-RS] [OPP] TIE 400 kV Portile de Fier-Djerdap | RPDFE41 XPF_DJ11 1 | 1514 | 1570 | -56 | 96 | -1053 | AC
RO-RS_CO_00003 | N-1 TIE 400 kV Resita-Pancevo c2 | [RO-RS] [OPP] TIE 400 kV Portile de Fier-Djerdap | RPDFE41 XPF_DJ11 1 | 1506 | 1570 | -64 | 96 | -1048 | AC
RO-RS_CO_00004 | N-1 TIE 400 kV Resita-Pancevo c1 | [RO-RS] [OPP] TIE 400 kV Portile de Fier-Djerdap | RPDFE41 XPF_DJ11 1 | 1506 | 1570 | -64 | 96 | -1048 | AC
RO-HU_CO_00001 | N-1 TIE 400 kV Arad-Sandorfalva | [RO-RS] [OPP] TIE 400 kV Portile de Fier-Djerdap | RPDFE41 XPF_DJ11 1 | 1465 | 1570 | -105 | 93 | -1016 | AC
RO_CO_00002 | N-1 OHL 400 kV Mintia-Arad | [RO-RS] [OPP] TIE 400 kV Portile de Fier-Djerdap | RPDFE41 XPF_DJ11 1 | 1459 | 1570 | -111 | 93 | -1011 | AC
RO-HU_CO_00002 | N-1 TIE 400 kV Nadab-Bekescsaba | [RO-RS] [OPP] TIE 400 kV Portile de Fier-Djerdap | RPDFE41 XPF_DJ11 1 | 1442 | 1570 | -128 | 92 | -998 | AC
RO_CO_00027 | N-1 TRA 400/220 kV AT3 Arad | [RO-RS] [OPP] TIE 400 kV Portile de Fier-Djerdap | RPDFE41 XPF_DJ11 1 | 1430 | 1570 | -140 | 91 | -989 | AC
Base case | Base case | [RO-RS] [OPP] TIE 400 kV Portile de Fier-Djerdap | RPDFE41 XPF_DJ11 1 | 1412 | 1570 | -158 | 90 | -976 | AC
RO-MD_CO_00001 | N-1 TIE 400 kV Isaccea - Vulcanesti | [RO-RS] [OPP] TIE 400 kV Portile de Fier-Djerdap | RPDFE41 XPF_DJ11 1 | 1411 | 1570 | -159 | 90 | -975 | AC
BG_RO_CO_00002 | N-1 TIE 400 kV TINTARENI-KOZLODUI 2 | [BG-RO] [OPP] TIE 400 kV TINTARENI-KOZLODUI 1 | XKO_TI11 VAECKO11 1 | 1666 | 1890 | -224 | 88 | 1180 | AC
BG_RO_CO_00001 | N-1 TIE 400 kV TINTARENI-KOZLODUI 1 | [BG-RO] [OPP] TIE 400 kV TINTARENI-KOZLODUI 2 | XKO_TI12 VAECKO11 1 | 1666 | 1890 | -224 | 88 | 1180 | AC
RO_CO_00001 | N-1 OHL 220 kV Portile de Fier-Resita 1&2 | [RO-RS] [OPP] TIE 400 kV Portile de Fier-Djerdap | RPDFE41 XPF_DJ11 1 | 1376 | 1570 | -194 | 88 | -945 | AC
RO-BG_CO_00002 | N-1 TIE 400 kV TINTARENI-KOZLODUI 2 | [RO-BG] [OPP] TIE 400 kV TINTARENI-KOZLODUI 1 | RTINTB1 XKO_TI11 1 | 1666 | 1920 | -254 | 87 | -1148 | AC
RO-BG_CO_00001 | N-1 TIE 400 kV TINTARENI-KOZLODUI 1 | [RO-BG] [OPP] TIE 400 kV TINTARENI-KOZLODUI 2 | RTINTB1 XKO_TI12 1 | 1666 | 1920 | -254 | 87 | -1148 | AC
RO_CO_00029 | N-1 OHL 220 kV Resita-Timisoara 1&2 | [RO-RS] [OPP] TIE 400 kV Portile de Fier-Djerdap | RPDFE41 XPF_DJ11 1 | 1350 | 1570 | -220 | 86 | -934 | AC
RO_CO_00052 | N-1 OHL 400 kV Sofia Zapad -Nis | [RO-RS] [OPP] TIE 400 kV Portile de Fier-Djerdap | RPDFE41 XPF_DJ11 1 | 1346 | 1570 | -224 | 86 | -925 | AC
RO-HU_CO_00002 | N-1 TIE 400 kV Nadab-Bekescsaba | [RO-UA] [OPP]TIE 400 kV Rosiori-Mukacevo | RROSI41 XRO_MU11 1 | 1432 | 1740 | -308 | 82 | -958 | AC
RO-HU_CO_00001 | N-1 TIE 400 kV Arad-Sandorfalva | [RO-UA] [OPP]TIE 400 kV Rosiori-Mukacevo | RROSI41 XRO_MU11 1 | 1423 | 1740 | -317 | 82 | -949 | AC
RO-RS_CO_00001 | N-1 TIE 400 kV Portile de Fier-Djerdap | [RO-UA] [OPP]TIE 400 kV Rosiori-Mukacevo | RROSI41 XRO_MU11 1 | 1374 | 1740 | -366 | 79 | -919 | AC
RO_CO_00042 | N-1 OHL 400 kV Arefu-Tantareni | [RO-UA] [OPP]TIE 400 kV Rosiori-Mukacevo | RROSI41 XRO_MU11 1 | 1373 | 1740 | -367 | 79 | -919 | AC
RO_CO_00002 | N-1 OHL 400 kV Mintia-Arad | [RO-UA] [OPP]TIE 400 kV Rosiori-Mukacevo | RROSI41 XRO_MU11 1 | 1361 | 1740 | -379 | 78 | -908 | AC
RO_CO_00004 | N-1 OHL 400 kV Arefu-Sibiu Sud | [RO-UA] [OPP]TIE 400 kV Rosiori-Mukacevo | RROSI41 XRO_MU11 1 | 1337 | 1740 | -403 | 77 | -898 | AC
RO_CO_00003 | N-1 OHL 400 kV Sibiu Sud-Mintia | [RO-UA] [OPP]TIE 400 kV Rosiori-Mukacevo | RROSI41 XRO_MU11 1 | 1335 | 1740 | -405 | 77 | -895 | AC
RO-RS_CO_00003 | N-1 TIE 400 kV Resita-Pancevo c2 | [RO-UA] [OPP]TIE 400 kV Rosiori-Mukacevo | RROSI41 XRO_MU11 1 | 1322 | 1740 | -418 | 76 | -889 | AC
RO-RS_CO_00004 | N-1 TIE 400 kV Resita-Pancevo c1 | [RO-UA] [OPP]TIE 400 kV Rosiori-Mukacevo | RROSI41 XRO_MU11 1 | 1322 | 1740 | -418 | 76 | -889 | AC
Base case | Base case | [RO-UA] [OPP]TIE 400 kV Rosiori-Mukacevo | RROSI41 XRO_MU11 1 | 1314 | 1740 | -426 | 76 | -884 | AC
RO_CO_00009 | N-1 OHL 400 kV Iernut-Sibiu Sud | [RO-UA] [OPP]TIE 400 kV Rosiori-Mukacevo | RROSI41 XRO_MU11 1 | 1306 | 1740 | -434 | 75 | -879 | AC

## 0530
Detailed results
Generated at: | 10/07/2026 22:27:58
Business day: | 2026-07-12
Horizon: | 2DA
Timestamp | 05:30
Border & direction: | South-Romania Importing
Remedial actions | False
Margin satisfied | True
Final step | Margin Calculation
TTC [MW]: | 3766.69
Loading threshold | 0.7
Limiting CNEC | N-1 TIE 400 kV TINTARENI-KOZLODUI 1/[RO-RS] [OPP] TIE 400 kV Portile de Fier-Djerdap
Applied RAs
Non Costly RAO
CO ID | RA ID | Name of the RA | Usage | Type | Location | Status | Details
Costly RAO
RA RD ID | TSO | Generator Name | Minimum Power [MW] | Maximum Power [MW] | RDP- | RDP+ | P [MW] before RAO | P [MW] after RAO | P0 [MW] | Plimit+ [MW] | Plimit- [MW] | Started up | Shutdown
Non Costly Reduction
CO ID | RA ID | Name of the RA | Usage | Type | Location | Status | Details
Limiting CNECs
CO ID | Name of the CO | Name of the CNE | CNE UCTE branch | Calculated I (A) | I max (PATL) | Margin (A) | Loading (%) | Flow [MW] | LF type
Base case | Base case | [RO-RO] [DIR] TRA 400/220 kV AT Rosiori | RROS241 RROSI22 2 | 1000 | 999 | 1 | 100 | 382 | AC
RO_CO_00009 | N-1 OHL 400 kV Iernut-Sibiu Sud | [RO-RO] [DIR] TRA 400/220 kV AT Rosiori | RROS241 RROSI22 2 | 999 | 999 | 0 | 100 | 382 | AC
RO-BG_CO_00001 | N-1 TIE 400 kV TINTARENI-KOZLODUI 1 | [RO-RS] [OPP] TIE 400 kV Portile de Fier-Djerdap | RPDFE41 XPF_DJ11 1 | 1519 | 1570 | -51 | 97 | -1061 | AC
RO-BG_CO_00002 | N-1 TIE 400 kV TINTARENI-KOZLODUI 2 | [RO-RS] [OPP] TIE 400 kV Portile de Fier-Djerdap | RPDFE41 XPF_DJ11 1 | 1519 | 1570 | -51 | 97 | -1061 | AC
RO-UA_CO_00001 | N-1 TIE 400 kV Rosiori-Mukacevo | [RO-RS] [OPP] TIE 400 kV Portile de Fier-Djerdap | RPDFE41 XPF_DJ11 1 | 1480 | 1570 | -90 | 94 | -1027 | AC
RO-RS_CO_00003 | N-1 TIE 400 kV Resita-Pancevo c2 | [RO-RS] [OPP] TIE 400 kV Portile de Fier-Djerdap | RPDFE41 XPF_DJ11 1 | 1477 | 1570 | -93 | 94 | -1027 | AC
RO-RS_CO_00004 | N-1 TIE 400 kV Resita-Pancevo c1 | [RO-RS] [OPP] TIE 400 kV Portile de Fier-Djerdap | RPDFE41 XPF_DJ11 1 | 1477 | 1570 | -93 | 94 | -1027 | AC
RO-HU_CO_00001 | N-1 TIE 400 kV Arad-Sandorfalva | [RO-RS] [OPP] TIE 400 kV Portile de Fier-Djerdap | RPDFE41 XPF_DJ11 1 | 1435 | 1570 | -135 | 91 | -996 | AC
RO_CO_00002 | N-1 OHL 400 kV Mintia-Arad | [RO-RS] [OPP] TIE 400 kV Portile de Fier-Djerdap | RPDFE41 XPF_DJ11 1 | 1428 | 1570 | -142 | 91 | -991 | AC
RO-HU_CO_00002 | N-1 TIE 400 kV Nadab-Bekescsaba | [RO-RS] [OPP] TIE 400 kV Portile de Fier-Djerdap | RPDFE41 XPF_DJ11 1 | 1411 | 1570 | -159 | 90 | -980 | AC
RO_CO_00027 | N-1 TRA 400/220 kV AT3 Arad | [RO-RS] [OPP] TIE 400 kV Portile de Fier-Djerdap | RPDFE41 XPF_DJ11 1 | 1398 | 1570 | -172 | 89 | -972 | AC
BG_RO_CO_00002 | N-1 TIE 400 kV TINTARENI-KOZLODUI 2 | [BG-RO] [OPP] TIE 400 kV TINTARENI-KOZLODUI 1 | XKO_TI11 VAECKO11 1 | 1679 | 1890 | -211 | 89 | 1189 | AC
BG_RO_CO_00001 | N-1 TIE 400 kV TINTARENI-KOZLODUI 1 | [BG-RO] [OPP] TIE 400 kV TINTARENI-KOZLODUI 2 | XKO_TI12 VAECKO11 1 | 1679 | 1890 | -211 | 89 | 1189 | AC
Base case | Base case | [RO-RS] [OPP] TIE 400 kV Portile de Fier-Djerdap | RPDFE41 XPF_DJ11 1 | 1382 | 1570 | -188 | 88 | -960 | AC
RO-BG_CO_00001 | N-1 TIE 400 kV TINTARENI-KOZLODUI 1 | [RO-BG] [OPP] TIE 400 kV TINTARENI-KOZLODUI 2 | RTINTB1 XKO_TI12 1 | 1679 | 1920 | -241 | 87 | -1157 | AC
RO-BG_CO_00002 | N-1 TIE 400 kV TINTARENI-KOZLODUI 2 | [RO-BG] [OPP] TIE 400 kV TINTARENI-KOZLODUI 1 | RTINTB1 XKO_TI11 1 | 1679 | 1920 | -241 | 87 | -1157 | AC
RO-MD_CO_00001 | N-1 TIE 400 kV Isaccea - Vulcanesti | [RO-RS] [OPP] TIE 400 kV Portile de Fier-Djerdap | RPDFE41 XPF_DJ11 1 | 1370 | 1570 | -200 | 87 | -952 | AC
RO_CO_00001 | N-1 OHL 220 kV Portile de Fier-Resita 1&2 | [RO-RS] [OPP] TIE 400 kV Portile de Fier-Djerdap | RPDFE41 XPF_DJ11 1 | 1343 | 1570 | -227 | 86 | -926 | AC
RO_CO_00029 | N-1 OHL 220 kV Resita-Timisoara 1&2 | [RO-RS] [OPP] TIE 400 kV Portile de Fier-Djerdap | RPDFE41 XPF_DJ11 1 | 1328 | 1570 | -242 | 85 | -917 | AC
RO_CO_00052 | N-1 OHL 400 kV Sofia Zapad -Nis | [RO-RS] [OPP] TIE 400 kV Portile de Fier-Djerdap | RPDFE41 XPF_DJ11 1 | 1300 | 1570 | -270 | 83 | -898 | AC
RO-HU_CO_00002 | N-1 TIE 400 kV Nadab-Bekescsaba | [RO-UA] [OPP]TIE 400 kV Rosiori-Mukacevo | RROSI41 XRO_MU11 1 | 1300 | 1740 | -440 | 75 | -883 | AC
RO-HU_CO_00001 | N-1 TIE 400 kV Arad-Sandorfalva | [RO-UA] [OPP]TIE 400 kV Rosiori-Mukacevo | RROSI41 XRO_MU11 1 | 1291 | 1740 | -449 | 74 | -876 | AC
RO_CO_00042 | N-1 OHL 400 kV Arefu-Tantareni | [RO-UA] [OPP]TIE 400 kV Rosiori-Mukacevo | RROSI41 XRO_MU11 1 | 1251 | 1740 | -489 | 72 | -850 | AC
RO-RS_CO_00001 | N-1 TIE 400 kV Portile de Fier-Djerdap | [RO-UA] [OPP]TIE 400 kV Rosiori-Mukacevo | RROSI41 XRO_MU11 1 | 1250 | 1740 | -490 | 72 | -849 | AC
RO_CO_00002 | N-1 OHL 400 kV Mintia-Arad | [RO-UA] [OPP]TIE 400 kV Rosiori-Mukacevo | RROSI41 XRO_MU11 1 | 1231 | 1740 | -509 | 71 | -837 | AC
RO_CO_00004 | N-1 OHL 400 kV Arefu-Sibiu Sud | [RO-UA] [OPP]TIE 400 kV Rosiori-Mukacevo | RROSI41 XRO_MU11 1 | 1219 | 1740 | -521 | 70 | -830 | AC

## 0630
Detailed results
Generated at: | 10/07/2026 22:27:58
Business day: | 2026-07-12
Horizon: | 2DA
Timestamp | 06:30
Border & direction: | South-Romania Importing
Remedial actions | False
Margin satisfied | True
Final step | Margin Calculation
TTC [MW]: | 3668.36
Loading threshold | 0.7
Limiting CNEC | N-1 TIE 400 kV TINTARENI-KOZLODUI 2/[BG-RO] [OPP] TIE 400 kV TINTARENI-KOZLODUI 1
Applied RAs
Non Costly RAO
CO ID | RA ID | Name of the RA | Usage | Type | Location | Status | Details
Costly RAO
RA RD ID | TSO | Generator Name | Minimum Power [MW] | Maximum Power [MW] | RDP- | RDP+ | P [MW] before RAO | P [MW] after RAO | P0 [MW] | Plimit+ [MW] | Plimit- [MW] | Started up | Shutdown
Non Costly Reduction
CO ID | RA ID | Name of the RA | Usage | Type | Location | Status | Details
Limiting CNECs
CO ID | Name of the CO | Name of the CNE | CNE UCTE branch | Calculated I (A) | I max (PATL) | Margin (A) | Loading (%) | Flow [MW] | LF type
BG_RO_CO_00002 | N-1 TIE 400 kV TINTARENI-KOZLODUI 2 | [BG-RO] [OPP] TIE 400 kV TINTARENI-KOZLODUI 1 | XKO_TI11 VAECKO11 1 | 1825 | 1890 | -65 | 97 | 1292 | AC
BG_RO_CO_00001 | N-1 TIE 400 kV TINTARENI-KOZLODUI 1 | [BG-RO] [OPP] TIE 400 kV TINTARENI-KOZLODUI 2 | XKO_TI12 VAECKO11 1 | 1825 | 1890 | -65 | 97 | 1292 | AC
RO-BG_CO_00002 | N-1 TIE 400 kV TINTARENI-KOZLODUI 2 | [RO-BG] [OPP] TIE 400 kV TINTARENI-KOZLODUI 1 | RTINTB1 XKO_TI11 1 | 1825 | 1920 | -95 | 95 | -1254 | AC
RO-BG_CO_00001 | N-1 TIE 400 kV TINTARENI-KOZLODUI 1 | [RO-BG] [OPP] TIE 400 kV TINTARENI-KOZLODUI 2 | RTINTB1 XKO_TI12 1 | 1825 | 1920 | -95 | 95 | -1254 | AC
RO-BG_CO_00002 | N-1 TIE 400 kV TINTARENI-KOZLODUI 2 | [RO-RS] [OPP] TIE 400 kV Portile de Fier-Djerdap | RPDFE41 XPF_DJ11 1 | 1292 | 1570 | -278 | 82 | -897 | AC
RO-BG_CO_00001 | N-1 TIE 400 kV TINTARENI-KOZLODUI 1 | [RO-RS] [OPP] TIE 400 kV Portile de Fier-Djerdap | RPDFE41 XPF_DJ11 1 | 1292 | 1570 | -278 | 82 | -897 | AC
RO_CO_00009 | N-1 OHL 400 kV Iernut-Sibiu Sud | [RO-RO] [DIR] TRA 400/220 kV AT Rosiori | RROS241 RROSI22 2 | 786 | 999 | -213 | 79 | 306 | AC
RO-RS_CO_00003 | N-1 TIE 400 kV Resita-Pancevo c2 | [RO-RS] [OPP] TIE 400 kV Portile de Fier-Djerdap | RPDFE41 XPF_DJ11 1 | 1220 | 1570 | -350 | 78 | -837 | AC
RO-RS_CO_00004 | N-1 TIE 400 kV Resita-Pancevo c1 | [RO-RS] [OPP] TIE 400 kV Portile de Fier-Djerdap | RPDFE41 XPF_DJ11 1 | 1220 | 1570 | -350 | 78 | -837 | AC
RO-UA_CO_00001 | N-1 TIE 400 kV Rosiori-Mukacevo | [RO-RS] [OPP] TIE 400 kV Portile de Fier-Djerdap | RPDFE41 XPF_DJ11 1 | 1210 | 1570 | -360 | 77 | -832 | AC
Base case | Base case | [RO-RO] [DIR] TRA 400/220 kV AT Rosiori | RROS241 RROSI22 2 | 767 | 999 | -232 | 77 | 298 | AC
RO-HU_CO_00001 | N-1 TIE 400 kV Arad-Sandorfalva | [RO-RS] [OPP] TIE 400 kV Portile de Fier-Djerdap | RPDFE41 XPF_DJ11 1 | 1183 | 1570 | -387 | 75 | -812 | AC
RO_CO_00002 | N-1 OHL 400 kV Mintia-Arad | [RO-RS] [OPP] TIE 400 kV Portile de Fier-Djerdap | RPDFE41 XPF_DJ11 1 | 1173 | 1570 | -397 | 75 | -805 | AC
RO-HU_CO_00002 | N-1 TIE 400 kV Nadab-Bekescsaba | [RO-RS] [OPP] TIE 400 kV Portile de Fier-Djerdap | RPDFE41 XPF_DJ11 1 | 1166 | 1570 | -404 | 74 | -801 | AC
RO_CO_00027 | N-1 TRA 400/220 kV AT3 Arad | [RO-RS] [OPP] TIE 400 kV Portile de Fier-Djerdap | RPDFE41 XPF_DJ11 1 | 1156 | 1570 | -414 | 74 | -793 | AC
Base case | Base case | [RO-RS] [OPP] TIE 400 kV Portile de Fier-Djerdap | RPDFE41 XPF_DJ11 1 | 1147 | 1570 | -423 | 73 | -787 | AC
RO-MD_CO_00001 | N-1 TIE 400 kV Isaccea - Vulcanesti | [RO-RS] [OPP] TIE 400 kV Portile de Fier-Djerdap | RPDFE41 XPF_DJ11 1 | 1118 | 1570 | -452 | 71 | -766 | AC

## 0730
Detailed results
Generated at: | 10/07/2026 22:27:58
Business day: | 2026-07-12
Horizon: | 2DA
Timestamp | 07:30
Border & direction: | South-Romania Importing
Remedial actions | True
Margin satisfied | False
Final step | Reduction
TTC [MW]: | 3275
Loading threshold | 0.7
Limiting CNEC | N-1 TIE 400 kV TINTARENI-KOZLODUI 2/[BG-RO] [OPP] TIE 400 kV TINTARENI-KOZLODUI 1
Applied RAs
Non Costly RAO
CO ID | RA ID | Name of the RA | Usage | Type | Location | Status | Details
Costly RAO
RA RD ID | TSO | Generator Name | Minimum Power [MW] | Maximum Power [MW] | RDP- | RDP+ | P [MW] before RAO | P [MW] after RAO | P0 [MW] | Plimit+ [MW] | Plimit- [MW] | Started up | Shutdown
RO_RA_00116 | RO | RVMAR_5 _generator | 0 | 50 |  |  | 25 | 38 |  | 50 | 0 | FALSE | FALSE
RO_RA_00120 | RO | RTOPV_5 _generator | 0 | 10 |  |  | 4 | 0 |  | 10 | 0 | FALSE | TRUE
RO_RA_00121 | RO | RFMEP_5 _generator | 0 | 14 |  |  | 1 | 0 |  | 14 | 0 | FALSE | TRUE
RO_RA_00122 | RO | RVLCE15 _generator | 0 | 55 |  |  | 4 | 0 |  | 55 | 0 | FALSE | TRUE
RO_RA_00123 | RO | RVALD_5 _generator | 0 | 15 |  |  | 1 | 0 |  | 15 | 0 | FALSE | TRUE
RO_RA_00124 | RO | RELAR_5 _generator | 0 | 10 |  |  | 1 | 0 |  | 10 | 0 | FALSE | TRUE
RO_RA_00125 | RO | RAREF_5 _generator | 0 | 10 |  |  | 1 | 0 |  | 10 | 0 | FALSE | TRUE
RO_RA_00126 | RO | RARGS_5 _generator | 0 | 31 |  |  | 2 | 0 |  | 31 | 0 | FALSE | TRUE
RO_RA_00127 | RO | RALBE_5 _generator | 0 | 30 |  |  | 2 | 0 |  | 30 | 0 | FALSE | TRUE
RO_RA_00128 | RO | RCERB_5 _generator | 0 | 15 |  |  | 1 | 0 |  | 15 | 0 | FALSE | TRUE
RO_RA_00129 | RO | RVLCE25 _generator | 0 | 12 |  |  | 1 | 0 |  | 12 | 0 | FALSE | TRUE
RO_RA_00130 | RO | RCLNG_5 _generator | 0 | 90 |  |  | 27 | 0 |  | 90 | 0 | FALSE | TRUE
RO_RA_00134 | RO | RSTUP_5 _generator | 0 | 45 |  |  | 7 | 0 |  | 45 | 0 | FALSE | TRUE
RO_RA_00135 | RO | RDAIES5 _generator | 0 | 37 |  |  | 11 | 0 |  | 37 | 0 | FALSE | TRUE
RO_RA_00136 | RO | RVILN_5 _generator | 0 | 46 |  |  | 7 | 0 |  | 46 | 0 | FALSE | TRUE
RO_RA_00137 | RO | RRIUR15 _generator | 0 | 48 |  |  | 14 | 0 |  | 48 | 0 | FALSE | TRUE
RO_RA_00138 | RO | RMARC_5 _generator | 0 | 39 |  |  | 6 | 0 |  | 39 | 0 | FALSE | TRUE
RO_RA_00139 | RO | RIONE_5 _generator | 0 | 38 |  |  | 11 | 0 |  | 38 | 0 | FALSE | TRUE
RO_RA_00140 | RO | RJIBL_5 _generator | 0 | 38 |  |  | 6 | 0 |  | 38 | 0 | FALSE | TRUE
RO_RA_00141 | RO | RZAVI_5 _generator | 0 | 38 |  |  | 11 | 0 |  | 38 | 0 | FALSE | TRUE
RO_RA_00142 | RO | RCHTU_5 _generator | 0 | 74 |  |  | 10 | 0 |  | 74 | 0 | FALSE | TRUE
RO_RA_00143 | RO | RTRAI_5 _generator | 0 | 45 |  |  | 12 | 0 |  | 45 | 0 | FALSE | TRUE
RO_RA_00144 | RO | RHGLOT5 _generator | 0 | 25 |  |  | 4 | 0 |  | 25 | 0 | FALSE | TRUE
RO_RA_00145 | RO | RCHESJ5 _generator | 0 | 50 |  |  | 1 | 50 |  | 50 | 0 | FALSE | FALSE
RO_RA_00146 | RO | RCHEAC5 _generator | 0 | 38 |  |  | 1 | 38 |  | 38 | 0 | FALSE | FALSE
RO_RA_00147 | RO | RCHEST5 _generator | 0 | 26 |  |  | 3 | 26 |  | 26 | 0 | FALSE | FALSE
RO_RA_00148 | RO | RCHEIO5 _generator | 0 | 53 |  |  | 6 | 53 |  | 53 | 0 | FALSE | FALSE
RO_RA_00149 | RO | RCHDO_5 _generator | 0 | 53 |  |  | 6 | 53 |  | 53 | 0 | FALSE | FALSE
RO_RA_00150 | RO | RFRUN_5 _generator | 0 | 53 |  |  | 6 | 53 |  | 53 | 0 | FALSE | FALSE
RO_RA_00151 | RO | RCIZBI5 _generator | 0 | 53 |  |  | 6 | 53 |  | 53 | 0 | FALSE | FALSE
RO_RA_00152 | RO | RRUSA_5 _generator | 0 | 53 |  |  | 6 | 53 |  | 53 | 0 | FALSE | FALSE
RO_RA_00153 | RO | RHCORN5 _generator | 0 | 59 |  |  | 11 | 0 |  | 59 | 0 | FALSE | TRUE
RO_RA_00154 | RO | RFAGA_5 _generator | 0 | 20 |  |  | 5 | 0 |  | 20 | 0 | FALSE | TRUE
RO_RA_00155 | RO | RUCEA25 _generator | 0 | 32 |  |  | 10 | 0 |  | 32 | 0 | FALSE | TRUE
RO_RA_00156 | RO | RUCEA15 _generator | 0 | 49 |  |  | 14 | 0 |  | 49 | 0 | FALSE | TRUE
RO_RA_00157 | RO | RCIRT_5 _generator | 0 | 54 |  |  | 16 | 0 |  | 54 | 0 | FALSE | TRUE
RO_RA_00160 | RO | RVADU_5 _generator | 0 | 67 |  |  | 21 | 0 |  | 67 | 0 | FALSE | TRUE
RO_RA_00161 | RO | RIZVO_5 _generator | 0 | 9 |  |  | 1 | 0 |  | 9 | 0 | FALSE | TRUE
RO_RA_00162 | RO | RDUMB_5 _generator | 0 | 23 |  |  | 3 | 0 |  | 23 | 0 | FALSE | TRUE
RO_RA_00163 | RO | RCOST_5 _generator | 0 | 24 |  |  | 3 | 0 |  | 24 | 0 | FALSE | TRUE
RO_RA_00164 | RO | RBUHU_5 _generator | 0 | 13 |  |  | 1 | 0 |  | 13 | 0 | FALSE | TRUE
RO_RA_00165 | RO | RRACO_5 _generator | 0 | 23 |  |  | 9 | 0 |  | 23 | 0 | FALSE | TRUE
RO_RA_00166 | RO | RGARL_5 _generator | 0 | 23 |  |  | 5 | 0 |  | 23 | 0 | FALSE | TRUE
RO_RA_00167 | RO | RLILI_5 _generator | 0 | 23 |  |  | 5 | 0 |  | 23 | 0 | FALSE | TRUE
RO_RA_00168 | RO | RBACS_5 _generator | 0 | 98 |  |  | 29 | 0 |  | 98 | 0 | FALSE | TRUE
RO_RA_00169 | RO | RFARA_5 _generator | 0 | 30 |  |  | 8 | 0 |  | 30 | 0 | FALSE | TRUE
RO_RA_00170 | RO | RSISC_5 _generator | 0 | 44 |  |  | 12 | 0 |  | 44 | 0 | FALSE | TRUE
RO_RA_00171 | RO | RMARA_5 _generator | 0 | 46 |  |  | 12 | 0 |  | 46 | 0 | FALSE | TRUE
RO_RA_00172 | RO | RTECU_5 _generator | 0 | 34 |  |  | 9 | 0 |  | 34 | 0 | FALSE | TRUE
RO_RA_00176 | RO | RSEBE_5 _generator | 0 | 55 |  |  | 27 | 0 |  | 55 | 0 | FALSE | TRUE
RO_RA_00181 | RO | RRETE_5 _generator | 0 | 20 |  |  | 2 | 0 |  | 20 | 0 | FALSE | TRUE
RO_RA_00182 | RO | RCIRNA5 _generator | 0 | 29 |  |  | 3 | 0 |  | 29 | 0 | FALSE | TRUE
RO_RA_00183 | RO | RCIRNB5 _generator | 0 | 27 |  |  | 3 | 0 |  | 27 | 0 | FALSE | TRUE
RO_RA_00184 | RO | RHATE_5 _generator | 0 | 52 |  |  | 4 | 0 |  | 52 | 0 | FALSE | TRUE
Non Costly Reduction
CO ID | RA ID | Name of the RA | Usage | Type | Location | Status | Details
Limiting CNECs
CO ID | Name of the CO | Name of the CNE | CNE UCTE branch | Calculated I (A) | I max (PATL) | Margin (A) | Loading (%) | Flow [MW] | LF type
BG_RO_CO_00002 | N-1 TIE 400 kV TINTARENI-KOZLODUI 2 | [BG-RO] [OPP] TIE 400 kV TINTARENI-KOZLODUI 1 | XKO_TI11 VAECKO11 1 | 1884 | 1890 | -6 | 100 | 1344 | AC
BG_RO_CO_00001 | N-1 TIE 400 kV TINTARENI-KOZLODUI 1 | [BG-RO] [OPP] TIE 400 kV TINTARENI-KOZLODUI 2 | XKO_TI12 VAECKO11 1 | 1884 | 1890 | -6 | 100 | 1344 | AC
RO-BG_CO_00002 | N-1 TIE 400 kV TINTARENI-KOZLODUI 2 | [RO-BG] [OPP] TIE 400 kV TINTARENI-KOZLODUI 1 | RTINTB1 XKO_TI11 1 | 1884 | 1920 | -36 | 98 | -1304 | AC
RO-BG_CO_00001 | N-1 TIE 400 kV TINTARENI-KOZLODUI 1 | [RO-BG] [OPP] TIE 400 kV TINTARENI-KOZLODUI 2 | RTINTB1 XKO_TI12 1 | 1884 | 1920 | -36 | 98 | -1304 | AC

## 0830
Detailed results
Generated at: | 10/07/2026 22:27:58
Business day: | 2026-07-12
Horizon: | 2DA
Timestamp | 08:30
Border & direction: | South-Romania Importing
Remedial actions | True
Margin satisfied | False
Final step | Reduction
TTC [MW]: | 2702
Loading threshold | 0.7
Limiting CNEC | N-1 TIE 400 kV TINTARENI-KOZLODUI 1/[BG-RO] [OPP] TIE 400 kV TINTARENI-KOZLODUI 2
Applied RAs
Non Costly RAO
CO ID | RA ID | Name of the RA | Usage | Type | Location | Status | Details
Costly RAO
RA RD ID | TSO | Generator Name | Minimum Power [MW] | Maximum Power [MW] | RDP- | RDP+ | P [MW] before RAO | P [MW] after RAO | P0 [MW] | Plimit+ [MW] | Plimit- [MW] | Started up | Shutdown
RO_RA_00116 | RO | RVMAR_5 _generator | 0 | 50 |  |  | 25 | 33 |  | 50 | 0 | FALSE | FALSE
RO_RA_00120 | RO | RTOPV_5 _generator | 0 | 10 |  |  | 6 | 0 |  | 10 | 0 | FALSE | TRUE
RO_RA_00121 | RO | RFMEP_5 _generator | 0 | 14 |  |  | 1 | 0 |  | 14 | 0 | FALSE | TRUE
RO_RA_00122 | RO | RVLCE15 _generator | 0 | 55 |  |  | 4 | 0 |  | 55 | 0 | FALSE | TRUE
RO_RA_00123 | RO | RVALD_5 _generator | 0 | 15 |  |  | 1 | 0 |  | 15 | 0 | FALSE | TRUE
RO_RA_00124 | RO | RELAR_5 _generator | 0 | 10 |  |  | 1 | 0 |  | 10 | 0 | FALSE | TRUE
RO_RA_00125 | RO | RAREF_5 _generator | 0 | 10 |  |  | 1 | 0 |  | 10 | 0 | FALSE | TRUE
RO_RA_00126 | RO | RARGS_5 _generator | 0 | 31 |  |  | 2 | 0 |  | 31 | 0 | FALSE | TRUE
RO_RA_00127 | RO | RALBE_5 _generator | 0 | 30 |  |  | 2 | 0 |  | 30 | 0 | FALSE | TRUE
RO_RA_00128 | RO | RCERB_5 _generator | 0 | 15 |  |  | 1 | 0 |  | 15 | 0 | FALSE | TRUE
RO_RA_00129 | RO | RVLCE25 _generator | 0 | 12 |  |  | 1 | 0 |  | 12 | 0 | FALSE | TRUE
RO_RA_00130 | RO | RCLNG_5 _generator | 0 | 90 |  |  | 27 | 0 |  | 90 | 0 | FALSE | TRUE
RO_RA_00134 | RO | RSTUP_5 _generator | 0 | 45 |  |  | 7 | 0 |  | 45 | 0 | FALSE | TRUE
RO_RA_00135 | RO | RDAIES5 _generator | 0 | 37 |  |  | 11 | 0 |  | 37 | 0 | FALSE | TRUE
RO_RA_00136 | RO | RVILN_5 _generator | 0 | 46 |  |  | 7 | 0 |  | 46 | 0 | FALSE | TRUE
RO_RA_00137 | RO | RRIUR15 _generator | 0 | 48 |  |  | 14 | 0 |  | 48 | 0 | FALSE | TRUE
RO_RA_00138 | RO | RMARC_5 _generator | 0 | 39 |  |  | 6 | 0 |  | 39 | 0 | FALSE | TRUE
RO_RA_00139 | RO | RIONE_5 _generator | 0 | 38 |  |  | 11 | 0 |  | 38 | 0 | FALSE | TRUE
RO_RA_00140 | RO | RJIBL_5 _generator | 0 | 38 |  |  | 6 | 0 |  | 38 | 0 | FALSE | TRUE
RO_RA_00141 | RO | RZAVI_5 _generator | 0 | 38 |  |  | 11 | 0 |  | 38 | 0 | FALSE | TRUE
RO_RA_00142 | RO | RCHTU_5 _generator | 0 | 74 |  |  | 10 | 0 |  | 74 | 0 | FALSE | TRUE
RO_RA_00143 | RO | RTRAI_5 _generator | 0 | 45 |  |  | 12 | 0 |  | 45 | 0 | FALSE | TRUE
RO_RA_00144 | RO | RHGLOT5 _generator | 0 | 25 |  |  | 4 | 0 |  | 25 | 0 | FALSE | TRUE
RO_RA_00145 | RO | RCHESJ5 _generator | 0 | 50 |  |  | 1 | 50 |  | 50 | 0 | FALSE | FALSE
RO_RA_00146 | RO | RCHEAC5 _generator | 0 | 38 |  |  | 1 | 38 |  | 38 | 0 | FALSE | FALSE
RO_RA_00147 | RO | RCHEST5 _generator | 0 | 26 |  |  | 3 | 26 |  | 26 | 0 | FALSE | FALSE
RO_RA_00148 | RO | RCHEIO5 _generator | 0 | 53 |  |  | 6 | 53 |  | 53 | 0 | FALSE | FALSE
RO_RA_00149 | RO | RCHDO_5 _generator | 0 | 53 |  |  | 6 | 53 |  | 53 | 0 | FALSE | FALSE
RO_RA_00150 | RO | RFRUN_5 _generator | 0 | 53 |  |  | 6 | 53 |  | 53 | 0 | FALSE | FALSE
RO_RA_00151 | RO | RCIZBI5 _generator | 0 | 53 |  |  | 6 | 53 |  | 53 | 0 | FALSE | FALSE
RO_RA_00152 | RO | RRUSA_5 _generator | 0 | 53 |  |  | 6 | 53 |  | 53 | 0 | FALSE | FALSE
RO_RA_00153 | RO | RHCORN5 _generator | 0 | 59 |  |  | 10 | 0 |  | 59 | 0 | FALSE | TRUE
RO_RA_00154 | RO | RFAGA_5 _generator | 0 | 20 |  |  | 5 | 0 |  | 20 | 0 | FALSE | TRUE
RO_RA_00155 | RO | RUCEA25 _generator | 0 | 32 |  |  | 12 | 0 |  | 32 | 0 | FALSE | TRUE
RO_RA_00156 | RO | RUCEA15 _generator | 0 | 49 |  |  | 18 | 0 |  | 49 | 0 | FALSE | TRUE
RO_RA_00157 | RO | RCIRT_5 _generator | 0 | 54 |  |  | 16 | 0 |  | 54 | 0 | FALSE | TRUE
RO_RA_00160 | RO | RVADU_5 _generator | 0 | 67 |  |  | 21 | 0 |  | 67 | 0 | FALSE | TRUE
RO_RA_00161 | RO | RIZVO_5 _generator | 0 | 9 |  |  | 1 | 0 |  | 9 | 0 | FALSE | TRUE
RO_RA_00162 | RO | RDUMB_5 _generator | 0 | 23 |  |  | 2 | 0 |  | 23 | 0 | FALSE | TRUE
RO_RA_00163 | RO | RCOST_5 _generator | 0 | 24 |  |  | 3 | 0 |  | 24 | 0 | FALSE | TRUE
RO_RA_00164 | RO | RBUHU_5 _generator | 0 | 13 |  |  | 1 | 0 |  | 13 | 0 | FALSE | TRUE
RO_RA_00165 | RO | RRACO_5 _generator | 0 | 23 |  |  | 9 | 0 |  | 23 | 0 | FALSE | TRUE
RO_RA_00166 | RO | RGARL_5 _generator | 0 | 23 |  |  | 5 | 0 |  | 23 | 0 | FALSE | TRUE
RO_RA_00167 | RO | RLILI_5 _generator | 0 | 23 |  |  | 5 | 0 |  | 23 | 0 | FALSE | TRUE
RO_RA_00168 | RO | RBACS_5 _generator | 0 | 98 |  |  | 28 | 0 |  | 98 | 0 | FALSE | TRUE
RO_RA_00169 | RO | RFARA_5 _generator | 0 | 30 |  |  | 8 | 0 |  | 30 | 0 | FALSE | TRUE
RO_RA_00170 | RO | RSISC_5 _generator | 0 | 44 |  |  | 12 | 0 |  | 44 | 0 | FALSE | TRUE
RO_RA_00171 | RO | RMARA_5 _generator | 0 | 46 |  |  | 13 | 0 |  | 46 | 0 | FALSE | TRUE
RO_RA_00172 | RO | RTECU_5 _generator | 0 | 34 |  |  | 9 | 0 |  | 34 | 0 | FALSE | TRUE
RO_RA_00176 | RO | RSEBE_5 _generator | 0 | 55 |  |  | 28 | 0 |  | 55 | 0 | FALSE | TRUE
Non Costly Reduction
CO ID | RA ID | Name of the RA | Usage | Type | Location | Status | Details
Limiting CNECs
CO ID | Name of the CO | Name of the CNE | CNE UCTE branch | Calculated I (A) | I max (PATL) | Margin (A) | Loading (%) | Flow [MW] | LF type
BG_RO_CO_00001 | N-1 TIE 400 kV TINTARENI-KOZLODUI 1 | [BG-RO] [OPP] TIE 400 kV TINTARENI-KOZLODUI 2 | XKO_TI12 VAECKO11 1 | 1885 | 1890 | -5 | 100 | 1345 | AC
BG_RO_CO_00002 | N-1 TIE 400 kV TINTARENI-KOZLODUI 2 | [BG-RO] [OPP] TIE 400 kV TINTARENI-KOZLODUI 1 | XKO_TI11 VAECKO11 1 | 1885 | 1890 | -5 | 100 | 1345 | AC
RO-BG_CO_00002 | N-1 TIE 400 kV TINTARENI-KOZLODUI 2 | [RO-BG] [OPP] TIE 400 kV TINTARENI-KOZLODUI 1 | RTINTB1 XKO_TI11 1 | 1885 | 1920 | -35 | 98 | -1304 | AC
RO-BG_CO_00001 | N-1 TIE 400 kV TINTARENI-KOZLODUI 1 | [RO-BG] [OPP] TIE 400 kV TINTARENI-KOZLODUI 2 | RTINTB1 XKO_TI12 1 | 1885 | 1920 | -35 | 98 | -1304 | AC
RO_CO_00052 | N-1 OHL 400 kV Sofia Zapad -Nis | [RO-BG] [OPP] TIE 400 kV TINTARENI-KOZLODUI 2 | RTINTB1 XKO_TI12 1 | 1409 | 1920 | -511 | 73 | -983 | AC
RO_CO_00052 | N-1 OHL 400 kV Sofia Zapad -Nis | [RO-BG] [OPP] TIE 400 kV TINTARENI-KOZLODUI 1 | RTINTB1 XKO_TI11 1 | 1409 | 1920 | -511 | 73 | -983 | AC

## 0930
Detailed results
Generated at: | 10/07/2026 22:27:58
Business day: | 2026-07-12
Horizon: | 2DA
Timestamp | 09:30
Border & direction: | South-Romania Importing
Remedial actions | False
Margin satisfied | False
Final step | Reduction
TTC [MW]: | 2671
Loading threshold | 0.7
Limiting CNEC | N-1 TIE 400 kV TINTARENI-KOZLODUI 2/[BG-RO] [OPP] TIE 400 kV TINTARENI-KOZLODUI 1
Applied RAs
Non Costly RAO
CO ID | RA ID | Name of the RA | Usage | Type | Location | Status | Details
Costly RAO
RA RD ID | TSO | Generator Name | Minimum Power [MW] | Maximum Power [MW] | RDP- | RDP+ | P [MW] before RAO | P [MW] after RAO | P0 [MW] | Plimit+ [MW] | Plimit- [MW] | Started up | Shutdown
Non Costly Reduction
CO ID | RA ID | Name of the RA | Usage | Type | Location | Status | Details
Limiting CNECs
CO ID | Name of the CO | Name of the CNE | CNE UCTE branch | Calculated I (A) | I max (PATL) | Margin (A) | Loading (%) | Flow [MW] | LF type
BG_RO_CO_00002 | N-1 TIE 400 kV TINTARENI-KOZLODUI 2 | [BG-RO] [OPP] TIE 400 kV TINTARENI-KOZLODUI 1 | XKO_TI11 VAECKO11 1 | 1885 | 1890 | -5 | 100 | 1345 | AC
BG_RO_CO_00001 | N-1 TIE 400 kV TINTARENI-KOZLODUI 1 | [BG-RO] [OPP] TIE 400 kV TINTARENI-KOZLODUI 2 | XKO_TI12 VAECKO11 1 | 1885 | 1890 | -5 | 100 | 1345 | AC
RO-BG_CO_00002 | N-1 TIE 400 kV TINTARENI-KOZLODUI 2 | [RO-BG] [OPP] TIE 400 kV TINTARENI-KOZLODUI 1 | RTINTB1 XKO_TI11 1 | 1885 | 1920 | -35 | 98 | -1304 | AC
RO-BG_CO_00001 | N-1 TIE 400 kV TINTARENI-KOZLODUI 1 | [RO-BG] [OPP] TIE 400 kV TINTARENI-KOZLODUI 2 | RTINTB1 XKO_TI12 1 | 1885 | 1920 | -35 | 98 | -1304 | AC
RO_CO_00052 | N-1 OHL 400 kV Sofia Zapad -Nis | [RO-BG] [OPP] TIE 400 kV TINTARENI-KOZLODUI 2 | RTINTB1 XKO_TI12 1 | 1398 | 1920 | -522 | 73 | -976 | AC
RO_CO_00052 | N-1 OHL 400 kV Sofia Zapad -Nis | [RO-BG] [OPP] TIE 400 kV TINTARENI-KOZLODUI 1 | RTINTB1 XKO_TI11 1 | 1398 | 1920 | -522 | 73 | -976 | AC

## 1030
Detailed results
Generated at: | 10/07/2026 22:27:58
Business day: | 2026-07-12
Horizon: | 2DA
Timestamp | 10:30
Border & direction: | South-Romania Importing
Remedial actions | False
Margin satisfied | False
Final step | Adjustment
TTC [MW]: | 3496.77
Loading threshold | 0.7
Limiting CNEC | N-1 TIE 400 kV TINTARENI-KOZLODUI 2/[BG-RO] [OPP] TIE 400 kV TINTARENI-KOZLODUI 1
Applied RAs
Non Costly RAO
CO ID | RA ID | Name of the RA | Usage | Type | Location | Status | Details
Costly RAO
RA RD ID | TSO | Generator Name | Minimum Power [MW] | Maximum Power [MW] | RDP- | RDP+ | P [MW] before RAO | P [MW] after RAO | P0 [MW] | Plimit+ [MW] | Plimit- [MW] | Started up | Shutdown
Non Costly Reduction
CO ID | RA ID | Name of the RA | Usage | Type | Location | Status | Details
Limiting CNECs
CO ID | Name of the CO | Name of the CNE | CNE UCTE branch | Calculated I (A) | I max (PATL) | Margin (A) | Loading (%) | Flow [MW] | LF type
BG_RO_CO_00001 | N-1 TIE 400 kV TINTARENI-KOZLODUI 1 | [BG-RO] [OPP] TIE 400 kV TINTARENI-KOZLODUI 2 | XKO_TI12 VAECKO11 1 | 1829 | 1890 | -61 | 97 | 1304 | AC
BG_RO_CO_00002 | N-1 TIE 400 kV TINTARENI-KOZLODUI 2 | [BG-RO] [OPP] TIE 400 kV TINTARENI-KOZLODUI 1 | XKO_TI11 VAECKO11 1 | 1829 | 1890 | -61 | 97 | 1304 | AC
RO-BG_CO_00002 | N-1 TIE 400 kV TINTARENI-KOZLODUI 2 | [RO-BG] [OPP] TIE 400 kV TINTARENI-KOZLODUI 1 | RTINTB1 XKO_TI11 1 | 1829 | 1920 | -91 | 95 | -1266 | AC
RO-BG_CO_00001 | N-1 TIE 400 kV TINTARENI-KOZLODUI 1 | [RO-BG] [OPP] TIE 400 kV TINTARENI-KOZLODUI 2 | RTINTB1 XKO_TI12 1 | 1829 | 1920 | -91 | 95 | -1266 | AC
RO-BG_CO_00002 | N-1 TIE 400 kV TINTARENI-KOZLODUI 2 | [RO-RS] [OPP] TIE 400 kV Portile de Fier-Djerdap | RPDFE41 XPF_DJ11 1 | 1289 | 1570 | -281 | 82 | -919 | AC
RO-BG_CO_00001 | N-1 TIE 400 kV TINTARENI-KOZLODUI 1 | [RO-RS] [OPP] TIE 400 kV Portile de Fier-Djerdap | RPDFE41 XPF_DJ11 1 | 1289 | 1570 | -281 | 82 | -919 | AC
RO-RS_CO_00003 | N-1 TIE 400 kV Resita-Pancevo c2 | [RO-RS] [OPP] TIE 400 kV Portile de Fier-Djerdap | RPDFE41 XPF_DJ11 1 | 1181 | 1570 | -389 | 75 | -843 | AC
RO-RS_CO_00004 | N-1 TIE 400 kV Resita-Pancevo c1 | [RO-RS] [OPP] TIE 400 kV Portile de Fier-Djerdap | RPDFE41 XPF_DJ11 1 | 1181 | 1570 | -389 | 75 | -843 | AC
RO-HU_CO_00001 | N-1 TIE 400 kV Arad-Sandorfalva | [RO-RS] [OPP] TIE 400 kV Portile de Fier-Djerdap | RPDFE41 XPF_DJ11 1 | 1176 | 1570 | -394 | 75 | -838 | AC
RO-UA_CO_00001 | N-1 TIE 400 kV Rosiori-Mukacevo | [RO-RS] [OPP] TIE 400 kV Portile de Fier-Djerdap | RPDFE41 XPF_DJ11 1 | 1171 | 1570 | -399 | 75 | -835 | AC
RO-HU_CO_00002 | N-1 TIE 400 kV Nadab-Bekescsaba | [RO-RS] [OPP] TIE 400 kV Portile de Fier-Djerdap | RPDFE41 XPF_DJ11 1 | 1171 | 1570 | -399 | 75 | -835 | AC
RO_CO_00002 | N-1 OHL 400 kV Mintia-Arad | [RO-RS] [OPP] TIE 400 kV Portile de Fier-Djerdap | RPDFE41 XPF_DJ11 1 | 1171 | 1570 | -399 | 75 | -835 | AC
RO_CO_00027 | N-1 TRA 400/220 kV AT3 Arad | [RO-RS] [OPP] TIE 400 kV Portile de Fier-Djerdap | RPDFE41 XPF_DJ11 1 | 1152 | 1570 | -418 | 73 | -821 | AC
Base case | Base case | [RO-RS] [OPP] TIE 400 kV Portile de Fier-Djerdap | RPDFE41 XPF_DJ11 1 | 1147 | 1570 | -423 | 73 | -817 | AC

## 1130
Detailed results
Generated at: | 10/07/2026 22:27:58
Business day: | 2026-07-12
Horizon: | 2DA
Timestamp | 11:30
Border & direction: | South-Romania Importing
Remedial actions | False
Margin satisfied | True
Final step | Margin Calculation
TTC [MW]: | 3455.66
Loading threshold | 0.7
Limiting CNEC | N-1 TIE 400 kV TINTARENI-KOZLODUI 2/[RO-RS] [OPP] TIE 400 kV Portile de Fier-Djerdap
Applied RAs
Non Costly RAO
CO ID | RA ID | Name of the RA | Usage | Type | Location | Status | Details
Costly RAO
RA RD ID | TSO | Generator Name | Minimum Power [MW] | Maximum Power [MW] | RDP- | RDP+ | P [MW] before RAO | P [MW] after RAO | P0 [MW] | Plimit+ [MW] | Plimit- [MW] | Started up | Shutdown
Non Costly Reduction
CO ID | RA ID | Name of the RA | Usage | Type | Location | Status | Details
Limiting CNECs
CO ID | Name of the CO | Name of the CNE | CNE UCTE branch | Calculated I (A) | I max (PATL) | Margin (A) | Loading (%) | Flow [MW] | LF type
RO-BG_CO_00002 | N-1 TIE 400 kV TINTARENI-KOZLODUI 2 | [RO-RS] [OPP] TIE 400 kV Portile de Fier-Djerdap | RPDFE41 XPF_DJ11 1 | 1568 | 1570 | -2 | 100 | -1120 | AC
RO-BG_CO_00001 | N-1 TIE 400 kV TINTARENI-KOZLODUI 1 | [RO-RS] [OPP] TIE 400 kV Portile de Fier-Djerdap | RPDFE41 XPF_DJ11 1 | 1568 | 1570 | -2 | 100 | -1120 | AC
RO-RS_CO_00003 | N-1 TIE 400 kV Resita-Pancevo c2 | [RO-RS] [OPP] TIE 400 kV Portile de Fier-Djerdap | RPDFE41 XPF_DJ11 1 | 1502 | 1570 | -68 | 96 | -1074 | AC
RO-RS_CO_00004 | N-1 TIE 400 kV Resita-Pancevo c1 | [RO-RS] [OPP] TIE 400 kV Portile de Fier-Djerdap | RPDFE41 XPF_DJ11 1 | 1502 | 1570 | -68 | 96 | -1074 | AC
RO-UA_CO_00001 | N-1 TIE 400 kV Rosiori-Mukacevo | [RO-RS] [OPP] TIE 400 kV Portile de Fier-Djerdap | RPDFE41 XPF_DJ11 1 | 1494 | 1570 | -76 | 95 | -1067 | AC
RO-HU_CO_00001 | N-1 TIE 400 kV Arad-Sandorfalva | [RO-RS] [OPP] TIE 400 kV Portile de Fier-Djerdap | RPDFE41 XPF_DJ11 1 | 1490 | 1570 | -80 | 95 | -1065 | AC
RO_CO_00002 | N-1 OHL 400 kV Mintia-Arad | [RO-RS] [OPP] TIE 400 kV Portile de Fier-Djerdap | RPDFE41 XPF_DJ11 1 | 1489 | 1570 | -81 | 95 | -1064 | AC
RO-HU_CO_00002 | N-1 TIE 400 kV Nadab-Bekescsaba | [RO-RS] [OPP] TIE 400 kV Portile de Fier-Djerdap | RPDFE41 XPF_DJ11 1 | 1482 | 1570 | -88 | 94 | -1058 | AC
RO_CO_00027 | N-1 TRA 400/220 kV AT3 Arad | [RO-RS] [OPP] TIE 400 kV Portile de Fier-Djerdap | RPDFE41 XPF_DJ11 1 | 1458 | 1570 | -112 | 93 | -1041 | AC
Base case | Base case | [RO-RS] [OPP] TIE 400 kV Portile de Fier-Djerdap | RPDFE41 XPF_DJ11 1 | 1447 | 1570 | -123 | 92 | -1033 | AC
RO-MD_CO_00001 | N-1 TIE 400 kV Isaccea - Vulcanesti | [RO-RS] [OPP] TIE 400 kV Portile de Fier-Djerdap | RPDFE41 XPF_DJ11 1 | 1409 | 1570 | -161 | 90 | -1006 | AC
RO_CO_00029 | N-1 OHL 220 kV Resita-Timisoara 1&2 | [RO-RS] [OPP] TIE 400 kV Portile de Fier-Djerdap | RPDFE41 XPF_DJ11 1 | 1397 | 1570 | -173 | 89 | -998 | AC
RO_CO_00001 | N-1 OHL 220 kV Portile de Fier-Resita 1&2 | [RO-RS] [OPP] TIE 400 kV Portile de Fier-Djerdap | RPDFE41 XPF_DJ11 1 | 1390 | 1570 | -180 | 89 | -993 | AC
RO_CO_00052 | N-1 OHL 400 kV Sofia Zapad -Nis | [RO-RS] [OPP] TIE 400 kV Portile de Fier-Djerdap | RPDFE41 XPF_DJ11 1 | 1330 | 1570 | -240 | 85 | -950 | AC
BG_RO_CO_00001 | N-1 TIE 400 kV TINTARENI-KOZLODUI 1 | [BG-RO] [OPP] TIE 400 kV TINTARENI-KOZLODUI 2 | XKO_TI12 VAECKO11 1 | 1555 | 1890 | -335 | 82 | 1109 | AC
BG_RO_CO_00002 | N-1 TIE 400 kV TINTARENI-KOZLODUI 2 | [BG-RO] [OPP] TIE 400 kV TINTARENI-KOZLODUI 1 | XKO_TI11 VAECKO11 1 | 1555 | 1890 | -335 | 82 | 1109 | AC
RO-BG_CO_00001 | N-1 TIE 400 kV TINTARENI-KOZLODUI 1 | [RO-BG] [OPP] TIE 400 kV TINTARENI-KOZLODUI 2 | RTINTB1 XKO_TI12 1 | 1555 | 1920 | -365 | 81 | -1081 | AC
RO-BG_CO_00002 | N-1 TIE 400 kV TINTARENI-KOZLODUI 2 | [RO-BG] [OPP] TIE 400 kV TINTARENI-KOZLODUI 1 | RTINTB1 XKO_TI11 1 | 1555 | 1920 | -365 | 81 | -1081 | AC
RO_CO_00009 | N-1 OHL 400 kV Iernut-Sibiu Sud | [RO-RO] [DIR] TRA 400/220 kV AT Rosiori | RROS241 RROSI22 2 | 712 | 999 | -287 | 71 | 277 | AC
Base case | Base case | [RO-RO] [DIR] TRA 400/220 kV AT Rosiori | RROS241 RROSI22 2 | 701 | 999 | -298 | 70 | 273 | AC

## 1230
Detailed results
Generated at: | 10/07/2026 22:27:59
Business day: | 2026-07-12
Horizon: | 2DA
Timestamp | 12:30
Border & direction: | South-Romania Importing
Remedial actions | False
Margin satisfied | True
Final step | Margin Calculation
TTC [MW]: | 3194.43
Loading threshold | 0.7
Limiting CNEC | N-1 TIE 400 kV TINTARENI-KOZLODUI 2/[RO-RS] [OPP] TIE 400 kV Portile de Fier-Djerdap
Applied RAs
Non Costly RAO
CO ID | RA ID | Name of the RA | Usage | Type | Location | Status | Details
Costly RAO
RA RD ID | TSO | Generator Name | Minimum Power [MW] | Maximum Power [MW] | RDP- | RDP+ | P [MW] before RAO | P [MW] after RAO | P0 [MW] | Plimit+ [MW] | Plimit- [MW] | Started up | Shutdown
Non Costly Reduction
CO ID | RA ID | Name of the RA | Usage | Type | Location | Status | Details
Limiting CNECs
CO ID | Name of the CO | Name of the CNE | CNE UCTE branch | Calculated I (A) | I max (PATL) | Margin (A) | Loading (%) | Flow [MW] | LF type
RO-BG_CO_00002 | N-1 TIE 400 kV TINTARENI-KOZLODUI 2 | [RO-RS] [OPP] TIE 400 kV Portile de Fier-Djerdap | RPDFE41 XPF_DJ11 1 | 1571 | 1570 | 1 | 100 | -1123 | AC
RO-BG_CO_00001 | N-1 TIE 400 kV TINTARENI-KOZLODUI 1 | [RO-RS] [OPP] TIE 400 kV Portile de Fier-Djerdap | RPDFE41 XPF_DJ11 1 | 1571 | 1570 | 1 | 100 | -1123 | AC
RO-RS_CO_00003 | N-1 TIE 400 kV Resita-Pancevo c2 | [RO-RS] [OPP] TIE 400 kV Portile de Fier-Djerdap | RPDFE41 XPF_DJ11 1 | 1542 | 1570 | -28 | 98 | -1103 | AC
RO-RS_CO_00004 | N-1 TIE 400 kV Resita-Pancevo c1 | [RO-RS] [OPP] TIE 400 kV Portile de Fier-Djerdap | RPDFE41 XPF_DJ11 1 | 1542 | 1570 | -28 | 98 | -1103 | AC
RO-UA_CO_00001 | N-1 TIE 400 kV Rosiori-Mukacevo | [RO-RS] [OPP] TIE 400 kV Portile de Fier-Djerdap | RPDFE41 XPF_DJ11 1 | 1542 | 1570 | -28 | 98 | -1102 | AC
RO_CO_00002 | N-1 OHL 400 kV Mintia-Arad | [RO-RS] [OPP] TIE 400 kV Portile de Fier-Djerdap | RPDFE41 XPF_DJ11 1 | 1528 | 1570 | -42 | 97 | -1092 | AC
RO-HU_CO_00001 | N-1 TIE 400 kV Arad-Sandorfalva | [RO-RS] [OPP] TIE 400 kV Portile de Fier-Djerdap | RPDFE41 XPF_DJ11 1 | 1526 | 1570 | -44 | 97 | -1091 | AC
RO-HU_CO_00002 | N-1 TIE 400 kV Nadab-Bekescsaba | [RO-RS] [OPP] TIE 400 kV Portile de Fier-Djerdap | RPDFE41 XPF_DJ11 1 | 1514 | 1570 | -56 | 96 | -1083 | AC
RO_CO_00027 | N-1 TRA 400/220 kV AT3 Arad | [RO-RS] [OPP] TIE 400 kV Portile de Fier-Djerdap | RPDFE41 XPF_DJ11 1 | 1488 | 1570 | -82 | 95 | -1063 | AC
Base case | Base case | [RO-RS] [OPP] TIE 400 kV Portile de Fier-Djerdap | RPDFE41 XPF_DJ11 1 | 1469 | 1570 | -101 | 94 | -1050 | AC
RO-MD_CO_00001 | N-1 TIE 400 kV Isaccea - Vulcanesti | [RO-RS] [OPP] TIE 400 kV Portile de Fier-Djerdap | RPDFE41 XPF_DJ11 1 | 1447 | 1570 | -123 | 92 | -1034 | AC
RO_CO_00052 | N-1 OHL 400 kV Sofia Zapad -Nis | [RO-RS] [OPP] TIE 400 kV Portile de Fier-Djerdap | RPDFE41 XPF_DJ11 1 | 1435 | 1570 | -135 | 91 | -1026 | AC
RO_CO_00029 | N-1 OHL 220 kV Resita-Timisoara 1&2 | [RO-RS] [OPP] TIE 400 kV Portile de Fier-Djerdap | RPDFE41 XPF_DJ11 1 | 1433 | 1570 | -137 | 91 | -1025 | AC
RO_CO_00001 | N-1 OHL 220 kV Portile de Fier-Resita 1&2 | [RO-RS] [OPP] TIE 400 kV Portile de Fier-Djerdap | RPDFE41 XPF_DJ11 1 | 1433 | 1570 | -137 | 91 | -1025 | AC
Base case | Base case | [RO-RO] [DIR] TRA 400/220 kV AT Rosiori | RROS241 RROSI22 2 | 870 | 999 | -129 | 87 | 333 | AC
RO_CO_00009 | N-1 OHL 400 kV Iernut-Sibiu Sud | [RO-RO] [DIR] TRA 400/220 kV AT Rosiori | RROS241 RROSI22 2 | 856 | 999 | -143 | 86 | 329 | AC
RO-HU_CO_00002 | N-1 TIE 400 kV Nadab-Bekescsaba | [RO-HU] [OPP] TIE 400 kV Arad-Sandorfalva | RARA4D1 XSA_AR11 1 | 1243 | 1600 | -357 | 78 | -832 | AC
RO_CO_00008 | N-1 OHL 400 kV Slatina-Portile de Fier | [RO-RO] [DIR] OHL 400 kV Portile de Fier-Urechesti | RPDF241 RUREC41 1 | 1246 | 1740 | -494 | 72 | 888 | AC

## 1330
Detailed results
Generated at: | 10/07/2026 22:27:59
Business day: | 2026-07-12
Horizon: | 2DA
Timestamp | 13:30
Border & direction: | South-Romania Importing
Remedial actions | False
Margin satisfied | True
Final step | Margin Calculation
TTC [MW]: | 3275.84
Loading threshold | 0.7
Limiting CNEC | N-1 TIE 400 kV TINTARENI-KOZLODUI 2/[RO-RS] [OPP] TIE 400 kV Portile de Fier-Djerdap
Applied RAs
Non Costly RAO
CO ID | RA ID | Name of the RA | Usage | Type | Location | Status | Details
Costly RAO
RA RD ID | TSO | Generator Name | Minimum Power [MW] | Maximum Power [MW] | RDP- | RDP+ | P [MW] before RAO | P [MW] after RAO | P0 [MW] | Plimit+ [MW] | Plimit- [MW] | Started up | Shutdown
Non Costly Reduction
CO ID | RA ID | Name of the RA | Usage | Type | Location | Status | Details
Limiting CNECs
CO ID | Name of the CO | Name of the CNE | CNE UCTE branch | Calculated I (A) | I max (PATL) | Margin (A) | Loading (%) | Flow [MW] | LF type
RO-BG_CO_00002 | N-1 TIE 400 kV TINTARENI-KOZLODUI 2 | [RO-RS] [OPP] TIE 400 kV Portile de Fier-Djerdap | RPDFE41 XPF_DJ11 1 | 1575 | 1570 | 5 | 100 | -1122 | AC
RO-BG_CO_00001 | N-1 TIE 400 kV TINTARENI-KOZLODUI 1 | [RO-RS] [OPP] TIE 400 kV Portile de Fier-Djerdap | RPDFE41 XPF_DJ11 1 | 1575 | 1570 | 5 | 100 | -1122 | AC
RO-UA_CO_00001 | N-1 TIE 400 kV Rosiori-Mukacevo | [RO-RS] [OPP] TIE 400 kV Portile de Fier-Djerdap | RPDFE41 XPF_DJ11 1 | 1552 | 1570 | -18 | 99 | -1106 | AC
RO-RS_CO_00003 | N-1 TIE 400 kV Resita-Pancevo c2 | [RO-RS] [OPP] TIE 400 kV Portile de Fier-Djerdap | RPDFE41 XPF_DJ11 1 | 1551 | 1570 | -19 | 99 | -1105 | AC
RO-RS_CO_00004 | N-1 TIE 400 kV Resita-Pancevo c1 | [RO-RS] [OPP] TIE 400 kV Portile de Fier-Djerdap | RPDFE41 XPF_DJ11 1 | 1551 | 1570 | -19 | 99 | -1105 | AC
RO_CO_00002 | N-1 OHL 400 kV Mintia-Arad | [RO-RS] [OPP] TIE 400 kV Portile de Fier-Djerdap | RPDFE41 XPF_DJ11 1 | 1533 | 1570 | -37 | 98 | -1092 | AC
RO-HU_CO_00001 | N-1 TIE 400 kV Arad-Sandorfalva | [RO-RS] [OPP] TIE 400 kV Portile de Fier-Djerdap | RPDFE41 XPF_DJ11 1 | 1532 | 1570 | -38 | 98 | -1091 | AC
RO-HU_CO_00002 | N-1 TIE 400 kV Nadab-Bekescsaba | [RO-RS] [OPP] TIE 400 kV Portile de Fier-Djerdap | RPDFE41 XPF_DJ11 1 | 1519 | 1570 | -51 | 97 | -1082 | AC
RO_CO_00027 | N-1 TRA 400/220 kV AT3 Arad | [RO-RS] [OPP] TIE 400 kV Portile de Fier-Djerdap | RPDFE41 XPF_DJ11 1 | 1492 | 1570 | -78 | 95 | -1062 | AC
Base case | Base case | [RO-RO] [DIR] TRA 400/220 kV AT Rosiori | RROS241 RROSI22 2 | 937 | 999 | -62 | 94 | 357 | AC
Base case | Base case | [RO-RS] [OPP] TIE 400 kV Portile de Fier-Djerdap | RPDFE41 XPF_DJ11 1 | 1471 | 1570 | -99 | 94 | -1047 | AC
RO-MD_CO_00001 | N-1 TIE 400 kV Isaccea - Vulcanesti | [RO-RS] [OPP] TIE 400 kV Portile de Fier-Djerdap | RPDFE41 XPF_DJ11 1 | 1456 | 1570 | -114 | 93 | -1036 | AC
RO_CO_00009 | N-1 OHL 400 kV Iernut-Sibiu Sud | [RO-RO] [DIR] TRA 400/220 kV AT Rosiori | RROS241 RROSI22 2 | 921 | 999 | -78 | 92 | 352 | AC
RO_CO_00052 | N-1 OHL 400 kV Sofia Zapad -Nis | [RO-RS] [OPP] TIE 400 kV Portile de Fier-Djerdap | RPDFE41 XPF_DJ11 1 | 1441 | 1570 | -129 | 92 | -1026 | AC
RO_CO_00001 | N-1 OHL 220 kV Portile de Fier-Resita 1&2 | [RO-RS] [OPP] TIE 400 kV Portile de Fier-Djerdap | RPDFE41 XPF_DJ11 1 | 1438 | 1570 | -132 | 92 | -1025 | AC
RO_CO_00029 | N-1 OHL 220 kV Resita-Timisoara 1&2 | [RO-RS] [OPP] TIE 400 kV Portile de Fier-Djerdap | RPDFE41 XPF_DJ11 1 | 1435 | 1570 | -135 | 91 | -1022 | AC
RO-HU_CO_00002 | N-1 TIE 400 kV Nadab-Bekescsaba | [RO-HU] [OPP] TIE 400 kV Arad-Sandorfalva | RARA4D1 XSA_AR11 1 | 1323 | 1600 | -277 | 83 | -882 | AC
RO_CO_00008 | N-1 OHL 400 kV Slatina-Portile de Fier | [RO-RO] [DIR] OHL 400 kV Portile de Fier-Urechesti | RPDF241 RUREC41 1 | 1290 | 1740 | -450 | 74 | 916 | AC
BG_RO_CO_00001 | N-1 TIE 400 kV TINTARENI-KOZLODUI 1 | [BG-RO] [OPP] TIE 400 kV TINTARENI-KOZLODUI 2 | XKO_TI12 VAECKO11 1 | 1336 | 1890 | -554 | 71 | 953 | AC
BG_RO_CO_00002 | N-1 TIE 400 kV TINTARENI-KOZLODUI 2 | [BG-RO] [OPP] TIE 400 kV TINTARENI-KOZLODUI 1 | XKO_TI11 VAECKO11 1 | 1336 | 1890 | -554 | 71 | 953 | AC

## 1430
Detailed results
Generated at: | 10/07/2026 22:27:59
Business day: | 2026-07-12
Horizon: | 2DA
Timestamp | 14:30
Border & direction: | South-Romania Importing
Remedial actions | False
Margin satisfied | True
Final step | Margin Calculation
TTC [MW]: | 3362.89
Loading threshold | 0.7
Limiting CNEC | N-1 TIE 400 kV TINTARENI-KOZLODUI 2/[RO-RS] [OPP] TIE 400 kV Portile de Fier-Djerdap
Applied RAs
Non Costly RAO
CO ID | RA ID | Name of the RA | Usage | Type | Location | Status | Details
Costly RAO
RA RD ID | TSO | Generator Name | Minimum Power [MW] | Maximum Power [MW] | RDP- | RDP+ | P [MW] before RAO | P [MW] after RAO | P0 [MW] | Plimit+ [MW] | Plimit- [MW] | Started up | Shutdown
Non Costly Reduction
CO ID | RA ID | Name of the RA | Usage | Type | Location | Status | Details
Limiting CNECs
CO ID | Name of the CO | Name of the CNE | CNE UCTE branch | Calculated I (A) | I max (PATL) | Margin (A) | Loading (%) | Flow [MW] | LF type
RO-BG_CO_00001 | N-1 TIE 400 kV TINTARENI-KOZLODUI 1 | [RO-RS] [OPP] TIE 400 kV Portile de Fier-Djerdap | RPDFE41 XPF_DJ11 1 | 1571 | 1570 | 1 | 100 | -1119 | AC
RO-BG_CO_00002 | N-1 TIE 400 kV TINTARENI-KOZLODUI 2 | [RO-RS] [OPP] TIE 400 kV Portile de Fier-Djerdap | RPDFE41 XPF_DJ11 1 | 1571 | 1570 | 1 | 100 | -1119 | AC
Base case | Base case | [RO-RO] [DIR] TRA 400/220 kV AT Rosiori | RROS241 RROSI22 2 | 989 | 999 | -10 | 99 | 375 | AC
RO-UA_CO_00001 | N-1 TIE 400 kV Rosiori-Mukacevo | [RO-RS] [OPP] TIE 400 kV Portile de Fier-Djerdap | RPDFE41 XPF_DJ11 1 | 1551 | 1570 | -19 | 99 | -1105 | AC
RO-RS_CO_00003 | N-1 TIE 400 kV Resita-Pancevo c2 | [RO-RS] [OPP] TIE 400 kV Portile de Fier-Djerdap | RPDFE41 XPF_DJ11 1 | 1545 | 1570 | -25 | 98 | -1101 | AC
RO-RS_CO_00004 | N-1 TIE 400 kV Resita-Pancevo c1 | [RO-RS] [OPP] TIE 400 kV Portile de Fier-Djerdap | RPDFE41 XPF_DJ11 1 | 1545 | 1570 | -25 | 98 | -1101 | AC
RO_CO_00009 | N-1 OHL 400 kV Iernut-Sibiu Sud | [RO-RO] [DIR] TRA 400/220 kV AT Rosiori | RROS241 RROSI22 2 | 972 | 999 | -27 | 97 | 370 | AC
RO_CO_00002 | N-1 OHL 400 kV Mintia-Arad | [RO-RS] [OPP] TIE 400 kV Portile de Fier-Djerdap | RPDFE41 XPF_DJ11 1 | 1526 | 1570 | -44 | 97 | -1087 | AC
RO-HU_CO_00001 | N-1 TIE 400 kV Arad-Sandorfalva | [RO-RS] [OPP] TIE 400 kV Portile de Fier-Djerdap | RPDFE41 XPF_DJ11 1 | 1525 | 1570 | -45 | 97 | -1086 | AC
RO-HU_CO_00002 | N-1 TIE 400 kV Nadab-Bekescsaba | [RO-RS] [OPP] TIE 400 kV Portile de Fier-Djerdap | RPDFE41 XPF_DJ11 1 | 1511 | 1570 | -59 | 96 | -1077 | AC
RO_CO_00027 | N-1 TRA 400/220 kV AT3 Arad | [RO-RS] [OPP] TIE 400 kV Portile de Fier-Djerdap | RPDFE41 XPF_DJ11 1 | 1484 | 1570 | -86 | 95 | -1057 | AC
Base case | Base case | [RO-RS] [OPP] TIE 400 kV Portile de Fier-Djerdap | RPDFE41 XPF_DJ11 1 | 1462 | 1570 | -108 | 93 | -1042 | AC
RO-MD_CO_00001 | N-1 TIE 400 kV Isaccea - Vulcanesti | [RO-RS] [OPP] TIE 400 kV Portile de Fier-Djerdap | RPDFE41 XPF_DJ11 1 | 1446 | 1570 | -124 | 92 | -1029 | AC
RO_CO_00001 | N-1 OHL 220 kV Portile de Fier-Resita 1&2 | [RO-RS] [OPP] TIE 400 kV Portile de Fier-Djerdap | RPDFE41 XPF_DJ11 1 | 1430 | 1570 | -140 | 91 | -1019 | AC
RO_CO_00029 | N-1 OHL 220 kV Resita-Timisoara 1&2 | [RO-RS] [OPP] TIE 400 kV Portile de Fier-Djerdap | RPDFE41 XPF_DJ11 1 | 1426 | 1570 | -144 | 91 | -1016 | AC
RO_CO_00052 | N-1 OHL 400 kV Sofia Zapad -Nis | [RO-RS] [OPP] TIE 400 kV Portile de Fier-Djerdap | RPDFE41 XPF_DJ11 1 | 1417 | 1570 | -153 | 90 | -1009 | AC
RO-HU_CO_00002 | N-1 TIE 400 kV Nadab-Bekescsaba | [RO-HU] [OPP] TIE 400 kV Arad-Sandorfalva | RARA4D1 XSA_AR11 1 | 1351 | 1600 | -249 | 84 | -898 | AC
RO-HU_CO_00002 | N-1 TIE 400 kV Nadab-Bekescsaba | [RO-UA] [OPP]TIE 400 kV Rosiori-Mukacevo | RROSI41 XRO_MU11 1 | 1297 | 1740 | -443 | 75 | -876 | AC
RO_CO_00008 | N-1 OHL 400 kV Slatina-Portile de Fier | [RO-RO] [DIR] OHL 400 kV Portile de Fier-Urechesti | RPDF241 RUREC41 1 | 1295 | 1740 | -445 | 74 | 920 | AC
BG_RO_CO_00001 | N-1 TIE 400 kV TINTARENI-KOZLODUI 1 | [BG-RO] [OPP] TIE 400 kV TINTARENI-KOZLODUI 2 | XKO_TI12 VAECKO11 1 | 1385 | 1890 | -505 | 73 | 988 | AC
BG_RO_CO_00002 | N-1 TIE 400 kV TINTARENI-KOZLODUI 2 | [BG-RO] [OPP] TIE 400 kV TINTARENI-KOZLODUI 1 | XKO_TI11 VAECKO11 1 | 1385 | 1890 | -505 | 73 | 988 | AC
RO-BG_CO_00002 | N-1 TIE 400 kV TINTARENI-KOZLODUI 2 | [RO-BG] [OPP] TIE 400 kV TINTARENI-KOZLODUI 1 | RTINTB1 XKO_TI11 1 | 1385 | 1920 | -535 | 72 | -966 | AC
RO-BG_CO_00001 | N-1 TIE 400 kV TINTARENI-KOZLODUI 1 | [RO-BG] [OPP] TIE 400 kV TINTARENI-KOZLODUI 2 | RTINTB1 XKO_TI12 1 | 1385 | 1920 | -535 | 72 | -966 | AC
RO-HU_CO_00001 | N-1 TIE 400 kV Arad-Sandorfalva | [RO-UA] [OPP]TIE 400 kV Rosiori-Mukacevo | RROSI41 XRO_MU11 1 | 1234 | 1740 | -506 | 71 | -835 | AC

## 1530
Detailed results
Generated at: | 10/07/2026 22:27:59
Business day: | 2026-07-12
Horizon: | 2DA
Timestamp | 15:30
Border & direction: | South-Romania Importing
Remedial actions | False
Margin satisfied | True
Final step | Margin Calculation
TTC [MW]: | 3705.4
Loading threshold | 0.7
Limiting CNEC | N-1 TIE 400 kV TINTARENI-KOZLODUI 1/[BG-RO] [OPP] TIE 400 kV TINTARENI-KOZLODUI 2
Applied RAs
Non Costly RAO
CO ID | RA ID | Name of the RA | Usage | Type | Location | Status | Details
Costly RAO
RA RD ID | TSO | Generator Name | Minimum Power [MW] | Maximum Power [MW] | RDP- | RDP+ | P [MW] before RAO | P [MW] after RAO | P0 [MW] | Plimit+ [MW] | Plimit- [MW] | Started up | Shutdown
Non Costly Reduction
CO ID | RA ID | Name of the RA | Usage | Type | Location | Status | Details
Limiting CNECs
CO ID | Name of the CO | Name of the CNE | CNE UCTE branch | Calculated I (A) | I max (PATL) | Margin (A) | Loading (%) | Flow [MW] | LF type
BG_RO_CO_00001 | N-1 TIE 400 kV TINTARENI-KOZLODUI 1 | [BG-RO] [OPP] TIE 400 kV TINTARENI-KOZLODUI 2 | XKO_TI12 VAECKO11 1 | 1730 | 1890 | -160 | 92 | 1234 | AC
BG_RO_CO_00002 | N-1 TIE 400 kV TINTARENI-KOZLODUI 2 | [BG-RO] [OPP] TIE 400 kV TINTARENI-KOZLODUI 1 | XKO_TI11 VAECKO11 1 | 1730 | 1890 | -160 | 92 | 1234 | AC
RO-BG_CO_00001 | N-1 TIE 400 kV TINTARENI-KOZLODUI 1 | [RO-BG] [OPP] TIE 400 kV TINTARENI-KOZLODUI 2 | RTINTB1 XKO_TI12 1 | 1730 | 1920 | -190 | 90 | -1199 | AC
RO-BG_CO_00002 | N-1 TIE 400 kV TINTARENI-KOZLODUI 2 | [RO-BG] [OPP] TIE 400 kV TINTARENI-KOZLODUI 1 | RTINTB1 XKO_TI11 1 | 1730 | 1920 | -190 | 90 | -1199 | AC
RO-BG_CO_00002 | N-1 TIE 400 kV TINTARENI-KOZLODUI 2 | [RO-RS] [OPP] TIE 400 kV Portile de Fier-Djerdap | RPDFE41 XPF_DJ11 1 | 1396 | 1570 | -174 | 89 | -998 | AC
RO-BG_CO_00001 | N-1 TIE 400 kV TINTARENI-KOZLODUI 1 | [RO-RS] [OPP] TIE 400 kV Portile de Fier-Djerdap | RPDFE41 XPF_DJ11 1 | 1396 | 1570 | -174 | 89 | -998 | AC
RO_CO_00009 | N-1 OHL 400 kV Iernut-Sibiu Sud | [RO-RO] [DIR] TRA 400/220 kV AT Rosiori | RROS241 RROSI22 2 | 855 | 999 | -144 | 86 | 331 | AC
Base case | Base case | [RO-RO] [DIR] TRA 400/220 kV AT Rosiori | RROS241 RROSI22 2 | 847 | 999 | -152 | 85 | 328 | AC
RO-RS_CO_00003 | N-1 TIE 400 kV Resita-Pancevo c2 | [RO-RS] [OPP] TIE 400 kV Portile de Fier-Djerdap | RPDFE41 XPF_DJ11 1 | 1324 | 1570 | -246 | 84 | -947 | AC
RO-RS_CO_00004 | N-1 TIE 400 kV Resita-Pancevo c1 | [RO-RS] [OPP] TIE 400 kV Portile de Fier-Djerdap | RPDFE41 XPF_DJ11 1 | 1324 | 1570 | -246 | 84 | -947 | AC
RO-UA_CO_00001 | N-1 TIE 400 kV Rosiori-Mukacevo | [RO-RS] [OPP] TIE 400 kV Portile de Fier-Djerdap | RPDFE41 XPF_DJ11 1 | 1322 | 1570 | -248 | 84 | -945 | AC
RO-HU_CO_00001 | N-1 TIE 400 kV Arad-Sandorfalva | [RO-RS] [OPP] TIE 400 kV Portile de Fier-Djerdap | RPDFE41 XPF_DJ11 1 | 1308 | 1570 | -262 | 83 | -935 | AC
RO_CO_00002 | N-1 OHL 400 kV Mintia-Arad | [RO-RS] [OPP] TIE 400 kV Portile de Fier-Djerdap | RPDFE41 XPF_DJ11 1 | 1303 | 1570 | -267 | 83 | -932 | AC
RO-HU_CO_00002 | N-1 TIE 400 kV Nadab-Bekescsaba | [RO-RS] [OPP] TIE 400 kV Portile de Fier-Djerdap | RPDFE41 XPF_DJ11 1 | 1295 | 1570 | -275 | 82 | -926 | AC
RO_CO_00027 | N-1 TRA 400/220 kV AT3 Arad | [RO-RS] [OPP] TIE 400 kV Portile de Fier-Djerdap | RPDFE41 XPF_DJ11 1 | 1273 | 1570 | -297 | 81 | -909 | AC
Base case | Base case | [RO-RS] [OPP] TIE 400 kV Portile de Fier-Djerdap | RPDFE41 XPF_DJ11 1 | 1257 | 1570 | -313 | 80 | -898 | AC
RO-MD_CO_00001 | N-1 TIE 400 kV Isaccea - Vulcanesti | [RO-RS] [OPP] TIE 400 kV Portile de Fier-Djerdap | RPDFE41 XPF_DJ11 1 | 1218 | 1570 | -352 | 78 | -870 | AC
RO_CO_00029 | N-1 OHL 220 kV Resita-Timisoara 1&2 | [RO-RS] [OPP] TIE 400 kV Portile de Fier-Djerdap | RPDFE41 XPF_DJ11 1 | 1208 | 1570 | -362 | 77 | -863 | AC
RO_CO_00001 | N-1 OHL 220 kV Portile de Fier-Resita 1&2 | [RO-RS] [OPP] TIE 400 kV Portile de Fier-Djerdap | RPDFE41 XPF_DJ11 1 | 1208 | 1570 | -362 | 77 | -863 | AC

## 1630
Detailed results
Generated at: | 10/07/2026 22:27:59
Business day: | 2026-07-12
Horizon: | 2DA
Timestamp | 16:30
Border & direction: | South-Romania Importing
Remedial actions | False
Margin satisfied | True
Final step | Margin Calculation
TTC [MW]: | 3828.1
Loading threshold | 0.7
Limiting CNEC | N-1 TIE 400 kV TINTARENI-KOZLODUI 1/[BG-RO] [OPP] TIE 400 kV TINTARENI-KOZLODUI 2
Applied RAs
Non Costly RAO
CO ID | RA ID | Name of the RA | Usage | Type | Location | Status | Details
Costly RAO
RA RD ID | TSO | Generator Name | Minimum Power [MW] | Maximum Power [MW] | RDP- | RDP+ | P [MW] before RAO | P [MW] after RAO | P0 [MW] | Plimit+ [MW] | Plimit- [MW] | Started up | Shutdown
Non Costly Reduction
CO ID | RA ID | Name of the RA | Usage | Type | Location | Status | Details
Limiting CNECs
CO ID | Name of the CO | Name of the CNE | CNE UCTE branch | Calculated I (A) | I max (PATL) | Margin (A) | Loading (%) | Flow [MW] | LF type
BG_RO_CO_00001 | N-1 TIE 400 kV TINTARENI-KOZLODUI 1 | [BG-RO] [OPP] TIE 400 kV TINTARENI-KOZLODUI 2 | XKO_TI12 VAECKO11 1 | 1817 | 1890 | -73 | 96 | 1296 | AC
BG_RO_CO_00002 | N-1 TIE 400 kV TINTARENI-KOZLODUI 2 | [BG-RO] [OPP] TIE 400 kV TINTARENI-KOZLODUI 1 | XKO_TI11 VAECKO11 1 | 1817 | 1890 | -73 | 96 | 1296 | AC
RO-BG_CO_00001 | N-1 TIE 400 kV TINTARENI-KOZLODUI 1 | [RO-BG] [OPP] TIE 400 kV TINTARENI-KOZLODUI 2 | RTINTB1 XKO_TI12 1 | 1817 | 1920 | -103 | 95 | -1258 | AC
RO-BG_CO_00002 | N-1 TIE 400 kV TINTARENI-KOZLODUI 2 | [RO-BG] [OPP] TIE 400 kV TINTARENI-KOZLODUI 1 | RTINTB1 XKO_TI11 1 | 1817 | 1920 | -103 | 95 | -1258 | AC
Base case | Base case | [RO-RO] [DIR] TRA 400/220 kV AT Rosiori | RROS241 RROSI22 2 | 938 | 999 | -61 | 94 | 360 | AC
RO_CO_00009 | N-1 OHL 400 kV Iernut-Sibiu Sud | [RO-RO] [DIR] TRA 400/220 kV AT Rosiori | RROS241 RROSI22 2 | 938 | 999 | -61 | 94 | 360 | AC
RO-BG_CO_00002 | N-1 TIE 400 kV TINTARENI-KOZLODUI 2 | [RO-RS] [OPP] TIE 400 kV Portile de Fier-Djerdap | RPDFE41 XPF_DJ11 1 | 1318 | 1570 | -252 | 84 | -944 | AC
RO-BG_CO_00001 | N-1 TIE 400 kV TINTARENI-KOZLODUI 1 | [RO-RS] [OPP] TIE 400 kV Portile de Fier-Djerdap | RPDFE41 XPF_DJ11 1 | 1318 | 1570 | -252 | 84 | -944 | AC
RO-UA_CO_00001 | N-1 TIE 400 kV Rosiori-Mukacevo | [RO-RS] [OPP] TIE 400 kV Portile de Fier-Djerdap | RPDFE41 XPF_DJ11 1 | 1249 | 1570 | -321 | 80 | -895 | AC
RO-RS_CO_00003 | N-1 TIE 400 kV Resita-Pancevo c2 | [RO-RS] [OPP] TIE 400 kV Portile de Fier-Djerdap | RPDFE41 XPF_DJ11 1 | 1248 | 1570 | -322 | 80 | -894 | AC
RO-RS_CO_00004 | N-1 TIE 400 kV Resita-Pancevo c1 | [RO-RS] [OPP] TIE 400 kV Portile de Fier-Djerdap | RPDFE41 XPF_DJ11 1 | 1248 | 1570 | -322 | 80 | -894 | AC
RO-HU_CO_00001 | N-1 TIE 400 kV Arad-Sandorfalva | [RO-RS] [OPP] TIE 400 kV Portile de Fier-Djerdap | RPDFE41 XPF_DJ11 1 | 1228 | 1570 | -342 | 78 | -880 | AC
RO_CO_00002 | N-1 OHL 400 kV Mintia-Arad | [RO-RS] [OPP] TIE 400 kV Portile de Fier-Djerdap | RPDFE41 XPF_DJ11 1 | 1223 | 1570 | -347 | 78 | -876 | AC
RO-HU_CO_00002 | N-1 TIE 400 kV Nadab-Bekescsaba | [RO-RS] [OPP] TIE 400 kV Portile de Fier-Djerdap | RPDFE41 XPF_DJ11 1 | 1213 | 1570 | -357 | 77 | -869 | AC
RO_CO_00027 | N-1 TRA 400/220 kV AT3 Arad | [RO-RS] [OPP] TIE 400 kV Portile de Fier-Djerdap | RPDFE41 XPF_DJ11 1 | 1190 | 1570 | -380 | 76 | -853 | AC
RO-HU_CO_00002 | N-1 TIE 400 kV Nadab-Bekescsaba | [RO-HU] [OPP] TIE 400 kV Arad-Sandorfalva | RARA4D1 XSA_AR11 1 | 1196 | 1600 | -404 | 75 | -802 | AC
Base case | Base case | [RO-RS] [OPP] TIE 400 kV Portile de Fier-Djerdap | RPDFE41 XPF_DJ11 1 | 1171 | 1570 | -399 | 75 | -839 | AC
RO-MD_CO_00001 | N-1 TIE 400 kV Isaccea - Vulcanesti | [RO-RS] [OPP] TIE 400 kV Portile de Fier-Djerdap | RPDFE41 XPF_DJ11 1 | 1131 | 1570 | -439 | 72 | -811 | AC
RO_CO_00001 | N-1 OHL 220 kV Portile de Fier-Resita 1&2 | [RO-RS] [OPP] TIE 400 kV Portile de Fier-Djerdap | RPDFE41 XPF_DJ11 1 | 1131 | 1570 | -439 | 72 | -810 | AC
RO_CO_00029 | N-1 OHL 220 kV Resita-Timisoara 1&2 | [RO-RS] [OPP] TIE 400 kV Portile de Fier-Djerdap | RPDFE41 XPF_DJ11 1 | 1126 | 1570 | -444 | 72 | -807 | AC

## 1730
Detailed results
Generated at: | 10/07/2026 22:27:59
Business day: | 2026-07-12
Horizon: | 2DA
Timestamp | 17:30
Border & direction: | South-Romania Importing
Remedial actions | False
Margin satisfied | True
Final step | Margin Calculation
TTC [MW]: | 3869.19
Loading threshold | 0.7
Limiting CNEC | N-1 TIE 400 kV TINTARENI-KOZLODUI 1/[BG-RO] [OPP] TIE 400 kV TINTARENI-KOZLODUI 2
Applied RAs
Non Costly RAO
CO ID | RA ID | Name of the RA | Usage | Type | Location | Status | Details
Costly RAO
RA RD ID | TSO | Generator Name | Minimum Power [MW] | Maximum Power [MW] | RDP- | RDP+ | P [MW] before RAO | P [MW] after RAO | P0 [MW] | Plimit+ [MW] | Plimit- [MW] | Started up | Shutdown
Non Costly Reduction
CO ID | RA ID | Name of the RA | Usage | Type | Location | Status | Details
Limiting CNECs
CO ID | Name of the CO | Name of the CNE | CNE UCTE branch | Calculated I (A) | I max (PATL) | Margin (A) | Loading (%) | Flow [MW] | LF type
BG_RO_CO_00002 | N-1 TIE 400 kV TINTARENI-KOZLODUI 2 | [BG-RO] [OPP] TIE 400 kV TINTARENI-KOZLODUI 1 | XKO_TI11 VAECKO11 1 | 1776 | 1890 | -114 | 94 | 1266 | AC
BG_RO_CO_00001 | N-1 TIE 400 kV TINTARENI-KOZLODUI 1 | [BG-RO] [OPP] TIE 400 kV TINTARENI-KOZLODUI 2 | XKO_TI12 VAECKO11 1 | 1776 | 1890 | -114 | 94 | 1266 | AC
RO_CO_00009 | N-1 OHL 400 kV Iernut-Sibiu Sud | [RO-RO] [DIR] TRA 400/220 kV AT Rosiori | RROS241 RROSI22 2 | 939 | 999 | -61 | 94 | 363 | AC
Base case | Base case | [RO-RO] [DIR] TRA 400/220 kV AT Rosiori | RROS241 RROSI22 2 | 937 | 999 | -62 | 94 | 362 | AC
RO-BG_CO_00001 | N-1 TIE 400 kV TINTARENI-KOZLODUI 1 | [RO-BG] [OPP] TIE 400 kV TINTARENI-KOZLODUI 2 | RTINTB1 XKO_TI12 1 | 1776 | 1920 | -144 | 93 | -1230 | AC
RO-BG_CO_00002 | N-1 TIE 400 kV TINTARENI-KOZLODUI 2 | [RO-BG] [OPP] TIE 400 kV TINTARENI-KOZLODUI 1 | RTINTB1 XKO_TI11 1 | 1776 | 1920 | -144 | 93 | -1230 | AC
RO-BG_CO_00001 | N-1 TIE 400 kV TINTARENI-KOZLODUI 1 | [RO-RS] [OPP] TIE 400 kV Portile de Fier-Djerdap | RPDFE41 XPF_DJ11 1 | 1424 | 1570 | -146 | 91 | -1014 | AC
RO-BG_CO_00002 | N-1 TIE 400 kV TINTARENI-KOZLODUI 2 | [RO-RS] [OPP] TIE 400 kV Portile de Fier-Djerdap | RPDFE41 XPF_DJ11 1 | 1424 | 1570 | -146 | 91 | -1014 | AC
RO-RS_CO_00003 | N-1 TIE 400 kV Resita-Pancevo c2 | [RO-RS] [OPP] TIE 400 kV Portile de Fier-Djerdap | RPDFE41 XPF_DJ11 1 | 1358 | 1570 | -212 | 87 | -967 | AC
RO-RS_CO_00004 | N-1 TIE 400 kV Resita-Pancevo c1 | [RO-RS] [OPP] TIE 400 kV Portile de Fier-Djerdap | RPDFE41 XPF_DJ11 1 | 1358 | 1570 | -212 | 86 | -967 | AC
RO-UA_CO_00001 | N-1 TIE 400 kV Rosiori-Mukacevo | [RO-RS] [OPP] TIE 400 kV Portile de Fier-Djerdap | RPDFE41 XPF_DJ11 1 | 1356 | 1570 | -214 | 86 | -966 | AC
RO-HU_CO_00001 | N-1 TIE 400 kV Arad-Sandorfalva | [RO-RS] [OPP] TIE 400 kV Portile de Fier-Djerdap | RPDFE41 XPF_DJ11 1 | 1331 | 1570 | -239 | 85 | -947 | AC
RO_CO_00002 | N-1 OHL 400 kV Mintia-Arad | [RO-RS] [OPP] TIE 400 kV Portile de Fier-Djerdap | RPDFE41 XPF_DJ11 1 | 1323 | 1570 | -247 | 84 | -941 | AC
RO-HU_CO_00002 | N-1 TIE 400 kV Nadab-Bekescsaba | [RO-RS] [OPP] TIE 400 kV Portile de Fier-Djerdap | RPDFE41 XPF_DJ11 1 | 1313 | 1570 | -257 | 84 | -935 | AC
RO_CO_00027 | N-1 TRA 400/220 kV AT3 Arad | [RO-RS] [OPP] TIE 400 kV Portile de Fier-Djerdap | RPDFE41 XPF_DJ11 1 | 1295 | 1570 | -275 | 82 | -921 | AC
Base case | Base case | [RO-RS] [OPP] TIE 400 kV Portile de Fier-Djerdap | RPDFE41 XPF_DJ11 1 | 1278 | 1570 | -292 | 81 | -909 | AC
RO-MD_CO_00001 | N-1 TIE 400 kV Isaccea - Vulcanesti | [RO-RS] [OPP] TIE 400 kV Portile de Fier-Djerdap | RPDFE41 XPF_DJ11 1 | 1238 | 1570 | -332 | 79 | -880 | AC
RO_CO_00001 | N-1 OHL 220 kV Portile de Fier-Resita 1&2 | [RO-RS] [OPP] TIE 400 kV Portile de Fier-Djerdap | RPDFE41 XPF_DJ11 1 | 1233 | 1570 | -337 | 79 | -877 | AC
RO_CO_00029 | N-1 OHL 220 kV Resita-Timisoara 1&2 | [RO-RS] [OPP] TIE 400 kV Portile de Fier-Djerdap | RPDFE41 XPF_DJ11 1 | 1223 | 1570 | -347 | 78 | -870 | AC
RO_CO_00052 | N-1 OHL 400 kV Sofia Zapad -Nis | [RO-RS] [OPP] TIE 400 kV Portile de Fier-Djerdap | RPDFE41 XPF_DJ11 1 | 1151 | 1570 | -419 | 73 | -818 | AC

## 1830
Detailed results
Generated at: | 10/07/2026 22:27:59
Business day: | 2026-07-12
Horizon: | 2DA
Timestamp | 18:30
Border & direction: | South-Romania Importing
Remedial actions | False
Margin satisfied | True
Final step | Margin Calculation
TTC [MW]: | 3877.37
Loading threshold | 0.7
Limiting CNEC | N-1 TIE 400 kV TINTARENI-KOZLODUI 1/[RO-RS] [OPP] TIE 400 kV Portile de Fier-Djerdap
Applied RAs
Non Costly RAO
CO ID | RA ID | Name of the RA | Usage | Type | Location | Status | Details
Costly RAO
RA RD ID | TSO | Generator Name | Minimum Power [MW] | Maximum Power [MW] | RDP- | RDP+ | P [MW] before RAO | P [MW] after RAO | P0 [MW] | Plimit+ [MW] | Plimit- [MW] | Started up | Shutdown
Non Costly Reduction
CO ID | RA ID | Name of the RA | Usage | Type | Location | Status | Details
Limiting CNECs
CO ID | Name of the CO | Name of the CNE | CNE UCTE branch | Calculated I (A) | I max (PATL) | Margin (A) | Loading (%) | Flow [MW] | LF type
RO_CO_00009 | N-1 OHL 400 kV Iernut-Sibiu Sud | [RO-RO] [DIR] TRA 400/220 kV AT Rosiori | RROS241 RROSI22 2 | 972 | 999 | -27 | 97 | 372 | AC
Base case | Base case | [RO-RO] [DIR] TRA 400/220 kV AT Rosiori | RROS241 RROSI22 2 | 964 | 999 | -35 | 96 | 369 | AC
RO-BG_CO_00001 | N-1 TIE 400 kV TINTARENI-KOZLODUI 1 | [RO-RS] [OPP] TIE 400 kV Portile de Fier-Djerdap | RPDFE41 XPF_DJ11 1 | 1507 | 1570 | -63 | 96 | -1067 | AC
RO-BG_CO_00002 | N-1 TIE 400 kV TINTARENI-KOZLODUI 2 | [RO-RS] [OPP] TIE 400 kV Portile de Fier-Djerdap | RPDFE41 XPF_DJ11 1 | 1507 | 1570 | -63 | 96 | -1067 | AC
RO-RS_CO_00003 | N-1 TIE 400 kV Resita-Pancevo c2 | [RO-RS] [OPP] TIE 400 kV Portile de Fier-Djerdap | RPDFE41 XPF_DJ11 1 | 1452 | 1570 | -118 | 92 | -1028 | AC
RO-RS_CO_00004 | N-1 TIE 400 kV Resita-Pancevo c1 | [RO-RS] [OPP] TIE 400 kV Portile de Fier-Djerdap | RPDFE41 XPF_DJ11 1 | 1452 | 1570 | -118 | 92 | -1028 | AC
RO-UA_CO_00001 | N-1 TIE 400 kV Rosiori-Mukacevo | [RO-RS] [OPP] TIE 400 kV Portile de Fier-Djerdap | RPDFE41 XPF_DJ11 1 | 1448 | 1570 | -122 | 92 | -1025 | AC
RO-HU_CO_00001 | N-1 TIE 400 kV Arad-Sandorfalva | [RO-RS] [OPP] TIE 400 kV Portile de Fier-Djerdap | RPDFE41 XPF_DJ11 1 | 1425 | 1570 | -145 | 91 | -1008 | AC
RO_CO_00002 | N-1 OHL 400 kV Mintia-Arad | [RO-RS] [OPP] TIE 400 kV Portile de Fier-Djerdap | RPDFE41 XPF_DJ11 1 | 1412 | 1570 | -158 | 90 | -999 | AC
RO-HU_CO_00002 | N-1 TIE 400 kV Nadab-Bekescsaba | [RO-RS] [OPP] TIE 400 kV Portile de Fier-Djerdap | RPDFE41 XPF_DJ11 1 | 1402 | 1570 | -168 | 89 | -991 | AC
BG_RO_CO_00002 | N-1 TIE 400 kV TINTARENI-KOZLODUI 2 | [BG-RO] [OPP] TIE 400 kV TINTARENI-KOZLODUI 1 | XKO_TI11 VAECKO11 1 | 1679 | 1890 | -211 | 89 | 1197 | AC
BG_RO_CO_00001 | N-1 TIE 400 kV TINTARENI-KOZLODUI 1 | [BG-RO] [OPP] TIE 400 kV TINTARENI-KOZLODUI 2 | XKO_TI12 VAECKO11 1 | 1679 | 1890 | -211 | 89 | 1197 | AC
RO_CO_00027 | N-1 TRA 400/220 kV AT3 Arad | [RO-RS] [OPP] TIE 400 kV Portile de Fier-Djerdap | RPDFE41 XPF_DJ11 1 | 1388 | 1570 | -182 | 88 | -980 | AC
RO-BG_CO_00001 | N-1 TIE 400 kV TINTARENI-KOZLODUI 1 | [RO-BG] [OPP] TIE 400 kV TINTARENI-KOZLODUI 2 | RTINTB1 XKO_TI12 1 | 1679 | 1920 | -241 | 87 | -1165 | AC
RO-BG_CO_00002 | N-1 TIE 400 kV TINTARENI-KOZLODUI 2 | [RO-BG] [OPP] TIE 400 kV TINTARENI-KOZLODUI 1 | RTINTB1 XKO_TI11 1 | 1679 | 1920 | -241 | 87 | -1165 | AC
Base case | Base case | [RO-RS] [OPP] TIE 400 kV Portile de Fier-Djerdap | RPDFE41 XPF_DJ11 1 | 1371 | 1570 | -199 | 87 | -968 | AC
RO-MD_CO_00001 | N-1 TIE 400 kV Isaccea - Vulcanesti | [RO-RS] [OPP] TIE 400 kV Portile de Fier-Djerdap | RPDFE41 XPF_DJ11 1 | 1327 | 1570 | -243 | 85 | -936 | AC
RO_CO_00001 | N-1 OHL 220 kV Portile de Fier-Resita 1&2 | [RO-RS] [OPP] TIE 400 kV Portile de Fier-Djerdap | RPDFE41 XPF_DJ11 1 | 1319 | 1570 | -251 | 84 | -932 | AC
RO_CO_00029 | N-1 OHL 220 kV Resita-Timisoara 1&2 | [RO-RS] [OPP] TIE 400 kV Portile de Fier-Djerdap | RPDFE41 XPF_DJ11 1 | 1310 | 1570 | -260 | 83 | -925 | AC
RO_CO_00052 | N-1 OHL 400 kV Sofia Zapad -Nis | [RO-RS] [OPP] TIE 400 kV Portile de Fier-Djerdap | RPDFE41 XPF_DJ11 1 | 1257 | 1570 | -313 | 80 | -886 | AC

## 1930
Detailed results
Generated at: | 10/07/2026 22:27:59
Business day: | 2026-07-12
Horizon: | 2DA
Timestamp | 19:30
Border & direction: | South-Romania Importing
Remedial actions | False
Margin satisfied | True
Final step | Margin Calculation
TTC [MW]: | 3617.36
Loading threshold | 0.7
Limiting CNEC | N-1 TIE 400 kV TINTARENI-KOZLODUI 2/[BG-RO] [OPP] TIE 400 kV TINTARENI-KOZLODUI 1
Applied RAs
Non Costly RAO
CO ID | RA ID | Name of the RA | Usage | Type | Location | Status | Details
Costly RAO
RA RD ID | TSO | Generator Name | Minimum Power [MW] | Maximum Power [MW] | RDP- | RDP+ | P [MW] before RAO | P [MW] after RAO | P0 [MW] | Plimit+ [MW] | Plimit- [MW] | Started up | Shutdown
Non Costly Reduction
CO ID | RA ID | Name of the RA | Usage | Type | Location | Status | Details
Limiting CNECs
CO ID | Name of the CO | Name of the CNE | CNE UCTE branch | Calculated I (A) | I max (PATL) | Margin (A) | Loading (%) | Flow [MW] | LF type
BG_RO_CO_00001 | N-1 TIE 400 kV TINTARENI-KOZLODUI 1 | [BG-RO] [OPP] TIE 400 kV TINTARENI-KOZLODUI 2 | XKO_TI12 VAECKO11 1 | 1821 | 1890 | -69 | 96 | 1299 | AC
BG_RO_CO_00002 | N-1 TIE 400 kV TINTARENI-KOZLODUI 2 | [BG-RO] [OPP] TIE 400 kV TINTARENI-KOZLODUI 1 | XKO_TI11 VAECKO11 1 | 1821 | 1890 | -69 | 96 | 1299 | AC
RO-BG_CO_00002 | N-1 TIE 400 kV TINTARENI-KOZLODUI 2 | [RO-BG] [OPP] TIE 400 kV TINTARENI-KOZLODUI 1 | RTINTB1 XKO_TI11 1 | 1821 | 1920 | -99 | 95 | -1261 | AC
RO-BG_CO_00001 | N-1 TIE 400 kV TINTARENI-KOZLODUI 1 | [RO-BG] [OPP] TIE 400 kV TINTARENI-KOZLODUI 2 | RTINTB1 XKO_TI12 1 | 1821 | 1920 | -99 | 95 | -1261 | AC
RO_CO_00009 | N-1 OHL 400 kV Iernut-Sibiu Sud | [RO-RO] [DIR] TRA 400/220 kV AT Rosiori | RROS241 RROSI22 2 | 767 | 999 | -232 | 77 | 297 | AC
RO-BG_CO_00002 | N-1 TIE 400 kV TINTARENI-KOZLODUI 2 | [RO-RS] [OPP] TIE 400 kV Portile de Fier-Djerdap | RPDFE41 XPF_DJ11 1 | 1165 | 1570 | -405 | 74 | -817 | AC
RO-BG_CO_00001 | N-1 TIE 400 kV TINTARENI-KOZLODUI 1 | [RO-RS] [OPP] TIE 400 kV Portile de Fier-Djerdap | RPDFE41 XPF_DJ11 1 | 1165 | 1570 | -405 | 74 | -817 | AC
Base case | Base case | [RO-RO] [DIR] TRA 400/220 kV AT Rosiori | RROS241 RROSI22 2 | 737 | 999 | -262 | 74 | 285 | AC

## 2030
Detailed results
Generated at: | 10/07/2026 22:27:59
Business day: | 2026-07-12
Horizon: | 2DA
Timestamp | 20:30
Border & direction: | South-Romania Importing
Remedial actions | False
Margin satisfied | True
Final step | Margin Calculation
TTC [MW]: | 3332.04
Loading threshold | 0.7
Limiting CNEC | N-1 TIE 400 kV TINTARENI-KOZLODUI 2/[BG-RO] [OPP] TIE 400 kV TINTARENI-KOZLODUI 1
Applied RAs
Non Costly RAO
CO ID | RA ID | Name of the RA | Usage | Type | Location | Status | Details
Costly RAO
RA RD ID | TSO | Generator Name | Minimum Power [MW] | Maximum Power [MW] | RDP- | RDP+ | P [MW] before RAO | P [MW] after RAO | P0 [MW] | Plimit+ [MW] | Plimit- [MW] | Started up | Shutdown
Non Costly Reduction
CO ID | RA ID | Name of the RA | Usage | Type | Location | Status | Details
Limiting CNECs
CO ID | Name of the CO | Name of the CNE | CNE UCTE branch | Calculated I (A) | I max (PATL) | Margin (A) | Loading (%) | Flow [MW] | LF type
BG_RO_CO_00002 | N-1 TIE 400 kV TINTARENI-KOZLODUI 2 | [BG-RO] [OPP] TIE 400 kV TINTARENI-KOZLODUI 1 | XKO_TI11 VAECKO11 1 | 1824 | 1890 | -66 | 97 | 1302 | AC
BG_RO_CO_00001 | N-1 TIE 400 kV TINTARENI-KOZLODUI 1 | [BG-RO] [OPP] TIE 400 kV TINTARENI-KOZLODUI 2 | XKO_TI12 VAECKO11 1 | 1824 | 1890 | -66 | 97 | 1302 | AC
RO-BG_CO_00001 | N-1 TIE 400 kV TINTARENI-KOZLODUI 1 | [RO-BG] [OPP] TIE 400 kV TINTARENI-KOZLODUI 2 | RTINTB1 XKO_TI12 1 | 1824 | 1920 | -96 | 95 | -1264 | AC
RO-BG_CO_00002 | N-1 TIE 400 kV TINTARENI-KOZLODUI 2 | [RO-BG] [OPP] TIE 400 kV TINTARENI-KOZLODUI 1 | RTINTB1 XKO_TI11 1 | 1824 | 1920 | -96 | 95 | -1264 | AC

## 2130
Detailed results
Generated at: | 10/07/2026 22:27:59
Business day: | 2026-07-12
Horizon: | 2DA
Timestamp | 21:30
Border & direction: | South-Romania Importing
Remedial actions | False
Margin satisfied | True
Final step | Margin Calculation
TTC [MW]: | 3388.74
Loading threshold | 0.7
Limiting CNEC | N-1 TIE 400 kV TINTARENI-KOZLODUI 1/[BG-RO] [OPP] TIE 400 kV TINTARENI-KOZLODUI 2
Applied RAs
Non Costly RAO
CO ID | RA ID | Name of the RA | Usage | Type | Location | Status | Details
Costly RAO
RA RD ID | TSO | Generator Name | Minimum Power [MW] | Maximum Power [MW] | RDP- | RDP+ | P [MW] before RAO | P [MW] after RAO | P0 [MW] | Plimit+ [MW] | Plimit- [MW] | Started up | Shutdown
Non Costly Reduction
CO ID | RA ID | Name of the RA | Usage | Type | Location | Status | Details
Limiting CNECs
CO ID | Name of the CO | Name of the CNE | CNE UCTE branch | Calculated I (A) | I max (PATL) | Margin (A) | Loading (%) | Flow [MW] | LF type
BG_RO_CO_00002 | N-1 TIE 400 kV TINTARENI-KOZLODUI 2 | [BG-RO] [OPP] TIE 400 kV TINTARENI-KOZLODUI 1 | XKO_TI11 VAECKO11 1 | 1819 | 1890 | -71 | 96 | 1298 | AC
BG_RO_CO_00001 | N-1 TIE 400 kV TINTARENI-KOZLODUI 1 | [BG-RO] [OPP] TIE 400 kV TINTARENI-KOZLODUI 2 | XKO_TI12 VAECKO11 1 | 1819 | 1890 | -71 | 96 | 1298 | AC
RO-BG_CO_00001 | N-1 TIE 400 kV TINTARENI-KOZLODUI 1 | [RO-BG] [OPP] TIE 400 kV TINTARENI-KOZLODUI 2 | RTINTB1 XKO_TI12 1 | 1819 | 1920 | -101 | 95 | -1260 | AC
RO-BG_CO_00002 | N-1 TIE 400 kV TINTARENI-KOZLODUI 2 | [RO-BG] [OPP] TIE 400 kV TINTARENI-KOZLODUI 1 | RTINTB1 XKO_TI11 1 | 1819 | 1920 | -101 | 95 | -1260 | AC
RO-BG_CO_00001 | N-1 TIE 400 kV TINTARENI-KOZLODUI 1 | [RO-RS] [OPP] TIE 400 kV Portile de Fier-Djerdap | RPDFE41 XPF_DJ11 1 | 1099 | 1570 | -471 | 70 | -788 | AC
RO-BG_CO_00002 | N-1 TIE 400 kV TINTARENI-KOZLODUI 2 | [RO-RS] [OPP] TIE 400 kV Portile de Fier-Djerdap | RPDFE41 XPF_DJ11 1 | 1099 | 1570 | -471 | 70 | -788 | AC

## 2230
Detailed results
Generated at: | 10/07/2026 22:27:59
Business day: | 2026-07-12
Horizon: | 2DA
Timestamp | 22:30
Border & direction: | South-Romania Importing
Remedial actions | False
Margin satisfied | True
Final step | Margin Calculation
TTC [MW]: | 3502.98
Loading threshold | 0.7
Limiting CNEC | N-1 TIE 400 kV TINTARENI-KOZLODUI 1/[BG-RO] [OPP] TIE 400 kV TINTARENI-KOZLODUI 2
Applied RAs
Non Costly RAO
CO ID | RA ID | Name of the RA | Usage | Type | Location | Status | Details
Costly RAO
RA RD ID | TSO | Generator Name | Minimum Power [MW] | Maximum Power [MW] | RDP- | RDP+ | P [MW] before RAO | P [MW] after RAO | P0 [MW] | Plimit+ [MW] | Plimit- [MW] | Started up | Shutdown
Non Costly Reduction
CO ID | RA ID | Name of the RA | Usage | Type | Location | Status | Details
Limiting CNECs
CO ID | Name of the CO | Name of the CNE | CNE UCTE branch | Calculated I (A) | I max (PATL) | Margin (A) | Loading (%) | Flow [MW] | LF type
BG_RO_CO_00001 | N-1 TIE 400 kV TINTARENI-KOZLODUI 1 | [BG-RO] [OPP] TIE 400 kV TINTARENI-KOZLODUI 2 | XKO_TI12 VAECKO11 1 | 1815 | 1890 | -75 | 96 | 1286 | AC
BG_RO_CO_00002 | N-1 TIE 400 kV TINTARENI-KOZLODUI 2 | [BG-RO] [OPP] TIE 400 kV TINTARENI-KOZLODUI 1 | XKO_TI11 VAECKO11 1 | 1815 | 1890 | -75 | 96 | 1286 | AC
RO-BG_CO_00002 | N-1 TIE 400 kV TINTARENI-KOZLODUI 2 | [RO-BG] [OPP] TIE 400 kV TINTARENI-KOZLODUI 1 | RTINTB1 XKO_TI11 1 | 1815 | 1920 | -105 | 95 | -1248 | AC
RO-BG_CO_00001 | N-1 TIE 400 kV TINTARENI-KOZLODUI 1 | [RO-BG] [OPP] TIE 400 kV TINTARENI-KOZLODUI 2 | RTINTB1 XKO_TI12 1 | 1815 | 1920 | -105 | 95 | -1248 | AC
RO-BG_CO_00001 | N-1 TIE 400 kV TINTARENI-KOZLODUI 1 | [RO-RS] [OPP] TIE 400 kV Portile de Fier-Djerdap | RPDFE41 XPF_DJ11 1 | 1199 | 1570 | -371 | 76 | -859 | AC
RO-BG_CO_00002 | N-1 TIE 400 kV TINTARENI-KOZLODUI 2 | [RO-RS] [OPP] TIE 400 kV Portile de Fier-Djerdap | RPDFE41 XPF_DJ11 1 | 1199 | 1570 | -371 | 76 | -859 | AC
RO-RS_CO_00003 | N-1 TIE 400 kV Resita-Pancevo c2 | [RO-RS] [OPP] TIE 400 kV Portile de Fier-Djerdap | RPDFE41 XPF_DJ11 1 | 1101 | 1570 | -469 | 70 | -789 | AC
RO-RS_CO_00004 | N-1 TIE 400 kV Resita-Pancevo c1 | [RO-RS] [OPP] TIE 400 kV Portile de Fier-Djerdap | RPDFE41 XPF_DJ11 1 | 1101 | 1570 | -469 | 70 | -789 | AC

## 2330
Detailed results
Generated at: | 10/07/2026 22:27:59
Business day: | 2026-07-12
Horizon: | 2DA
Timestamp | 23:30
Border & direction: | South-Romania Importing
Remedial actions | False
Margin satisfied | True
Final step | Margin Calculation
TTC [MW]: | 3770.19
Loading threshold | 0.7
Limiting CNEC | N-1 TIE 400 kV TINTARENI-KOZLODUI 2/[RO-RS] [OPP] TIE 400 kV Portile de Fier-Djerdap
Applied RAs
Non Costly RAO
CO ID | RA ID | Name of the RA | Usage | Type | Location | Status | Details
Costly RAO
RA RD ID | TSO | Generator Name | Minimum Power [MW] | Maximum Power [MW] | RDP- | RDP+ | P [MW] before RAO | P [MW] after RAO | P0 [MW] | Plimit+ [MW] | Plimit- [MW] | Started up | Shutdown
Non Costly Reduction
CO ID | RA ID | Name of the RA | Usage | Type | Location | Status | Details
Limiting CNECs
CO ID | Name of the CO | Name of the CNE | CNE UCTE branch | Calculated I (A) | I max (PATL) | Margin (A) | Loading (%) | Flow [MW] | LF type
RO-BG_CO_00002 | N-1 TIE 400 kV TINTARENI-KOZLODUI 2 | [RO-RS] [OPP] TIE 400 kV Portile de Fier-Djerdap | RPDFE41 XPF_DJ11 1 | 1570 | 1570 | 0 | 100 | -1124 | AC
RO-BG_CO_00001 | N-1 TIE 400 kV TINTARENI-KOZLODUI 1 | [RO-RS] [OPP] TIE 400 kV Portile de Fier-Djerdap | RPDFE41 XPF_DJ11 1 | 1570 | 1570 | 0 | 100 | -1124 | AC
RO-UA_CO_00001 | N-1 TIE 400 kV Rosiori-Mukacevo | [RO-RS] [OPP] TIE 400 kV Portile de Fier-Djerdap | RPDFE41 XPF_DJ11 1 | 1509 | 1570 | -61 | 96 | -1078 | AC
RO-RS_CO_00003 | N-1 TIE 400 kV Resita-Pancevo c2 | [RO-RS] [OPP] TIE 400 kV Portile de Fier-Djerdap | RPDFE41 XPF_DJ11 1 | 1508 | 1570 | -62 | 96 | -1077 | AC
RO-RS_CO_00004 | N-1 TIE 400 kV Resita-Pancevo c1 | [RO-RS] [OPP] TIE 400 kV Portile de Fier-Djerdap | RPDFE41 XPF_DJ11 1 | 1508 | 1570 | -62 | 96 | -1077 | AC
RO-HU_CO_00001 | N-1 TIE 400 kV Arad-Sandorfalva | [RO-RS] [OPP] TIE 400 kV Portile de Fier-Djerdap | RPDFE41 XPF_DJ11 1 | 1486 | 1570 | -84 | 95 | -1063 | AC
RO_CO_00002 | N-1 OHL 400 kV Mintia-Arad | [RO-RS] [OPP] TIE 400 kV Portile de Fier-Djerdap | RPDFE41 XPF_DJ11 1 | 1474 | 1570 | -96 | 94 | -1054 | AC
RO_CO_00009 | N-1 OHL 400 kV Iernut-Sibiu Sud | [RO-RO] [DIR] TRA 400/220 kV AT Rosiori | RROS241 RROSI22 2 | 934 | 999 | -65 | 94 | 354 | AC
RO-HU_CO_00002 | N-1 TIE 400 kV Nadab-Bekescsaba | [RO-RS] [OPP] TIE 400 kV Portile de Fier-Djerdap | RPDFE41 XPF_DJ11 1 | 1459 | 1570 | -111 | 93 | -1044 | AC
RO_CO_00027 | N-1 TRA 400/220 kV AT3 Arad | [RO-RS] [OPP] TIE 400 kV Portile de Fier-Djerdap | RPDFE41 XPF_DJ11 1 | 1447 | 1570 | -123 | 92 | -1036 | AC
Base case | Base case | [RO-RO] [DIR] TRA 400/220 kV AT Rosiori | RROS241 RROSI22 2 | 918 | 999 | -81 | 92 | 348 | AC
Base case | Base case | [RO-RS] [OPP] TIE 400 kV Portile de Fier-Djerdap | RPDFE41 XPF_DJ11 1 | 1432 | 1570 | -138 | 91 | -1025 | AC
BG_RO_CO_00002 | N-1 TIE 400 kV TINTARENI-KOZLODUI 2 | [BG-RO] [OPP] TIE 400 kV TINTARENI-KOZLODUI 1 | XKO_TI11 VAECKO11 1 | 1670 | 1890 | -220 | 88 | 1183 | AC
BG_RO_CO_00001 | N-1 TIE 400 kV TINTARENI-KOZLODUI 1 | [BG-RO] [OPP] TIE 400 kV TINTARENI-KOZLODUI 2 | XKO_TI12 VAECKO11 1 | 1670 | 1890 | -220 | 88 | 1183 | AC
RO-MD_CO_00001 | N-1 TIE 400 kV Isaccea - Vulcanesti | [RO-RS] [OPP] TIE 400 kV Portile de Fier-Djerdap | RPDFE41 XPF_DJ11 1 | 1377 | 1570 | -193 | 88 | -986 | AC
RO_CO_00001 | N-1 OHL 220 kV Portile de Fier-Resita 1&2 | [RO-RS] [OPP] TIE 400 kV Portile de Fier-Djerdap | RPDFE41 XPF_DJ11 1 | 1376 | 1570 | -194 | 88 | -983 | AC
RO_CO_00029 | N-1 OHL 220 kV Resita-Timisoara 1&2 | [RO-RS] [OPP] TIE 400 kV Portile de Fier-Djerdap | RPDFE41 XPF_DJ11 1 | 1366 | 1570 | -204 | 87 | -979 | AC
RO-BG_CO_00002 | N-1 TIE 400 kV TINTARENI-KOZLODUI 2 | [RO-BG] [OPP] TIE 400 kV TINTARENI-KOZLODUI 1 | RTINTB1 XKO_TI11 1 | 1670 | 1920 | -250 | 87 | -1151 | AC
RO-BG_CO_00001 | N-1 TIE 400 kV TINTARENI-KOZLODUI 1 | [RO-BG] [OPP] TIE 400 kV TINTARENI-KOZLODUI 2 | RTINTB1 XKO_TI12 1 | 1670 | 1920 | -250 | 87 | -1151 | AC
RO_CO_00052 | N-1 OHL 400 kV Sofia Zapad -Nis | [RO-RS] [OPP] TIE 400 kV Portile de Fier-Djerdap | RPDFE41 XPF_DJ11 1 | 1315 | 1570 | -255 | 84 | -941 | AC