## 0030
Detailed results
Generated at: | 14/07/2026 21:22:07
Business day: | 2026-07-16
Horizon: | 2DA
Timestamp | 00:30
Border & direction: | North-Greece Exporting
Remedial actions | False
Margin satisfied | True
Final step | Margin Calculation
TTC [MW]: | 3490.14
Loading threshold | 0.7
Limiting CNEC | N-1 TIE 400 kV Thessaloniki - Dubrovo/[GR-MK] [OPP] TIE 400 kV Meliti - Bitola
Applied RAs
Non Costly RAO
CO ID | RA ID | Name of the RA | Usage | Type | Location | Status | Details
Costly RAO
RA RD ID | TSO | Generator Name | Minimum Power [MW] | Maximum Power [MW] | RDP- | RDP+ | P [MW] before RAO | P [MW] after RAO | P0 [MW] | Plimit+ [MW] | Plimit- [MW] | Started up | Shutdown
Non Costly Reduction
CO ID | RA ID | Name of the RA | Usage | Type | Location | Status | Details
Limiting CNECs
CO ID | Name of the CO | Name of the CNE | CNE UCTE branch | Calculated I (A) | I max (PATL) | Margin (A) | Loading (%) | Flow [MW] | LF type
GR_MK_CO_00002 | N-1 TIE 400 kV Thessaloniki - Dubrovo | [GR-MK] [OPP] TIE 400 kV Meliti - Bitola | XFL_BI11 GMELIT11 1 | 1590 | 1587 | 3 | 100 | 1134 | AC
GR_AL_CO_00001 | N-1 TIE 400 kV Kardia - Zemblak / N-1 TIE 150 kV Mourtos - Bistrica | [GR-MK] [OPP] TIE 400 kV Meliti - Bitola | XFL_BI11 GMELIT11 1 | 1581 | 1587 | -6 | 100 | 1127 | AC
AL_CO_00002 | N-1 OHL 400 kV Elbasan 3 - Zemblak | [GR-MK] [OPP] TIE 400 kV Meliti - Bitola | XFL_BI11 GMELIT11 1 | 1477 | 1587 | -110 | 93 | 1053 | AC
GR_CO_00006 | N-1 OHL 400 kV Komotini - Nea Santa ck. 1&2 | [GR-MK] [OPP] TIE 400 kV Meliti - Bitola | XFL_BI11 GMELIT11 1 | 1399 | 1587 | -188 | 88 | 996 | AC
GR_CO_00003 | N-1 OHL 400 kV Meliti - Amideo ck. 1&2 | [GR-MK] [OPP] TIE 400 kV Thessaloniki - Dubrovo | XTH_DU11 GTHESS11 1 | 1399 | 1587 | -188 | 88 | 989 | AC
GR_MK_CO_00001 | N-1 TIE 400 kV Meliti - Bitola | [GR-MK] [OPP] TIE 400 kV Thessaloniki - Dubrovo | XTH_DU11 GTHESS11 1 | 1398 | 1587 | -189 | 88 | 988 | AC
GR_CO_00007 | N-1 OHL 400 kV Thessaloniki - Agios Dimitrios ck. 1&2 | [GR-MK] [OPP] TIE 400 kV Meliti - Bitola | XFL_BI11 GMELIT11 1 | 1351 | 1587 | -236 | 85 | 962 | AC
GR_BG_CO_00001 | N-1 TIE 400 kV Lagadas - Blagoevgrad | [GR-MK] [OPP] TIE 400 kV Meliti - Bitola | XFL_BI11 GMELIT11 1 | 1329 | 1587 | -258 | 84 | 949 | AC
GR_CO_00004 | N-1 OHL 400 kV Amideo - Lagadas ck. 1&2 | [GR-MK] [OPP] TIE 400 kV Meliti - Bitola | XFL_BI11 GMELIT11 1 | 1308 | 1587 | -279 | 82 | 933 | AC
GR_IT_CO_00001 | N-1 TIE 400 kV Arachthos - Galatina | [GR-MK] [OPP] TIE 400 kV Meliti - Bitola | XFL_BI11 GMELIT11 1 | 1274 | 1587 | -313 | 80 | 909 | AC
GR_BG_CO_00002 | N-1 TIE 400 kV Nea Santa - Maritsa Iztok | [GR-MK] [OPP] TIE 400 kV Meliti - Bitola | XFL_BI11 GMELIT11 1 | 1272 | 1600 | -328 | 79 | 907 | AC
BG-CO_00001 | N-1 OHL 400 kV Chervena Mogila - Blagoevgrad ck. 1&2 | [GR-MK] [OPP] TIE 400 kV Meliti - Bitola | XFL_BI11 GMELIT11 1 | 1256 | 1587 | -331 | 79 | 896 | AC
AL_CO_00001 | N-1 OHL 400 kV Elbasan 3 - Tirana 2 | [GR-MK] [OPP] TIE 400 kV Meliti - Bitola | XFL_BI11 GMELIT11 1 | 1245 | 1587 | -342 | 78 | 889 | AC
GR_TR_CO_00001 | N-1 TIE 400 kV Nea Santa - Babaeski | [GR-MK] [OPP] TIE 400 kV Meliti - Bitola | XFL_BI11 GMELIT11 1 | 1233 | 1587 | -354 | 78 | 880 | AC
BG-CO_00013 | N-1 OHL 400 kV Maritsa Iztok - Plovdiv ck. 1&2 | [GR-MK] [OPP] TIE 400 kV Meliti - Bitola | XFL_BI11 GMELIT11 1 | 1219 | 1587 | -368 | 77 | 870 | AC
AL_ME_CO_00001 | N-1 TIE 400 kV Tirana 2 – Podgorica 2 | [GR-MK] [OPP] TIE 400 kV Meliti - Bitola | XFL_BI11 GMELIT11 1 | 1215 | 1587 | -372 | 77 | 868 | AC
KS_CO_00001 | N-1 OHL 400 kV Kosovo B - Urosevac | [GR-MK] [OPP] TIE 400 kV Meliti - Bitola | XFL_BI11 GMELIT11 1 | 1207 | 1587 | -380 | 76 | 861 | AC
TR_BG_CO_00002 | N-1 TIE 400 kV Maritsa 3 - Hamitabat 2 | [GR-MK] [OPP] TIE 400 kV Meliti - Bitola | XFL_BI11 GMELIT11 1 | 1205 | 1587 | -382 | 76 | 860 | AC
TR_CO_00001 | N-1 OHL 400 kV Habitabat NGCC - Babaeski | [GR-MK] [OPP] TIE 400 kV Meliti - Bitola | XFL_BI11 GMELIT11 1 | 1203 | 1587 | -384 | 76 | 859 | AC
BG-CO_00018 | N-1 OHL 400 kV Burgas- Maritsa Iztok 2 | [GR-MK] [OPP] TIE 400 kV Meliti - Bitola | XFL_BI11 GMELIT11 1 | 1202 | 1587 | -385 | 76 | 858 | AC
TR_BG_CO_00001 | N-1 TIE 400 kV Maritsa 3 - Hamitabat 1 | [GR-MK] [OPP] TIE 400 kV Meliti - Bitola | XFL_BI11 GMELIT11 1 | 1201 | 1587 | -386 | 76 | 858 | AC
BG-CO_00012 | N-1 OHL 400 kV Varna - Burgas ck. 1&2 | [GR-MK] [OPP] TIE 400 kV Meliti - Bitola | XFL_BI11 GMELIT11 1 | 1201 | 1587 | -386 | 76 | 857 | AC
RS_BG_CO_00001 | N-1 TIE 400 kV Sofia Zapad - Nis | [GR-MK] [OPP] TIE 400 kV Meliti - Bitola | XFL_BI11 GMELIT11 1 | 1200 | 1587 | -387 | 76 | 857 | AC
BG-CO_00019 | N-1 OHL 400 kV Maritsa Iztok 2 - Maritsa Iztok 3 | [GR-MK] [OPP] TIE 400 kV Meliti - Bitola | XFL_BI11 GMELIT11 1 | 1198 | 1587 | -389 | 75 | 855 | AC
RS_KS_CO_00002 | N-1 TIE 400 kV Kosovo B - Nis 2 | [GR-MK] [OPP] TIE 400 kV Meliti - Bitola | XFL_BI11 GMELIT11 1 | 1198 | 1587 | -389 | 75 | 855 | AC
BG-CO_00017 | N-1 OHL 400 kV Kozloduy - Sofia Zapad ck. 1&2 | [GR-MK] [OPP] TIE 400 kV Meliti - Bitola | XFL_BI11 GMELIT11 1 | 1197 | 1587 | -390 | 75 | 854 | AC
BG-CO_00020 | N-1 OHL 400 kV Maritsa Iztok - Maritsa Iztok 3 ck. 1&2 | [GR-MK] [OPP] TIE 400 kV Meliti - Bitola | XFL_BI11 GMELIT11 1 | 1196 | 1587 | -391 | 75 | 854 | AC
GR_CO_00001 | N-1 OHL 400 kV Filippoi - Komotini ck. 1&2 | [GR-MK] [OPP] TIE 400 kV Meliti - Bitola | XFL_BI11 GMELIT11 1 | 1195 | 1587 | -392 | 75 | 852 | AC
GR_CO_00009 | N-1 OHL 400 kV Filippoi - Lagadas ck. 3 | [GR-MK] [OPP] TIE 400 kV Meliti - Bitola | XFL_BI11 GMELIT11 1 | 1195 | 1587 | -392 | 75 | 852 | AC
BG-CO_00002 | N-1 OHL 400 kV Sofia Zapad - Chervena Mogila ck. 1&2 | [GR-MK] [OPP] TIE 400 kV Meliti - Bitola | XFL_BI11 GMELIT11 1 | 1195 | 1587 | -392 | 75 | 853 | AC
Base case | Base case | [GR-MK] [OPP] TIE 400 kV Meliti - Bitola | XFL_BI11 GMELIT11 1 | 1194 | 1587 | -392 | 75 | 853 | AC
GR_CO_00002 | N-1 OHL 400 kV Filippoi - Lagadas ck. 1&2 | [GR-MK] [OPP] TIE 400 kV Meliti - Bitola | XFL_BI11 GMELIT11 1 | 1194 | 1587 | -393 | 75 | 851 | AC
RS_CO_00004 | N-1 OHL 400 kV Nis 2 - Leskovac 2 | [GR-MK] [OPP] TIE 400 kV Meliti - Bitola | XFL_BI11 GMELIT11 1 | 1192 | 1587 | -395 | 75 | 851 | AC
KS_ME_CO_00001 | N-1 TIE 400 kV Pec 3 - Ribarevina | [GR-MK] [OPP] TIE 400 kV Meliti - Bitola | XFL_BI11 GMELIT11 1 | 1188 | 1587 | -399 | 75 | 848 | AC
BG-CO_00005 | N-1 OHL 400 kV Vetren - Chervena Mogila | [GR-MK] [OPP] TIE 400 kV Meliti - Bitola | XFL_BI11 GMELIT11 1 | 1187 | 1587 | -400 | 75 | 848 | AC
BG-CO_00006 | N-1 OHL 400 kV Plovdiv - Vetren | [GR-MK] [OPP] TIE 400 kV Meliti - Bitola | XFL_BI11 GMELIT11 1 | 1187 | 1587 | -400 | 75 | 848 | AC
RS_CO_00003 | N-1 OHL 400 kV Vranje 4 - Leskovac 2 | [GR-MK] [OPP] TIE 400 kV Meliti - Bitola | XFL_BI11 GMELIT11 1 | 1185 | 1587 | -402 | 75 | 846 | AC
RS_MK_CO_00001 | N-1 TIE 400 kV Vranje 4 - Stip | [GR-MK] [OPP] TIE 400 kV Meliti - Bitola | XFL_BI11 GMELIT11 1 | 1181 | 1587 | -406 | 74 | 843 | AC
MK_BG_CO_00001 | N-1 TIE 400 kV Chervena Mogila - Stip | [GR-MK] [OPP] TIE 400 kV Meliti - Bitola | XFL_BI11 GMELIT11 1 | 1178 | 1587 | -409 | 74 | 841 | AC
GR_CO_00005 | N-1 OHL 400 kV Thessaloniki - Lagadas ck. 1&2 | [GR-MK] [OPP] TIE 400 kV Meliti - Bitola | XFL_BI11 GMELIT11 1 | 1170 | 1587 | -417 | 74 | 834 | AC
MK_AL_CO_00001 | N-1 TIE 400 kV Skopje 5 - Urosevac / N-1 TIE 150 kV Mourtos - Bistrica | [GR-MK] [OPP] TIE 400 kV Meliti - Bitola | XFL_BI11 GMELIT11 1 | 1163 | 1587 | -424 | 73 | 829 | AC
MK_KS_CO_00001 | N-1 TIE 400 kV Skopje 5 - Urosevac | [GR-MK] [OPP] TIE 400 kV Meliti - Bitola | XFL_BI11 GMELIT11 1 | 1154 | 1587 | -433 | 73 | 823 | AC
GR_TR_CO_00001 | N-1 TIE 400 kV Nea Santa - Babaeski | [GR-BG] [OPP] TIE 400 kV Nea Santa - Maritsa Iztok | XMI_NS11 GNSANT15 1 | 1150 | 1600 | -450 | 72 | 824 | AC
GR_MK_CO_00001 | N-1 TIE 400 kV Meliti - Bitola | [GR-AL] [OPP] TIE 400 kV Kardia - Zemblak | XZE_KA11 GKARDI13 1 | 1140 | 1587 | -447 | 72 | 806 | AC
GR_CO_00003 | N-1 OHL 400 kV Meliti - Amideo ck. 1&2 | [GR-AL] [OPP] TIE 400 kV Kardia - Zemblak | XZE_KA11 GKARDI13 1 | 1140 | 1587 | -447 | 72 | 806 | AC
GR_CO_00010 | N-1 OHL 400 kV Amideo - Ptolemaida / N-1 OHL 400 kV Amideo - Vermio | [GR-AL] [OPP] TIE 400 kV Kardia - Zemblak | XZE_KA11 GKARDI13 1 | 1138 | 1587 | -449 | 72 | 804 | AC
MK_CO_00002 | N-1 OHL 400 kV Dubrovo - Stip | [GR-MK] [OPP] TIE 400 kV Meliti - Bitola | XFL_BI11 GMELIT11 1 | 1112 | 1587 | -475 | 70 | 794 | AC

## 0130
Detailed results
Generated at: | 14/07/2026 21:22:07
Business day: | 2026-07-16
Horizon: | 2DA
Timestamp | 01:30
Border & direction: | North-Greece Exporting
Remedial actions | False
Margin satisfied | True
Final step | Margin Calculation
TTC [MW]: | 3462.69
Loading threshold | 0.7
Limiting CNEC | N-1 TIE 400 kV Kardia - Zemblak / N-1 TIE 150 kV Mourtos - Bistrica/[GR-MK] [OPP] TIE 400 kV Meliti - Bitola
Applied RAs
Non Costly RAO
CO ID | RA ID | Name of the RA | Usage | Type | Location | Status | Details
Costly RAO
RA RD ID | TSO | Generator Name | Minimum Power [MW] | Maximum Power [MW] | RDP- | RDP+ | P [MW] before RAO | P [MW] after RAO | P0 [MW] | Plimit+ [MW] | Plimit- [MW] | Started up | Shutdown
Non Costly Reduction
CO ID | RA ID | Name of the RA | Usage | Type | Location | Status | Details
Limiting CNECs
CO ID | Name of the CO | Name of the CNE | CNE UCTE branch | Calculated I (A) | I max (PATL) | Margin (A) | Loading (%) | Flow [MW] | LF type
GR_AL_CO_00001 | N-1 TIE 400 kV Kardia - Zemblak / N-1 TIE 150 kV Mourtos - Bistrica | [GR-MK] [OPP] TIE 400 kV Meliti - Bitola | XFL_BI11 GMELIT11 1 | 1588 | 1587 | 1 | 100 | 1131 | AC
GR_MK_CO_00002 | N-1 TIE 400 kV Thessaloniki - Dubrovo | [GR-MK] [OPP] TIE 400 kV Meliti - Bitola | XFL_BI11 GMELIT11 1 | 1576 | 1587 | -11 | 99 | 1125 | AC
AL_CO_00002 | N-1 OHL 400 kV Elbasan 3 - Zemblak | [GR-MK] [OPP] TIE 400 kV Meliti - Bitola | XFL_BI11 GMELIT11 1 | 1481 | 1587 | -106 | 93 | 1057 | AC
GR_CO_00003 | N-1 OHL 400 kV Meliti - Amideo ck. 1&2 | [GR-MK] [OPP] TIE 400 kV Thessaloniki - Dubrovo | XTH_DU11 GTHESS11 1 | 1387 | 1587 | -200 | 87 | 981 | AC
GR_MK_CO_00001 | N-1 TIE 400 kV Meliti - Bitola | [GR-MK] [OPP] TIE 400 kV Thessaloniki - Dubrovo | XTH_DU11 GTHESS11 1 | 1386 | 1587 | -201 | 87 | 981 | AC
GR_CO_00006 | N-1 OHL 400 kV Komotini - Nea Santa ck. 1&2 | [GR-MK] [OPP] TIE 400 kV Meliti - Bitola | XFL_BI11 GMELIT11 1 | 1384 | 1587 | -203 | 87 | 986 | AC
GR_CO_00007 | N-1 OHL 400 kV Thessaloniki - Agios Dimitrios ck. 1&2 | [GR-MK] [OPP] TIE 400 kV Meliti - Bitola | XFL_BI11 GMELIT11 1 | 1335 | 1587 | -252 | 84 | 951 | AC
GR_BG_CO_00001 | N-1 TIE 400 kV Lagadas - Blagoevgrad | [GR-MK] [OPP] TIE 400 kV Meliti - Bitola | XFL_BI11 GMELIT11 1 | 1313 | 1587 | -274 | 83 | 937 | AC
GR_CO_00004 | N-1 OHL 400 kV Amideo - Lagadas ck. 1&2 | [GR-MK] [OPP] TIE 400 kV Meliti - Bitola | XFL_BI11 GMELIT11 1 | 1292 | 1587 | -295 | 81 | 921 | AC
GR_IT_CO_00001 | N-1 TIE 400 kV Arachthos - Galatina | [GR-MK] [OPP] TIE 400 kV Meliti - Bitola | XFL_BI11 GMELIT11 1 | 1264 | 1587 | -323 | 80 | 902 | AC
GR_BG_CO_00002 | N-1 TIE 400 kV Nea Santa - Maritsa Iztok | [GR-MK] [OPP] TIE 400 kV Meliti - Bitola | XFL_BI11 GMELIT11 1 | 1259 | 1600 | -341 | 79 | 898 | AC
BG-CO_00001 | N-1 OHL 400 kV Chervena Mogila - Blagoevgrad ck. 1&2 | [GR-MK] [OPP] TIE 400 kV Meliti - Bitola | XFL_BI11 GMELIT11 1 | 1242 | 1587 | -345 | 78 | 887 | AC
AL_CO_00001 | N-1 OHL 400 kV Elbasan 3 - Tirana 2 | [GR-MK] [OPP] TIE 400 kV Meliti - Bitola | XFL_BI11 GMELIT11 1 | 1237 | 1587 | -350 | 78 | 883 | AC
GR_TR_CO_00001 | N-1 TIE 400 kV Nea Santa - Babaeski | [GR-MK] [OPP] TIE 400 kV Meliti - Bitola | XFL_BI11 GMELIT11 1 | 1221 | 1587 | -366 | 77 | 872 | AC
BG-CO_00013 | N-1 OHL 400 kV Maritsa Iztok - Plovdiv ck. 1&2 | [GR-MK] [OPP] TIE 400 kV Meliti - Bitola | XFL_BI11 GMELIT11 1 | 1208 | 1587 | -379 | 76 | 862 | AC
AL_ME_CO_00001 | N-1 TIE 400 kV Tirana 2 – Podgorica 2 | [GR-MK] [OPP] TIE 400 kV Meliti - Bitola | XFL_BI11 GMELIT11 1 | 1206 | 1587 | -381 | 76 | 861 | AC
TR_BG_CO_00002 | N-1 TIE 400 kV Maritsa 3 - Hamitabat 2 | [GR-MK] [OPP] TIE 400 kV Meliti - Bitola | XFL_BI11 GMELIT11 1 | 1194 | 1587 | -393 | 75 | 852 | AC
TR_CO_00001 | N-1 OHL 400 kV Habitabat NGCC - Babaeski | [GR-MK] [OPP] TIE 400 kV Meliti - Bitola | XFL_BI11 GMELIT11 1 | 1192 | 1587 | -395 | 75 | 851 | AC
BG-CO_00018 | N-1 OHL 400 kV Burgas- Maritsa Iztok 2 | [GR-MK] [OPP] TIE 400 kV Meliti - Bitola | XFL_BI11 GMELIT11 1 | 1191 | 1587 | -396 | 75 | 850 | AC
RS_BG_CO_00001 | N-1 TIE 400 kV Sofia Zapad - Nis | [GR-MK] [OPP] TIE 400 kV Meliti - Bitola | XFL_BI11 GMELIT11 1 | 1191 | 1587 | -396 | 75 | 850 | AC
TR_BG_CO_00001 | N-1 TIE 400 kV Maritsa 3 - Hamitabat 1 | [GR-MK] [OPP] TIE 400 kV Meliti - Bitola | XFL_BI11 GMELIT11 1 | 1191 | 1587 | -396 | 75 | 850 | AC
RS_KS_CO_00002 | N-1 TIE 400 kV Kosovo B - Nis 2 | [GR-MK] [OPP] TIE 400 kV Meliti - Bitola | XFL_BI11 GMELIT11 1 | 1190 | 1587 | -397 | 75 | 850 | AC
BG-CO_00012 | N-1 OHL 400 kV Varna - Burgas ck. 1&2 | [GR-MK] [OPP] TIE 400 kV Meliti - Bitola | XFL_BI11 GMELIT11 1 | 1190 | 1587 | -397 | 75 | 849 | AC
KS_CO_00001 | N-1 OHL 400 kV Kosovo B - Urosevac | [GR-MK] [OPP] TIE 400 kV Meliti - Bitola | XFL_BI11 GMELIT11 1 | 1189 | 1587 | -398 | 75 | 849 | AC
BG-CO_00019 | N-1 OHL 400 kV Maritsa Iztok 2 - Maritsa Iztok 3 | [GR-MK] [OPP] TIE 400 kV Meliti - Bitola | XFL_BI11 GMELIT11 1 | 1187 | 1587 | -400 | 75 | 848 | AC
BG-CO_00017 | N-1 OHL 400 kV Kozloduy - Sofia Zapad ck. 1&2 | [GR-MK] [OPP] TIE 400 kV Meliti - Bitola | XFL_BI11 GMELIT11 1 | 1186 | 1587 | -401 | 75 | 847 | AC
BG-CO_00020 | N-1 OHL 400 kV Maritsa Iztok - Maritsa Iztok 3 ck. 1&2 | [GR-MK] [OPP] TIE 400 kV Meliti - Bitola | XFL_BI11 GMELIT11 1 | 1186 | 1587 | -401 | 75 | 846 | AC
Base case | Base case | [GR-MK] [OPP] TIE 400 kV Meliti - Bitola | XFL_BI11 GMELIT11 1 | 1184 | 1587 | -403 | 75 | 845 | AC
GR_CO_00009 | N-1 OHL 400 kV Filippoi - Lagadas ck. 3 | [GR-MK] [OPP] TIE 400 kV Meliti - Bitola | XFL_BI11 GMELIT11 1 | 1184 | 1587 | -403 | 75 | 845 | AC
BG-CO_00002 | N-1 OHL 400 kV Sofia Zapad - Chervena Mogila ck. 1&2 | [GR-MK] [OPP] TIE 400 kV Meliti - Bitola | XFL_BI11 GMELIT11 1 | 1184 | 1587 | -403 | 75 | 845 | AC
GR_CO_00002 | N-1 OHL 400 kV Filippoi - Lagadas ck. 1&2 | [GR-MK] [OPP] TIE 400 kV Meliti - Bitola | XFL_BI11 GMELIT11 1 | 1183 | 1587 | -404 | 75 | 843 | AC
RS_CO_00004 | N-1 OHL 400 kV Nis 2 - Leskovac 2 | [GR-MK] [OPP] TIE 400 kV Meliti - Bitola | XFL_BI11 GMELIT11 1 | 1181 | 1587 | -406 | 74 | 843 | AC
GR_CO_00001 | N-1 OHL 400 kV Filippoi - Komotini ck. 1&2 | [GR-MK] [OPP] TIE 400 kV Meliti - Bitola | XFL_BI11 GMELIT11 1 | 1181 | 1587 | -406 | 74 | 841 | AC
GR_MK_CO_00001 | N-1 TIE 400 kV Meliti - Bitola | [GR-AL] [OPP] TIE 400 kV Kardia - Zemblak | XZE_KA11 GKARDI13 1 | 1181 | 1587 | -406 | 74 | 835 | AC
GR_CO_00003 | N-1 OHL 400 kV Meliti - Amideo ck. 1&2 | [GR-AL] [OPP] TIE 400 kV Kardia - Zemblak | XZE_KA11 GKARDI13 1 | 1180 | 1587 | -407 | 74 | 835 | AC
BG-CO_00005 | N-1 OHL 400 kV Vetren - Chervena Mogila | [GR-MK] [OPP] TIE 400 kV Meliti - Bitola | XFL_BI11 GMELIT11 1 | 1177 | 1587 | -410 | 74 | 840 | AC
BG-CO_00006 | N-1 OHL 400 kV Plovdiv - Vetren | [GR-MK] [OPP] TIE 400 kV Meliti - Bitola | XFL_BI11 GMELIT11 1 | 1177 | 1587 | -410 | 74 | 840 | AC
GR_CO_00010 | N-1 OHL 400 kV Amideo - Ptolemaida / N-1 OHL 400 kV Amideo - Vermio | [GR-AL] [OPP] TIE 400 kV Kardia - Zemblak | XZE_KA11 GKARDI13 1 | 1177 | 1587 | -410 | 74 | 831 | AC
RS_CO_00003 | N-1 OHL 400 kV Vranje 4 - Leskovac 2 | [GR-MK] [OPP] TIE 400 kV Meliti - Bitola | XFL_BI11 GMELIT11 1 | 1175 | 1587 | -412 | 74 | 839 | AC
RS_MK_CO_00001 | N-1 TIE 400 kV Vranje 4 - Stip | [GR-MK] [OPP] TIE 400 kV Meliti - Bitola | XFL_BI11 GMELIT11 1 | 1173 | 1587 | -414 | 74 | 837 | AC
MK_BG_CO_00001 | N-1 TIE 400 kV Chervena Mogila - Stip | [GR-MK] [OPP] TIE 400 kV Meliti - Bitola | XFL_BI11 GMELIT11 1 | 1173 | 1587 | -414 | 74 | 837 | AC
KS_ME_CO_00001 | N-1 TIE 400 kV Pec 3 - Ribarevina | [GR-MK] [OPP] TIE 400 kV Meliti - Bitola | XFL_BI11 GMELIT11 1 | 1168 | 1587 | -419 | 74 | 834 | AC
GR_CO_00005 | N-1 OHL 400 kV Thessaloniki - Lagadas ck. 1&2 | [GR-MK] [OPP] TIE 400 kV Meliti - Bitola | XFL_BI11 GMELIT11 1 | 1162 | 1587 | -425 | 73 | 829 | AC
MK_AL_CO_00001 | N-1 TIE 400 kV Skopje 5 - Urosevac / N-1 TIE 150 kV Mourtos - Bistrica | [GR-MK] [OPP] TIE 400 kV Meliti - Bitola | XFL_BI11 GMELIT11 1 | 1149 | 1587 | -438 | 72 | 819 | AC
MK_KS_CO_00001 | N-1 TIE 400 kV Skopje 5 - Urosevac | [GR-MK] [OPP] TIE 400 kV Meliti - Bitola | XFL_BI11 GMELIT11 1 | 1139 | 1587 | -448 | 72 | 812 | AC

## 0230
Detailed results
Generated at: | 14/07/2026 21:22:07
Business day: | 2026-07-16
Horizon: | 2DA
Timestamp | 02:30
Border & direction: | North-Greece Exporting
Remedial actions | False
Margin satisfied | True
Final step | Margin Calculation
TTC [MW]: | 3345.36
Loading threshold | 0.7
Limiting CNEC | N-1 TIE 400 kV Kardia - Zemblak / N-1 TIE 150 kV Mourtos - Bistrica/[GR-MK] [OPP] TIE 400 kV Meliti - Bitola
Applied RAs
Non Costly RAO
CO ID | RA ID | Name of the RA | Usage | Type | Location | Status | Details
Costly RAO
RA RD ID | TSO | Generator Name | Minimum Power [MW] | Maximum Power [MW] | RDP- | RDP+ | P [MW] before RAO | P [MW] after RAO | P0 [MW] | Plimit+ [MW] | Plimit- [MW] | Started up | Shutdown
Non Costly Reduction
CO ID | RA ID | Name of the RA | Usage | Type | Location | Status | Details
Limiting CNECs
CO ID | Name of the CO | Name of the CNE | CNE UCTE branch | Calculated I (A) | I max (PATL) | Margin (A) | Loading (%) | Flow [MW] | LF type
GR_AL_CO_00001 | N-1 TIE 400 kV Kardia - Zemblak / N-1 TIE 150 kV Mourtos - Bistrica | [GR-MK] [OPP] TIE 400 kV Meliti - Bitola | XFL_BI11 GMELIT11 1 | 1587 | 1587 | 0 | 100 | 1131 | AC
GR_MK_CO_00002 | N-1 TIE 400 kV Thessaloniki - Dubrovo | [GR-MK] [OPP] TIE 400 kV Meliti - Bitola | XFL_BI11 GMELIT11 1 | 1548 | 1587 | -39 | 98 | 1104 | AC
AL_CO_00002 | N-1 OHL 400 kV Elbasan 3 - Zemblak | [GR-MK] [OPP] TIE 400 kV Meliti - Bitola | XFL_BI11 GMELIT11 1 | 1475 | 1587 | -112 | 93 | 1052 | AC
GR_CO_00006 | N-1 OHL 400 kV Komotini - Nea Santa ck. 1&2 | [GR-MK] [OPP] TIE 400 kV Meliti - Bitola | XFL_BI11 GMELIT11 1 | 1368 | 1587 | -219 | 86 | 974 | AC
GR_CO_00007 | N-1 OHL 400 kV Thessaloniki - Agios Dimitrios ck. 1&2 | [GR-MK] [OPP] TIE 400 kV Meliti - Bitola | XFL_BI11 GMELIT11 1 | 1352 | 1587 | -235 | 85 | 961 | AC
GR_CO_00003 | N-1 OHL 400 kV Meliti - Amideo ck. 1&2 | [GR-MK] [OPP] TIE 400 kV Thessaloniki - Dubrovo | XTH_DU11 GTHESS11 1 | 1341 | 1587 | -246 | 84 | 948 | AC
GR_MK_CO_00001 | N-1 TIE 400 kV Meliti - Bitola | [GR-MK] [OPP] TIE 400 kV Thessaloniki - Dubrovo | XTH_DU11 GTHESS11 1 | 1340 | 1587 | -247 | 84 | 948 | AC
GR_CO_00004 | N-1 OHL 400 kV Amideo - Lagadas ck. 1&2 | [GR-MK] [OPP] TIE 400 kV Meliti - Bitola | XFL_BI11 GMELIT11 1 | 1316 | 1587 | -271 | 83 | 938 | AC
GR_BG_CO_00001 | N-1 TIE 400 kV Lagadas - Blagoevgrad | [GR-MK] [OPP] TIE 400 kV Meliti - Bitola | XFL_BI11 GMELIT11 1 | 1298 | 1587 | -289 | 82 | 926 | AC
GR_IT_CO_00001 | N-1 TIE 400 kV Arachthos - Galatina | [GR-MK] [OPP] TIE 400 kV Meliti - Bitola | XFL_BI11 GMELIT11 1 | 1258 | 1587 | -329 | 79 | 897 | AC
GR_BG_CO_00002 | N-1 TIE 400 kV Nea Santa - Maritsa Iztok | [GR-MK] [OPP] TIE 400 kV Meliti - Bitola | XFL_BI11 GMELIT11 1 | 1248 | 1600 | -352 | 78 | 890 | AC
BG-CO_00001 | N-1 OHL 400 kV Chervena Mogila - Blagoevgrad ck. 1&2 | [GR-MK] [OPP] TIE 400 kV Meliti - Bitola | XFL_BI11 GMELIT11 1 | 1230 | 1587 | -357 | 77 | 877 | AC
AL_CO_00001 | N-1 OHL 400 kV Elbasan 3 - Tirana 2 | [GR-MK] [OPP] TIE 400 kV Meliti - Bitola | XFL_BI11 GMELIT11 1 | 1227 | 1587 | -360 | 77 | 876 | AC
GR_TR_CO_00001 | N-1 TIE 400 kV Nea Santa - Babaeski | [GR-MK] [OPP] TIE 400 kV Meliti - Bitola | XFL_BI11 GMELIT11 1 | 1213 | 1587 | -374 | 76 | 865 | AC
BG-CO_00013 | N-1 OHL 400 kV Maritsa Iztok - Plovdiv ck. 1&2 | [GR-MK] [OPP] TIE 400 kV Meliti - Bitola | XFL_BI11 GMELIT11 1 | 1201 | 1587 | -386 | 76 | 857 | AC
AL_ME_CO_00001 | N-1 TIE 400 kV Tirana 2 – Podgorica 2 | [GR-MK] [OPP] TIE 400 kV Meliti - Bitola | XFL_BI11 GMELIT11 1 | 1195 | 1587 | -392 | 75 | 852 | AC
GR_CO_00010 | N-1 OHL 400 kV Amideo - Ptolemaida / N-1 OHL 400 kV Amideo - Vermio | [GR-AL] [OPP] TIE 400 kV Kardia - Zemblak | XZE_KA11 GKARDI13 1 | 1192 | 1587 | -395 | 75 | 842 | AC
KS_CO_00001 | N-1 OHL 400 kV Kosovo B - Urosevac | [GR-MK] [OPP] TIE 400 kV Meliti - Bitola | XFL_BI11 GMELIT11 1 | 1189 | 1587 | -398 | 75 | 848 | AC
TR_BG_CO_00002 | N-1 TIE 400 kV Maritsa 3 - Hamitabat 2 | [GR-MK] [OPP] TIE 400 kV Meliti - Bitola | XFL_BI11 GMELIT11 1 | 1187 | 1587 | -400 | 75 | 847 | AC
TR_CO_00001 | N-1 OHL 400 kV Habitabat NGCC - Babaeski | [GR-MK] [OPP] TIE 400 kV Meliti - Bitola | XFL_BI11 GMELIT11 1 | 1186 | 1587 | -401 | 75 | 846 | AC
BG-CO_00018 | N-1 OHL 400 kV Burgas- Maritsa Iztok 2 | [GR-MK] [OPP] TIE 400 kV Meliti - Bitola | XFL_BI11 GMELIT11 1 | 1185 | 1587 | -402 | 75 | 846 | AC
RS_KS_CO_00002 | N-1 TIE 400 kV Kosovo B - Nis 2 | [GR-MK] [OPP] TIE 400 kV Meliti - Bitola | XFL_BI11 GMELIT11 1 | 1185 | 1587 | -402 | 75 | 845 | AC
TR_BG_CO_00001 | N-1 TIE 400 kV Maritsa 3 - Hamitabat 1 | [GR-MK] [OPP] TIE 400 kV Meliti - Bitola | XFL_BI11 GMELIT11 1 | 1184 | 1587 | -403 | 75 | 845 | AC
GR_CO_00002 | N-1 OHL 400 kV Filippoi - Lagadas ck. 1&2 | [GR-MK] [OPP] TIE 400 kV Meliti - Bitola | XFL_BI11 GMELIT11 1 | 1183 | 1587 | -404 | 75 | 843 | AC
GR_MK_CO_00001 | N-1 TIE 400 kV Meliti - Bitola | [GR-AL] [OPP] TIE 400 kV Kardia - Zemblak | XZE_KA11 GKARDI13 1 | 1183 | 1587 | -404 | 75 | 837 | AC
GR_CO_00003 | N-1 OHL 400 kV Meliti - Amideo ck. 1&2 | [GR-AL] [OPP] TIE 400 kV Kardia - Zemblak | XZE_KA11 GKARDI13 1 | 1183 | 1587 | -404 | 75 | 837 | AC
RS_BG_CO_00001 | N-1 TIE 400 kV Sofia Zapad - Nis | [GR-MK] [OPP] TIE 400 kV Meliti - Bitola | XFL_BI11 GMELIT11 1 | 1182 | 1587 | -405 | 75 | 844 | AC
BG-CO_00012 | N-1 OHL 400 kV Varna - Burgas ck. 1&2 | [GR-MK] [OPP] TIE 400 kV Meliti - Bitola | XFL_BI11 GMELIT11 1 | 1181 | 1587 | -406 | 74 | 843 | AC
BG-CO_00019 | N-1 OHL 400 kV Maritsa Iztok 2 - Maritsa Iztok 3 | [GR-MK] [OPP] TIE 400 kV Meliti - Bitola | XFL_BI11 GMELIT11 1 | 1181 | 1587 | -406 | 74 | 843 | AC
BG-CO_00017 | N-1 OHL 400 kV Kozloduy - Sofia Zapad ck. 1&2 | [GR-MK] [OPP] TIE 400 kV Meliti - Bitola | XFL_BI11 GMELIT11 1 | 1180 | 1587 | -407 | 74 | 842 | AC
GR_CO_00009 | N-1 OHL 400 kV Filippoi - Lagadas ck. 3 | [GR-MK] [OPP] TIE 400 kV Meliti - Bitola | XFL_BI11 GMELIT11 1 | 1180 | 1587 | -407 | 74 | 841 | AC
BG-CO_00020 | N-1 OHL 400 kV Maritsa Iztok - Maritsa Iztok 3 ck. 1&2 | [GR-MK] [OPP] TIE 400 kV Meliti - Bitola | XFL_BI11 GMELIT11 1 | 1180 | 1587 | -407 | 74 | 842 | AC
Base case | Base case | [GR-MK] [OPP] TIE 400 kV Meliti - Bitola | XFL_BI11 GMELIT11 1 | 1178 | 1587 | -409 | 74 | 841 | AC
BG-CO_00002 | N-1 OHL 400 kV Sofia Zapad - Chervena Mogila ck. 1&2 | [GR-MK] [OPP] TIE 400 kV Meliti - Bitola | XFL_BI11 GMELIT11 1 | 1177 | 1587 | -410 | 74 | 840 | AC
RS_CO_00004 | N-1 OHL 400 kV Nis 2 - Leskovac 2 | [GR-MK] [OPP] TIE 400 kV Meliti - Bitola | XFL_BI11 GMELIT11 1 | 1177 | 1587 | -410 | 74 | 839 | AC
RS_CO_00003 | N-1 OHL 400 kV Vranje 4 - Leskovac 2 | [GR-MK] [OPP] TIE 400 kV Meliti - Bitola | XFL_BI11 GMELIT11 1 | 1171 | 1587 | -416 | 74 | 836 | AC
BG-CO_00005 | N-1 OHL 400 kV Vetren - Chervena Mogila | [GR-MK] [OPP] TIE 400 kV Meliti - Bitola | XFL_BI11 GMELIT11 1 | 1171 | 1587 | -416 | 74 | 836 | AC
BG-CO_00006 | N-1 OHL 400 kV Plovdiv - Vetren | [GR-MK] [OPP] TIE 400 kV Meliti - Bitola | XFL_BI11 GMELIT11 1 | 1171 | 1587 | -416 | 74 | 836 | AC
RS_MK_CO_00001 | N-1 TIE 400 kV Vranje 4 - Stip | [GR-MK] [OPP] TIE 400 kV Meliti - Bitola | XFL_BI11 GMELIT11 1 | 1170 | 1587 | -417 | 74 | 835 | AC
MK_BG_CO_00001 | N-1 TIE 400 kV Chervena Mogila - Stip | [GR-MK] [OPP] TIE 400 kV Meliti - Bitola | XFL_BI11 GMELIT11 1 | 1168 | 1587 | -419 | 74 | 833 | AC
GR_CO_00001 | N-1 OHL 400 kV Filippoi - Komotini ck. 1&2 | [GR-MK] [OPP] TIE 400 kV Meliti - Bitola | XFL_BI11 GMELIT11 1 | 1165 | 1587 | -422 | 73 | 829 | AC
KS_ME_CO_00001 | N-1 TIE 400 kV Pec 3 - Ribarevina | [GR-MK] [OPP] TIE 400 kV Meliti - Bitola | XFL_BI11 GMELIT11 1 | 1162 | 1587 | -425 | 73 | 829 | AC
MK_AL_CO_00001 | N-1 TIE 400 kV Skopje 5 - Urosevac / N-1 TIE 150 kV Mourtos - Bistrica | [GR-MK] [OPP] TIE 400 kV Meliti - Bitola | XFL_BI11 GMELIT11 1 | 1161 | 1587 | -426 | 73 | 828 | AC
MK_KS_CO_00001 | N-1 TIE 400 kV Skopje 5 - Urosevac | [GR-MK] [OPP] TIE 400 kV Meliti - Bitola | XFL_BI11 GMELIT11 1 | 1151 | 1587 | -436 | 73 | 820 | AC
GR_CO_00005 | N-1 OHL 400 kV Thessaloniki - Lagadas ck. 1&2 | [GR-MK] [OPP] TIE 400 kV Meliti - Bitola | XFL_BI11 GMELIT11 1 | 1145 | 1587 | -442 | 72 | 816 | AC

## 0330
Detailed results
Generated at: | 14/07/2026 21:22:08
Business day: | 2026-07-16
Horizon: | 2DA
Timestamp | 03:30
Border & direction: | North-Greece Exporting
Remedial actions | False
Margin satisfied | True
Final step | Margin Calculation
TTC [MW]: | 3382.2
Loading threshold | 0.7
Limiting CNEC | N-1 TIE 400 kV Kardia - Zemblak / N-1 TIE 150 kV Mourtos - Bistrica/[GR-MK] [OPP] TIE 400 kV Meliti - Bitola
Applied RAs
Non Costly RAO
CO ID | RA ID | Name of the RA | Usage | Type | Location | Status | Details
Costly RAO
RA RD ID | TSO | Generator Name | Minimum Power [MW] | Maximum Power [MW] | RDP- | RDP+ | P [MW] before RAO | P [MW] after RAO | P0 [MW] | Plimit+ [MW] | Plimit- [MW] | Started up | Shutdown
Non Costly Reduction
CO ID | RA ID | Name of the RA | Usage | Type | Location | Status | Details
Limiting CNECs
CO ID | Name of the CO | Name of the CNE | CNE UCTE branch | Calculated I (A) | I max (PATL) | Margin (A) | Loading (%) | Flow [MW] | LF type
GR_AL_CO_00001 | N-1 TIE 400 kV Kardia - Zemblak / N-1 TIE 150 kV Mourtos - Bistrica | [GR-MK] [OPP] TIE 400 kV Meliti - Bitola | XFL_BI11 GMELIT11 1 | 1589 | 1587 | 2 | 100 | 1132 | AC
GR_MK_CO_00002 | N-1 TIE 400 kV Thessaloniki - Dubrovo | [GR-MK] [OPP] TIE 400 kV Meliti - Bitola | XFL_BI11 GMELIT11 1 | 1549 | 1587 | -38 | 98 | 1105 | AC
AL_CO_00002 | N-1 OHL 400 kV Elbasan 3 - Zemblak | [GR-MK] [OPP] TIE 400 kV Meliti - Bitola | XFL_BI11 GMELIT11 1 | 1476 | 1587 | -111 | 93 | 1052 | AC
GR_CO_00006 | N-1 OHL 400 kV Komotini - Nea Santa ck. 1&2 | [GR-MK] [OPP] TIE 400 kV Meliti - Bitola | XFL_BI11 GMELIT11 1 | 1365 | 1587 | -222 | 86 | 971 | AC
GR_CO_00007 | N-1 OHL 400 kV Thessaloniki - Agios Dimitrios ck. 1&2 | [GR-MK] [OPP] TIE 400 kV Meliti - Bitola | XFL_BI11 GMELIT11 1 | 1348 | 1587 | -239 | 85 | 958 | AC
GR_CO_00003 | N-1 OHL 400 kV Meliti - Amideo ck. 1&2 | [GR-MK] [OPP] TIE 400 kV Thessaloniki - Dubrovo | XTH_DU11 GTHESS11 1 | 1348 | 1587 | -239 | 85 | 952 | AC
GR_MK_CO_00001 | N-1 TIE 400 kV Meliti - Bitola | [GR-MK] [OPP] TIE 400 kV Thessaloniki - Dubrovo | XTH_DU11 GTHESS11 1 | 1346 | 1587 | -241 | 85 | 952 | AC
GR_CO_00004 | N-1 OHL 400 kV Amideo - Lagadas ck. 1&2 | [GR-MK] [OPP] TIE 400 kV Meliti - Bitola | XFL_BI11 GMELIT11 1 | 1308 | 1587 | -279 | 82 | 933 | AC
GR_BG_CO_00001 | N-1 TIE 400 kV Lagadas - Blagoevgrad | [GR-MK] [OPP] TIE 400 kV Meliti - Bitola | XFL_BI11 GMELIT11 1 | 1298 | 1587 | -289 | 82 | 926 | AC
GR_IT_CO_00001 | N-1 TIE 400 kV Arachthos - Galatina | [GR-MK] [OPP] TIE 400 kV Meliti - Bitola | XFL_BI11 GMELIT11 1 | 1255 | 1587 | -332 | 79 | 895 | AC
GR_BG_CO_00002 | N-1 TIE 400 kV Nea Santa - Maritsa Iztok | [GR-MK] [OPP] TIE 400 kV Meliti - Bitola | XFL_BI11 GMELIT11 1 | 1246 | 1600 | -354 | 78 | 889 | AC
BG-CO_00001 | N-1 OHL 400 kV Chervena Mogila - Blagoevgrad ck. 1&2 | [GR-MK] [OPP] TIE 400 kV Meliti - Bitola | XFL_BI11 GMELIT11 1 | 1229 | 1587 | -358 | 77 | 877 | AC
AL_CO_00001 | N-1 OHL 400 kV Elbasan 3 - Tirana 2 | [GR-MK] [OPP] TIE 400 kV Meliti - Bitola | XFL_BI11 GMELIT11 1 | 1226 | 1587 | -361 | 77 | 875 | AC
GR_TR_CO_00001 | N-1 TIE 400 kV Nea Santa - Babaeski | [GR-MK] [OPP] TIE 400 kV Meliti - Bitola | XFL_BI11 GMELIT11 1 | 1210 | 1587 | -377 | 76 | 863 | AC
GR_CO_00010 | N-1 OHL 400 kV Amideo - Ptolemaida / N-1 OHL 400 kV Amideo - Vermio | [GR-AL] [OPP] TIE 400 kV Kardia - Zemblak | XZE_KA11 GKARDI13 1 | 1201 | 1587 | -386 | 76 | 847 | AC
BG-CO_00013 | N-1 OHL 400 kV Maritsa Iztok - Plovdiv ck. 1&2 | [GR-MK] [OPP] TIE 400 kV Meliti - Bitola | XFL_BI11 GMELIT11 1 | 1199 | 1587 | -388 | 76 | 855 | AC
AL_ME_CO_00001 | N-1 TIE 400 kV Tirana 2 – Podgorica 2 | [GR-MK] [OPP] TIE 400 kV Meliti - Bitola | XFL_BI11 GMELIT11 1 | 1196 | 1587 | -391 | 75 | 853 | AC
GR_CO_00003 | N-1 OHL 400 kV Meliti - Amideo ck. 1&2 | [GR-AL] [OPP] TIE 400 kV Kardia - Zemblak | XZE_KA11 GKARDI13 1 | 1191 | 1587 | -396 | 75 | 842 | AC
GR_MK_CO_00001 | N-1 TIE 400 kV Meliti - Bitola | [GR-AL] [OPP] TIE 400 kV Kardia - Zemblak | XZE_KA11 GKARDI13 1 | 1191 | 1587 | -396 | 75 | 842 | AC
TR_BG_CO_00002 | N-1 TIE 400 kV Maritsa 3 - Hamitabat 2 | [GR-MK] [OPP] TIE 400 kV Meliti - Bitola | XFL_BI11 GMELIT11 1 | 1185 | 1587 | -402 | 75 | 845 | AC
TR_CO_00001 | N-1 OHL 400 kV Habitabat NGCC - Babaeski | [GR-MK] [OPP] TIE 400 kV Meliti - Bitola | XFL_BI11 GMELIT11 1 | 1183 | 1587 | -404 | 75 | 844 | AC
BG-CO_00018 | N-1 OHL 400 kV Burgas- Maritsa Iztok 2 | [GR-MK] [OPP] TIE 400 kV Meliti - Bitola | XFL_BI11 GMELIT11 1 | 1182 | 1587 | -405 | 74 | 843 | AC
TR_BG_CO_00001 | N-1 TIE 400 kV Maritsa 3 - Hamitabat 1 | [GR-MK] [OPP] TIE 400 kV Meliti - Bitola | XFL_BI11 GMELIT11 1 | 1182 | 1587 | -405 | 74 | 843 | AC
RS_KS_CO_00002 | N-1 TIE 400 kV Kosovo B - Nis 2 | [GR-MK] [OPP] TIE 400 kV Meliti - Bitola | XFL_BI11 GMELIT11 1 | 1181 | 1587 | -406 | 74 | 842 | AC
KS_CO_00001 | N-1 OHL 400 kV Kosovo B - Urosevac | [GR-MK] [OPP] TIE 400 kV Meliti - Bitola | XFL_BI11 GMELIT11 1 | 1180 | 1587 | -407 | 74 | 842 | AC
RS_BG_CO_00001 | N-1 TIE 400 kV Sofia Zapad - Nis | [GR-MK] [OPP] TIE 400 kV Meliti - Bitola | XFL_BI11 GMELIT11 1 | 1180 | 1587 | -407 | 74 | 842 | AC
GR_CO_00002 | N-1 OHL 400 kV Filippoi - Lagadas ck. 1&2 | [GR-MK] [OPP] TIE 400 kV Meliti - Bitola | XFL_BI11 GMELIT11 1 | 1180 | 1587 | -407 | 74 | 840 | AC
BG-CO_00012 | N-1 OHL 400 kV Varna - Burgas ck. 1&2 | [GR-MK] [OPP] TIE 400 kV Meliti - Bitola | XFL_BI11 GMELIT11 1 | 1179 | 1587 | -408 | 74 | 841 | AC
BG-CO_00019 | N-1 OHL 400 kV Maritsa Iztok 2 - Maritsa Iztok 3 | [GR-MK] [OPP] TIE 400 kV Meliti - Bitola | XFL_BI11 GMELIT11 1 | 1178 | 1587 | -409 | 74 | 840 | AC
BG-CO_00017 | N-1 OHL 400 kV Kozloduy - Sofia Zapad ck. 1&2 | [GR-MK] [OPP] TIE 400 kV Meliti - Bitola | XFL_BI11 GMELIT11 1 | 1177 | 1587 | -410 | 74 | 840 | AC
BG-CO_00020 | N-1 OHL 400 kV Maritsa Iztok - Maritsa Iztok 3 ck. 1&2 | [GR-MK] [OPP] TIE 400 kV Meliti - Bitola | XFL_BI11 GMELIT11 1 | 1177 | 1587 | -410 | 74 | 839 | AC
GR_CO_00009 | N-1 OHL 400 kV Filippoi - Lagadas ck. 3 | [GR-MK] [OPP] TIE 400 kV Meliti - Bitola | XFL_BI11 GMELIT11 1 | 1177 | 1587 | -410 | 74 | 839 | AC
Base case | Base case | [GR-MK] [OPP] TIE 400 kV Meliti - Bitola | XFL_BI11 GMELIT11 1 | 1175 | 1587 | -412 | 74 | 838 | AC
BG-CO_00002 | N-1 OHL 400 kV Sofia Zapad - Chervena Mogila ck. 1&2 | [GR-MK] [OPP] TIE 400 kV Meliti - Bitola | XFL_BI11 GMELIT11 1 | 1175 | 1587 | -412 | 74 | 838 | AC
RS_CO_00004 | N-1 OHL 400 kV Nis 2 - Leskovac 2 | [GR-MK] [OPP] TIE 400 kV Meliti - Bitola | XFL_BI11 GMELIT11 1 | 1172 | 1587 | -415 | 74 | 836 | AC
BG-CO_00005 | N-1 OHL 400 kV Vetren - Chervena Mogila | [GR-MK] [OPP] TIE 400 kV Meliti - Bitola | XFL_BI11 GMELIT11 1 | 1168 | 1587 | -419 | 74 | 833 | AC
BG-CO_00006 | N-1 OHL 400 kV Plovdiv - Vetren | [GR-MK] [OPP] TIE 400 kV Meliti - Bitola | XFL_BI11 GMELIT11 1 | 1168 | 1587 | -419 | 74 | 833 | AC
RS_CO_00003 | N-1 OHL 400 kV Vranje 4 - Leskovac 2 | [GR-MK] [OPP] TIE 400 kV Meliti - Bitola | XFL_BI11 GMELIT11 1 | 1167 | 1587 | -420 | 74 | 833 | AC
RS_MK_CO_00001 | N-1 TIE 400 kV Vranje 4 - Stip | [GR-MK] [OPP] TIE 400 kV Meliti - Bitola | XFL_BI11 GMELIT11 1 | 1165 | 1587 | -422 | 73 | 832 | AC
MK_BG_CO_00001 | N-1 TIE 400 kV Chervena Mogila - Stip | [GR-MK] [OPP] TIE 400 kV Meliti - Bitola | XFL_BI11 GMELIT11 1 | 1163 | 1587 | -424 | 73 | 829 | AC
GR_CO_00001 | N-1 OHL 400 kV Filippoi - Komotini ck. 1&2 | [GR-MK] [OPP] TIE 400 kV Meliti - Bitola | XFL_BI11 GMELIT11 1 | 1161 | 1587 | -426 | 73 | 826 | AC
KS_ME_CO_00001 | N-1 TIE 400 kV Pec 3 - Ribarevina | [GR-MK] [OPP] TIE 400 kV Meliti - Bitola | XFL_BI11 GMELIT11 1 | 1155 | 1587 | -432 | 73 | 824 | AC
MK_AL_CO_00001 | N-1 TIE 400 kV Skopje 5 - Urosevac / N-1 TIE 150 kV Mourtos - Bistrica | [GR-MK] [OPP] TIE 400 kV Meliti - Bitola | XFL_BI11 GMELIT11 1 | 1152 | 1587 | -435 | 73 | 820 | AC
GR_CO_00005 | N-1 OHL 400 kV Thessaloniki - Lagadas ck. 1&2 | [GR-MK] [OPP] TIE 400 kV Meliti - Bitola | XFL_BI11 GMELIT11 1 | 1141 | 1587 | -446 | 72 | 813 | AC
MK_KS_CO_00001 | N-1 TIE 400 kV Skopje 5 - Urosevac | [GR-MK] [OPP] TIE 400 kV Meliti - Bitola | XFL_BI11 GMELIT11 1 | 1141 | 1587 | -446 | 72 | 812 | AC

## 0430
Detailed results
Generated at: | 14/07/2026 21:22:08
Business day: | 2026-07-16
Horizon: | 2DA
Timestamp | 04:30
Border & direction: | North-Greece Exporting
Remedial actions | False
Margin satisfied | True
Final step | Margin Calculation
TTC [MW]: | 3369.84
Loading threshold | 0.7
Limiting CNEC | N-1 TIE 400 kV Kardia - Zemblak / N-1 TIE 150 kV Mourtos - Bistrica/[GR-MK] [OPP] TIE 400 kV Meliti - Bitola
Applied RAs
Non Costly RAO
CO ID | RA ID | Name of the RA | Usage | Type | Location | Status | Details
Costly RAO
RA RD ID | TSO | Generator Name | Minimum Power [MW] | Maximum Power [MW] | RDP- | RDP+ | P [MW] before RAO | P [MW] after RAO | P0 [MW] | Plimit+ [MW] | Plimit- [MW] | Started up | Shutdown
Non Costly Reduction
CO ID | RA ID | Name of the RA | Usage | Type | Location | Status | Details
Limiting CNECs
CO ID | Name of the CO | Name of the CNE | CNE UCTE branch | Calculated I (A) | I max (PATL) | Margin (A) | Loading (%) | Flow [MW] | LF type
GR_AL_CO_00001 | N-1 TIE 400 kV Kardia - Zemblak / N-1 TIE 150 kV Mourtos - Bistrica | [GR-MK] [OPP] TIE 400 kV Meliti - Bitola | XFL_BI11 GMELIT11 1 | 1588 | 1587 | 1 | 100 | 1132 | AC
GR_MK_CO_00002 | N-1 TIE 400 kV Thessaloniki - Dubrovo | [GR-MK] [OPP] TIE 400 kV Meliti - Bitola | XFL_BI11 GMELIT11 1 | 1551 | 1587 | -36 | 98 | 1107 | AC
AL_CO_00002 | N-1 OHL 400 kV Elbasan 3 - Zemblak | [GR-MK] [OPP] TIE 400 kV Meliti - Bitola | XFL_BI11 GMELIT11 1 | 1477 | 1587 | -110 | 93 | 1053 | AC
GR_CO_00006 | N-1 OHL 400 kV Komotini - Nea Santa ck. 1&2 | [GR-MK] [OPP] TIE 400 kV Meliti - Bitola | XFL_BI11 GMELIT11 1 | 1362 | 1587 | -225 | 86 | 969 | AC
GR_CO_00003 | N-1 OHL 400 kV Meliti - Amideo ck. 1&2 | [GR-MK] [OPP] TIE 400 kV Thessaloniki - Dubrovo | XTH_DU11 GTHESS11 1 | 1348 | 1587 | -239 | 85 | 955 | AC
GR_MK_CO_00001 | N-1 TIE 400 kV Meliti - Bitola | [GR-MK] [OPP] TIE 400 kV Thessaloniki - Dubrovo | XTH_DU11 GTHESS11 1 | 1347 | 1587 | -240 | 85 | 954 | AC
GR_CO_00007 | N-1 OHL 400 kV Thessaloniki - Agios Dimitrios ck. 1&2 | [GR-MK] [OPP] TIE 400 kV Meliti - Bitola | XFL_BI11 GMELIT11 1 | 1344 | 1587 | -243 | 85 | 957 | AC
GR_CO_00004 | N-1 OHL 400 kV Amideo - Lagadas ck. 1&2 | [GR-MK] [OPP] TIE 400 kV Meliti - Bitola | XFL_BI11 GMELIT11 1 | 1304 | 1587 | -283 | 82 | 930 | AC
GR_BG_CO_00001 | N-1 TIE 400 kV Lagadas - Blagoevgrad | [GR-MK] [OPP] TIE 400 kV Meliti - Bitola | XFL_BI11 GMELIT11 1 | 1294 | 1587 | -293 | 82 | 925 | AC
GR_IT_CO_00001 | N-1 TIE 400 kV Arachthos - Galatina | [GR-MK] [OPP] TIE 400 kV Meliti - Bitola | XFL_BI11 GMELIT11 1 | 1256 | 1587 | -331 | 79 | 896 | AC
GR_BG_CO_00002 | N-1 TIE 400 kV Nea Santa - Maritsa Iztok | [GR-MK] [OPP] TIE 400 kV Meliti - Bitola | XFL_BI11 GMELIT11 1 | 1247 | 1600 | -353 | 78 | 890 | AC
AL_CO_00001 | N-1 OHL 400 kV Elbasan 3 - Tirana 2 | [GR-MK] [OPP] TIE 400 kV Meliti - Bitola | XFL_BI11 GMELIT11 1 | 1227 | 1587 | -360 | 77 | 876 | AC
BG-CO_00001 | N-1 OHL 400 kV Chervena Mogila - Blagoevgrad ck. 1&2 | [GR-MK] [OPP] TIE 400 kV Meliti - Bitola | XFL_BI11 GMELIT11 1 | 1227 | 1587 | -360 | 77 | 876 | AC
GR_TR_CO_00001 | N-1 TIE 400 kV Nea Santa - Babaeski | [GR-MK] [OPP] TIE 400 kV Meliti - Bitola | XFL_BI11 GMELIT11 1 | 1216 | 1587 | -371 | 77 | 867 | AC
BG-CO_00013 | N-1 OHL 400 kV Maritsa Iztok - Plovdiv ck. 1&2 | [GR-MK] [OPP] TIE 400 kV Meliti - Bitola | XFL_BI11 GMELIT11 1 | 1202 | 1587 | -385 | 76 | 858 | AC
AL_ME_CO_00001 | N-1 TIE 400 kV Tirana 2 – Podgorica 2 | [GR-MK] [OPP] TIE 400 kV Meliti - Bitola | XFL_BI11 GMELIT11 1 | 1196 | 1587 | -391 | 75 | 854 | AC
GR_CO_00010 | N-1 OHL 400 kV Amideo - Ptolemaida / N-1 OHL 400 kV Amideo - Vermio | [GR-AL] [OPP] TIE 400 kV Kardia - Zemblak | XZE_KA11 GKARDI13 1 | 1195 | 1587 | -392 | 75 | 843 | AC
GR_MK_CO_00001 | N-1 TIE 400 kV Meliti - Bitola | [GR-AL] [OPP] TIE 400 kV Kardia - Zemblak | XZE_KA11 GKARDI13 1 | 1188 | 1587 | -399 | 75 | 840 | AC
GR_CO_00003 | N-1 OHL 400 kV Meliti - Amideo ck. 1&2 | [GR-AL] [OPP] TIE 400 kV Kardia - Zemblak | XZE_KA11 GKARDI13 1 | 1188 | 1587 | -399 | 75 | 840 | AC
KS_CO_00001 | N-1 OHL 400 kV Kosovo B - Urosevac | [GR-MK] [OPP] TIE 400 kV Meliti - Bitola | XFL_BI11 GMELIT11 1 | 1187 | 1587 | -400 | 75 | 847 | AC
TR_BG_CO_00002 | N-1 TIE 400 kV Maritsa 3 - Hamitabat 2 | [GR-MK] [OPP] TIE 400 kV Meliti - Bitola | XFL_BI11 GMELIT11 1 | 1186 | 1587 | -401 | 75 | 847 | AC
RS_KS_CO_00002 | N-1 TIE 400 kV Kosovo B - Nis 2 | [GR-MK] [OPP] TIE 400 kV Meliti - Bitola | XFL_BI11 GMELIT11 1 | 1184 | 1587 | -403 | 75 | 846 | AC
BG-CO_00018 | N-1 OHL 400 kV Burgas- Maritsa Iztok 2 | [GR-MK] [OPP] TIE 400 kV Meliti - Bitola | XFL_BI11 GMELIT11 1 | 1184 | 1587 | -403 | 75 | 845 | AC
TR_BG_CO_00001 | N-1 TIE 400 kV Maritsa 3 - Hamitabat 1 | [GR-MK] [OPP] TIE 400 kV Meliti - Bitola | XFL_BI11 GMELIT11 1 | 1183 | 1587 | -404 | 75 | 845 | AC
RS_BG_CO_00001 | N-1 TIE 400 kV Sofia Zapad - Nis | [GR-MK] [OPP] TIE 400 kV Meliti - Bitola | XFL_BI11 GMELIT11 1 | 1182 | 1587 | -404 | 75 | 844 | AC
TR_CO_00001 | N-1 OHL 400 kV Habitabat NGCC - Babaeski | [GR-MK] [OPP] TIE 400 kV Meliti - Bitola | XFL_BI11 GMELIT11 1 | 1182 | 1587 | -405 | 74 | 843 | AC
GR_CO_00002 | N-1 OHL 400 kV Filippoi - Lagadas ck. 1&2 | [GR-MK] [OPP] TIE 400 kV Meliti - Bitola | XFL_BI11 GMELIT11 1 | 1181 | 1587 | -406 | 74 | 841 | AC
BG-CO_00012 | N-1 OHL 400 kV Varna - Burgas ck. 1&2 | [GR-MK] [OPP] TIE 400 kV Meliti - Bitola | XFL_BI11 GMELIT11 1 | 1180 | 1587 | -406 | 74 | 843 | AC
BG-CO_00019 | N-1 OHL 400 kV Maritsa Iztok 2 - Maritsa Iztok 3 | [GR-MK] [OPP] TIE 400 kV Meliti - Bitola | XFL_BI11 GMELIT11 1 | 1180 | 1587 | -407 | 74 | 842 | AC
BG-CO_00017 | N-1 OHL 400 kV Kozloduy - Sofia Zapad ck. 1&2 | [GR-MK] [OPP] TIE 400 kV Meliti - Bitola | XFL_BI11 GMELIT11 1 | 1179 | 1587 | -408 | 74 | 842 | AC
BG-CO_00020 | N-1 OHL 400 kV Maritsa Iztok - Maritsa Iztok 3 ck. 1&2 | [GR-MK] [OPP] TIE 400 kV Meliti - Bitola | XFL_BI11 GMELIT11 1 | 1179 | 1587 | -408 | 74 | 841 | AC
GR_CO_00009 | N-1 OHL 400 kV Filippoi - Lagadas ck. 3 | [GR-MK] [OPP] TIE 400 kV Meliti - Bitola | XFL_BI11 GMELIT11 1 | 1178 | 1587 | -409 | 74 | 841 | AC
Base case | Base case | [GR-MK] [OPP] TIE 400 kV Meliti - Bitola | XFL_BI11 GMELIT11 1 | 1177 | 1587 | -410 | 74 | 840 | AC
BG-CO_00002 | N-1 OHL 400 kV Sofia Zapad - Chervena Mogila ck. 1&2 | [GR-MK] [OPP] TIE 400 kV Meliti - Bitola | XFL_BI11 GMELIT11 1 | 1176 | 1587 | -411 | 74 | 839 | AC
RS_CO_00004 | N-1 OHL 400 kV Nis 2 - Leskovac 2 | [GR-MK] [OPP] TIE 400 kV Meliti - Bitola | XFL_BI11 GMELIT11 1 | 1175 | 1587 | -412 | 74 | 839 | AC
BG-CO_00005 | N-1 OHL 400 kV Vetren - Chervena Mogila | [GR-MK] [OPP] TIE 400 kV Meliti - Bitola | XFL_BI11 GMELIT11 1 | 1171 | 1587 | -416 | 74 | 836 | AC
BG-CO_00006 | N-1 OHL 400 kV Plovdiv - Vetren | [GR-MK] [OPP] TIE 400 kV Meliti - Bitola | XFL_BI11 GMELIT11 1 | 1171 | 1587 | -416 | 74 | 836 | AC
RS_CO_00003 | N-1 OHL 400 kV Vranje 4 - Leskovac 2 | [GR-MK] [OPP] TIE 400 kV Meliti - Bitola | XFL_BI11 GMELIT11 1 | 1170 | 1587 | -417 | 74 | 836 | AC
MK_BG_CO_00001 | N-1 TIE 400 kV Chervena Mogila - Stip | [GR-MK] [OPP] TIE 400 kV Meliti - Bitola | XFL_BI11 GMELIT11 1 | 1169 | 1587 | -418 | 74 | 835 | AC
RS_MK_CO_00001 | N-1 TIE 400 kV Vranje 4 - Stip | [GR-MK] [OPP] TIE 400 kV Meliti - Bitola | XFL_BI11 GMELIT11 1 | 1169 | 1587 | -418 | 74 | 835 | AC
MK_AL_CO_00001 | N-1 TIE 400 kV Skopje 5 - Urosevac / N-1 TIE 150 kV Mourtos - Bistrica | [GR-MK] [OPP] TIE 400 kV Meliti - Bitola | XFL_BI11 GMELIT11 1 | 1161 | 1587 | -426 | 73 | 828 | AC
KS_ME_CO_00001 | N-1 TIE 400 kV Pec 3 - Ribarevina | [GR-MK] [OPP] TIE 400 kV Meliti - Bitola | XFL_BI11 GMELIT11 1 | 1158 | 1587 | -429 | 73 | 826 | AC
GR_CO_00001 | N-1 OHL 400 kV Filippoi - Komotini ck. 1&2 | [GR-MK] [OPP] TIE 400 kV Meliti - Bitola | XFL_BI11 GMELIT11 1 | 1157 | 1587 | -430 | 73 | 824 | AC
MK_KS_CO_00001 | N-1 TIE 400 kV Skopje 5 - Urosevac | [GR-MK] [OPP] TIE 400 kV Meliti - Bitola | XFL_BI11 GMELIT11 1 | 1150 | 1587 | -437 | 72 | 820 | AC
GR_CO_00005 | N-1 OHL 400 kV Thessaloniki - Lagadas ck. 1&2 | [GR-MK] [OPP] TIE 400 kV Meliti - Bitola | XFL_BI11 GMELIT11 1 | 1147 | 1587 | -440 | 72 | 818 | AC

## 0530
Detailed results
Generated at: | 14/07/2026 21:22:08
Business day: | 2026-07-16
Horizon: | 2DA
Timestamp | 05:30
Border & direction: | North-Greece Exporting
Remedial actions | False
Margin satisfied | True
Final step | Margin Calculation
TTC [MW]: | 3356.11
Loading threshold | 0.7
Limiting CNEC | N-1 TIE 400 kV Kardia - Zemblak / N-1 TIE 150 kV Mourtos - Bistrica/[GR-MK] [OPP] TIE 400 kV Meliti - Bitola
Applied RAs
Non Costly RAO
CO ID | RA ID | Name of the RA | Usage | Type | Location | Status | Details
Costly RAO
RA RD ID | TSO | Generator Name | Minimum Power [MW] | Maximum Power [MW] | RDP- | RDP+ | P [MW] before RAO | P [MW] after RAO | P0 [MW] | Plimit+ [MW] | Plimit- [MW] | Started up | Shutdown
Non Costly Reduction
CO ID | RA ID | Name of the RA | Usage | Type | Location | Status | Details
Limiting CNECs
CO ID | Name of the CO | Name of the CNE | CNE UCTE branch | Calculated I (A) | I max (PATL) | Margin (A) | Loading (%) | Flow [MW] | LF type
GR_AL_CO_00001 | N-1 TIE 400 kV Kardia - Zemblak / N-1 TIE 150 kV Mourtos - Bistrica | [GR-MK] [OPP] TIE 400 kV Meliti - Bitola | XFL_BI11 GMELIT11 1 | 1587 | 1587 | 0 | 100 | 1129 | AC
GR_MK_CO_00002 | N-1 TIE 400 kV Thessaloniki - Dubrovo | [GR-MK] [OPP] TIE 400 kV Meliti - Bitola | XFL_BI11 GMELIT11 1 | 1557 | 1587 | -30 | 98 | 1110 | AC
AL_CO_00002 | N-1 OHL 400 kV Elbasan 3 - Zemblak | [GR-MK] [OPP] TIE 400 kV Meliti - Bitola | XFL_BI11 GMELIT11 1 | 1478 | 1587 | -109 | 93 | 1053 | AC
GR_CO_00006 | N-1 OHL 400 kV Komotini - Nea Santa ck. 1&2 | [GR-MK] [OPP] TIE 400 kV Meliti - Bitola | XFL_BI11 GMELIT11 1 | 1374 | 1587 | -213 | 87 | 977 | AC
GR_CO_00007 | N-1 OHL 400 kV Thessaloniki - Agios Dimitrios ck. 1&2 | [GR-MK] [OPP] TIE 400 kV Meliti - Bitola | XFL_BI11 GMELIT11 1 | 1361 | 1587 | -226 | 86 | 965 | AC
GR_CO_00003 | N-1 OHL 400 kV Meliti - Amideo ck. 1&2 | [GR-MK] [OPP] TIE 400 kV Thessaloniki - Dubrovo | XTH_DU11 GTHESS11 1 | 1353 | 1587 | -234 | 85 | 954 | AC
GR_MK_CO_00001 | N-1 TIE 400 kV Meliti - Bitola | [GR-MK] [OPP] TIE 400 kV Thessaloniki - Dubrovo | XTH_DU11 GTHESS11 1 | 1352 | 1587 | -235 | 85 | 954 | AC
GR_CO_00004 | N-1 OHL 400 kV Amideo - Lagadas ck. 1&2 | [GR-MK] [OPP] TIE 400 kV Meliti - Bitola | XFL_BI11 GMELIT11 1 | 1319 | 1587 | -268 | 83 | 940 | AC
GR_BG_CO_00001 | N-1 TIE 400 kV Lagadas - Blagoevgrad | [GR-MK] [OPP] TIE 400 kV Meliti - Bitola | XFL_BI11 GMELIT11 1 | 1301 | 1587 | -286 | 82 | 928 | AC
GR_IT_CO_00001 | N-1 TIE 400 kV Arachthos - Galatina | [GR-MK] [OPP] TIE 400 kV Meliti - Bitola | XFL_BI11 GMELIT11 1 | 1262 | 1587 | -325 | 80 | 900 | AC
GR_BG_CO_00002 | N-1 TIE 400 kV Nea Santa - Maritsa Iztok | [GR-MK] [OPP] TIE 400 kV Meliti - Bitola | XFL_BI11 GMELIT11 1 | 1248 | 1600 | -352 | 78 | 890 | AC
BG-CO_00001 | N-1 OHL 400 kV Chervena Mogila - Blagoevgrad ck. 1&2 | [GR-MK] [OPP] TIE 400 kV Meliti - Bitola | XFL_BI11 GMELIT11 1 | 1237 | 1587 | -350 | 78 | 882 | AC
AL_CO_00001 | N-1 OHL 400 kV Elbasan 3 - Tirana 2 | [GR-MK] [OPP] TIE 400 kV Meliti - Bitola | XFL_BI11 GMELIT11 1 | 1236 | 1587 | -351 | 78 | 881 | AC
GR_TR_CO_00001 | N-1 TIE 400 kV Nea Santa - Babaeski | [GR-MK] [OPP] TIE 400 kV Meliti - Bitola | XFL_BI11 GMELIT11 1 | 1221 | 1587 | -366 | 77 | 870 | AC
AL_ME_CO_00001 | N-1 TIE 400 kV Tirana 2 – Podgorica 2 | [GR-MK] [OPP] TIE 400 kV Meliti - Bitola | XFL_BI11 GMELIT11 1 | 1206 | 1587 | -381 | 76 | 860 | AC
BG-CO_00013 | N-1 OHL 400 kV Maritsa Iztok - Plovdiv ck. 1&2 | [GR-MK] [OPP] TIE 400 kV Meliti - Bitola | XFL_BI11 GMELIT11 1 | 1204 | 1587 | -383 | 76 | 859 | AC
BG-CO_00012 | N-1 OHL 400 kV Varna - Burgas ck. 1&2 | [GR-MK] [OPP] TIE 400 kV Meliti - Bitola | XFL_BI11 GMELIT11 1 | 1193 | 1587 | -394 | 75 | 851 | AC
RS_BG_CO_00001 | N-1 TIE 400 kV Sofia Zapad - Nis | [GR-MK] [OPP] TIE 400 kV Meliti - Bitola | XFL_BI11 GMELIT11 1 | 1191 | 1587 | -396 | 75 | 849 | AC
TR_BG_CO_00002 | N-1 TIE 400 kV Maritsa 3 - Hamitabat 2 | [GR-MK] [OPP] TIE 400 kV Meliti - Bitola | XFL_BI11 GMELIT11 1 | 1190 | 1587 | -397 | 75 | 849 | AC
BG-CO_00018 | N-1 OHL 400 kV Burgas- Maritsa Iztok 2 | [GR-MK] [OPP] TIE 400 kV Meliti - Bitola | XFL_BI11 GMELIT11 1 | 1190 | 1587 | -397 | 75 | 848 | AC
TR_CO_00001 | N-1 OHL 400 kV Habitabat NGCC - Babaeski | [GR-MK] [OPP] TIE 400 kV Meliti - Bitola | XFL_BI11 GMELIT11 1 | 1190 | 1587 | -397 | 75 | 848 | AC
GR_CO_00002 | N-1 OHL 400 kV Filippoi - Lagadas ck. 1&2 | [GR-MK] [OPP] TIE 400 kV Meliti - Bitola | XFL_BI11 GMELIT11 1 | 1188 | 1587 | -399 | 75 | 846 | AC
TR_BG_CO_00001 | N-1 TIE 400 kV Maritsa 3 - Hamitabat 1 | [GR-MK] [OPP] TIE 400 kV Meliti - Bitola | XFL_BI11 GMELIT11 1 | 1188 | 1587 | -399 | 75 | 847 | AC
KS_CO_00001 | N-1 OHL 400 kV Kosovo B - Urosevac | [GR-MK] [OPP] TIE 400 kV Meliti - Bitola | XFL_BI11 GMELIT11 1 | 1187 | 1587 | -400 | 75 | 846 | AC
RS_KS_CO_00002 | N-1 TIE 400 kV Kosovo B - Nis 2 | [GR-MK] [OPP] TIE 400 kV Meliti - Bitola | XFL_BI11 GMELIT11 1 | 1187 | 1587 | -400 | 75 | 846 | AC
BG-CO_00019 | N-1 OHL 400 kV Maritsa Iztok 2 - Maritsa Iztok 3 | [GR-MK] [OPP] TIE 400 kV Meliti - Bitola | XFL_BI11 GMELIT11 1 | 1186 | 1587 | -401 | 75 | 846 | AC
BG-CO_00017 | N-1 OHL 400 kV Kozloduy - Sofia Zapad ck. 1&2 | [GR-MK] [OPP] TIE 400 kV Meliti - Bitola | XFL_BI11 GMELIT11 1 | 1185 | 1587 | -402 | 75 | 845 | AC
GR_CO_00009 | N-1 OHL 400 kV Filippoi - Lagadas ck. 3 | [GR-MK] [OPP] TIE 400 kV Meliti - Bitola | XFL_BI11 GMELIT11 1 | 1184 | 1587 | -403 | 75 | 844 | AC
BG-CO_00020 | N-1 OHL 400 kV Maritsa Iztok - Maritsa Iztok 3 ck. 1&2 | [GR-MK] [OPP] TIE 400 kV Meliti - Bitola | XFL_BI11 GMELIT11 1 | 1184 | 1587 | -403 | 75 | 844 | AC
Base case | Base case | [GR-MK] [OPP] TIE 400 kV Meliti - Bitola | XFL_BI11 GMELIT11 1 | 1183 | 1587 | -404 | 75 | 843 | AC
BG-CO_00002 | N-1 OHL 400 kV Sofia Zapad - Chervena Mogila ck. 1&2 | [GR-MK] [OPP] TIE 400 kV Meliti - Bitola | XFL_BI11 GMELIT11 1 | 1182 | 1587 | -405 | 74 | 843 | AC
GR_CO_00010 | N-1 OHL 400 kV Amideo - Ptolemaida / N-1 OHL 400 kV Amideo - Vermio | [GR-AL] [OPP] TIE 400 kV Kardia - Zemblak | XZE_KA11 GKARDI13 1 | 1180 | 1587 | -407 | 74 | 833 | AC
RS_CO_00004 | N-1 OHL 400 kV Nis 2 - Leskovac 2 | [GR-MK] [OPP] TIE 400 kV Meliti - Bitola | XFL_BI11 GMELIT11 1 | 1179 | 1587 | -408 | 74 | 840 | AC
BG-CO_00005 | N-1 OHL 400 kV Vetren - Chervena Mogila | [GR-MK] [OPP] TIE 400 kV Meliti - Bitola | XFL_BI11 GMELIT11 1 | 1177 | 1587 | -410 | 74 | 839 | AC
BG-CO_00006 | N-1 OHL 400 kV Plovdiv - Vetren | [GR-MK] [OPP] TIE 400 kV Meliti - Bitola | XFL_BI11 GMELIT11 1 | 1177 | 1587 | -410 | 74 | 839 | AC
RS_CO_00003 | N-1 OHL 400 kV Vranje 4 - Leskovac 2 | [GR-MK] [OPP] TIE 400 kV Meliti - Bitola | XFL_BI11 GMELIT11 1 | 1174 | 1587 | -414 | 74 | 837 | AC
MK_BG_CO_00001 | N-1 TIE 400 kV Chervena Mogila - Stip | [GR-MK] [OPP] TIE 400 kV Meliti - Bitola | XFL_BI11 GMELIT11 1 | 1173 | 1587 | -414 | 74 | 836 | AC
RS_MK_CO_00001 | N-1 TIE 400 kV Vranje 4 - Stip | [GR-MK] [OPP] TIE 400 kV Meliti - Bitola | XFL_BI11 GMELIT11 1 | 1171 | 1587 | -416 | 74 | 835 | AC
GR_CO_00001 | N-1 OHL 400 kV Filippoi - Komotini ck. 1&2 | [GR-MK] [OPP] TIE 400 kV Meliti - Bitola | XFL_BI11 GMELIT11 1 | 1169 | 1587 | -418 | 74 | 832 | AC
GR_CO_00003 | N-1 OHL 400 kV Meliti - Amideo ck. 1&2 | [GR-AL] [OPP] TIE 400 kV Kardia - Zemblak | XZE_KA11 GKARDI13 1 | 1168 | 1587 | -419 | 74 | 826 | AC
GR_MK_CO_00001 | N-1 TIE 400 kV Meliti - Bitola | [GR-AL] [OPP] TIE 400 kV Kardia - Zemblak | XZE_KA11 GKARDI13 1 | 1168 | 1587 | -419 | 74 | 826 | AC
KS_ME_CO_00001 | N-1 TIE 400 kV Pec 3 - Ribarevina | [GR-MK] [OPP] TIE 400 kV Meliti - Bitola | XFL_BI11 GMELIT11 1 | 1162 | 1587 | -425 | 73 | 829 | AC
MK_AL_CO_00001 | N-1 TIE 400 kV Skopje 5 - Urosevac / N-1 TIE 150 kV Mourtos - Bistrica | [GR-MK] [OPP] TIE 400 kV Meliti - Bitola | XFL_BI11 GMELIT11 1 | 1160 | 1587 | -427 | 73 | 826 | AC
MK_KS_CO_00001 | N-1 TIE 400 kV Skopje 5 - Urosevac | [GR-MK] [OPP] TIE 400 kV Meliti - Bitola | XFL_BI11 GMELIT11 1 | 1149 | 1587 | -438 | 72 | 818 | AC
GR_CO_00005 | N-1 OHL 400 kV Thessaloniki - Lagadas ck. 1&2 | [GR-MK] [OPP] TIE 400 kV Meliti - Bitola | XFL_BI11 GMELIT11 1 | 1147 | 1587 | -440 | 72 | 817 | AC

## 0630
Detailed results
Generated at: | 14/07/2026 21:22:08
Business day: | 2026-07-16
Horizon: | 2DA
Timestamp | 06:30
Border & direction: | North-Greece Exporting
Remedial actions | False
Margin satisfied | True
Final step | Margin Calculation
TTC [MW]: | 3369.48
Loading threshold | 0.7
Limiting CNEC | N-1 TIE 400 kV Kardia - Zemblak / N-1 TIE 150 kV Mourtos - Bistrica/[GR-MK] [OPP] TIE 400 kV Meliti - Bitola
Applied RAs
Non Costly RAO
CO ID | RA ID | Name of the RA | Usage | Type | Location | Status | Details
Costly RAO
RA RD ID | TSO | Generator Name | Minimum Power [MW] | Maximum Power [MW] | RDP- | RDP+ | P [MW] before RAO | P [MW] after RAO | P0 [MW] | Plimit+ [MW] | Plimit- [MW] | Started up | Shutdown
Non Costly Reduction
CO ID | RA ID | Name of the RA | Usage | Type | Location | Status | Details
Limiting CNECs
CO ID | Name of the CO | Name of the CNE | CNE UCTE branch | Calculated I (A) | I max (PATL) | Margin (A) | Loading (%) | Flow [MW] | LF type
GR_AL_CO_00001 | N-1 TIE 400 kV Kardia - Zemblak / N-1 TIE 150 kV Mourtos - Bistrica | [GR-MK] [OPP] TIE 400 kV Meliti - Bitola | XFL_BI11 GMELIT11 1 | 1590 | 1587 | 3 | 100 | 1137 | AC
GR_MK_CO_00002 | N-1 TIE 400 kV Thessaloniki - Dubrovo | [GR-MK] [OPP] TIE 400 kV Meliti - Bitola | XFL_BI11 GMELIT11 1 | 1558 | 1587 | -29 | 98 | 1116 | AC
AL_CO_00002 | N-1 OHL 400 kV Elbasan 3 - Zemblak | [GR-MK] [OPP] TIE 400 kV Meliti - Bitola | XFL_BI11 GMELIT11 1 | 1475 | 1587 | -112 | 93 | 1056 | AC
GR_CO_00003 | N-1 OHL 400 kV Meliti - Amideo ck. 1&2 | [GR-MK] [OPP] TIE 400 kV Thessaloniki - Dubrovo | XTH_DU11 GTHESS11 1 | 1397 | 1587 | -190 | 88 | 991 | AC
GR_MK_CO_00001 | N-1 TIE 400 kV Meliti - Bitola | [GR-MK] [OPP] TIE 400 kV Thessaloniki - Dubrovo | XTH_DU11 GTHESS11 1 | 1397 | 1587 | -190 | 88 | 991 | AC
GR_CO_00006 | N-1 OHL 400 kV Komotini - Nea Santa ck. 1&2 | [GR-MK] [OPP] TIE 400 kV Meliti - Bitola | XFL_BI11 GMELIT11 1 | 1319 | 1587 | -268 | 83 | 945 | AC
GR_CO_00007 | N-1 OHL 400 kV Thessaloniki - Agios Dimitrios ck. 1&2 | [GR-MK] [OPP] TIE 400 kV Meliti - Bitola | XFL_BI11 GMELIT11 1 | 1280 | 1587 | -307 | 81 | 917 | AC
GR_BG_CO_00001 | N-1 TIE 400 kV Lagadas - Blagoevgrad | [GR-MK] [OPP] TIE 400 kV Meliti - Bitola | XFL_BI11 GMELIT11 1 | 1274 | 1587 | -313 | 80 | 914 | AC
GR_MK_CO_00001 | N-1 TIE 400 kV Meliti - Bitola | [GR-AL] [OPP] TIE 400 kV Kardia - Zemblak | XZE_KA11 GKARDI13 1 | 1256 | 1587 | -331 | 79 | 890 | AC
GR_CO_00003 | N-1 OHL 400 kV Meliti - Amideo ck. 1&2 | [GR-AL] [OPP] TIE 400 kV Kardia - Zemblak | XZE_KA11 GKARDI13 1 | 1256 | 1587 | -331 | 79 | 889 | AC
GR_CO_00010 | N-1 OHL 400 kV Amideo - Ptolemaida / N-1 OHL 400 kV Amideo - Vermio | [GR-AL] [OPP] TIE 400 kV Kardia - Zemblak | XZE_KA11 GKARDI13 1 | 1238 | 1587 | -349 | 78 | 877 | AC
GR_CO_00004 | N-1 OHL 400 kV Amideo - Lagadas ck. 1&2 | [GR-MK] [OPP] TIE 400 kV Meliti - Bitola | XFL_BI11 GMELIT11 1 | 1233 | 1587 | -354 | 78 | 884 | AC
GR_IT_CO_00001 | N-1 TIE 400 kV Arachthos - Galatina | [GR-MK] [OPP] TIE 400 kV Meliti - Bitola | XFL_BI11 GMELIT11 1 | 1232 | 1587 | -355 | 78 | 883 | AC
AL_CO_00001 | N-1 OHL 400 kV Elbasan 3 - Tirana 2 | [GR-MK] [OPP] TIE 400 kV Meliti - Bitola | XFL_BI11 GMELIT11 1 | 1218 | 1587 | -369 | 77 | 874 | AC
BG-CO_00001 | N-1 OHL 400 kV Chervena Mogila - Blagoevgrad ck. 1&2 | [GR-MK] [OPP] TIE 400 kV Meliti - Bitola | XFL_BI11 GMELIT11 1 | 1218 | 1587 | -370 | 77 | 873 | AC
MK_AL_CO_00001 | N-1 TIE 400 kV Skopje 5 - Urosevac / N-1 TIE 150 kV Mourtos - Bistrica | [GR-AL] [OPP] TIE 400 kV Kardia - Zemblak | XZE_KA11 GKARDI13 1 | 1215 | 1587 | -372 | 77 | 862 | AC
GR_BG_CO_00002 | N-1 TIE 400 kV Nea Santa - Maritsa Iztok | [GR-MK] [OPP] TIE 400 kV Meliti - Bitola | XFL_BI11 GMELIT11 1 | 1215 | 1600 | -385 | 76 | 871 | AC
AL_ME_CO_00001 | N-1 TIE 400 kV Tirana 2 – Podgorica 2 | [GR-MK] [OPP] TIE 400 kV Meliti - Bitola | XFL_BI11 GMELIT11 1 | 1191 | 1587 | -396 | 75 | 854 | AC
GR_TR_CO_00001 | N-1 TIE 400 kV Nea Santa - Babaeski | [GR-MK] [OPP] TIE 400 kV Meliti - Bitola | XFL_BI11 GMELIT11 1 | 1184 | 1587 | -403 | 75 | 849 | AC
BG-CO_00013 | N-1 OHL 400 kV Maritsa Iztok - Plovdiv ck. 1&2 | [GR-MK] [OPP] TIE 400 kV Meliti - Bitola | XFL_BI11 GMELIT11 1 | 1181 | 1587 | -406 | 74 | 847 | AC
RS_BG_CO_00001 | N-1 TIE 400 kV Sofia Zapad - Nis | [GR-MK] [OPP] TIE 400 kV Meliti - Bitola | XFL_BI11 GMELIT11 1 | 1180 | 1587 | -407 | 74 | 846 | AC
BG-CO_00012 | N-1 OHL 400 kV Varna - Burgas ck. 1&2 | [GR-MK] [OPP] TIE 400 kV Meliti - Bitola | XFL_BI11 GMELIT11 1 | 1174 | 1587 | -413 | 74 | 842 | AC
MK_CO_00003 | N-1 OHL 400 kV Skopje 4 - Skopje 5 | [GR-AL] [OPP] TIE 400 kV Kardia - Zemblak | XZE_KA11 GKARDI13 1 | 1163 | 1587 | -424 | 73 | 825 | AC
TR_BG_CO_00002 | N-1 TIE 400 kV Maritsa 3 - Hamitabat 2 | [GR-MK] [OPP] TIE 400 kV Meliti - Bitola | XFL_BI11 GMELIT11 1 | 1161 | 1587 | -426 | 73 | 833 | AC
BG-CO_00020 | N-1 OHL 400 kV Maritsa Iztok - Maritsa Iztok 3 ck. 1&2 | [GR-MK] [OPP] TIE 400 kV Meliti - Bitola | XFL_BI11 GMELIT11 1 | 1159 | 1587 | -428 | 73 | 832 | AC
TR_BG_CO_00001 | N-1 TIE 400 kV Maritsa 3 - Hamitabat 1 | [GR-MK] [OPP] TIE 400 kV Meliti - Bitola | XFL_BI11 GMELIT11 1 | 1158 | 1587 | -429 | 73 | 831 | AC
TR_CO_00001 | N-1 OHL 400 kV Habitabat NGCC - Babaeski | [GR-MK] [OPP] TIE 400 kV Meliti - Bitola | XFL_BI11 GMELIT11 1 | 1155 | 1587 | -432 | 73 | 828 | AC
BG-CO_00002 | N-1 OHL 400 kV Sofia Zapad - Chervena Mogila ck. 1&2 | [GR-MK] [OPP] TIE 400 kV Meliti - Bitola | XFL_BI11 GMELIT11 1 | 1154 | 1587 | -433 | 73 | 828 | AC
GR_CO_00006 | N-1 OHL 400 kV Komotini - Nea Santa ck. 1&2 | [GR-AL] [OPP] TIE 400 kV Kardia - Zemblak | XZE_KA11 GKARDI13 1 | 1154 | 1587 | -433 | 73 | 818 | AC
RS_KS_CO_00002 | N-1 TIE 400 kV Kosovo B - Nis 2 | [GR-MK] [OPP] TIE 400 kV Meliti - Bitola | XFL_BI11 GMELIT11 1 | 1154 | 1587 | -433 | 73 | 828 | AC
BG-CO_00017 | N-1 OHL 400 kV Kozloduy - Sofia Zapad ck. 1&2 | [GR-MK] [OPP] TIE 400 kV Meliti - Bitola | XFL_BI11 GMELIT11 1 | 1153 | 1587 | -434 | 73 | 827 | AC
BG-CO_00005 | N-1 OHL 400 kV Vetren - Chervena Mogila | [GR-MK] [OPP] TIE 400 kV Meliti - Bitola | XFL_BI11 GMELIT11 1 | 1152 | 1587 | -435 | 73 | 827 | AC
BG-CO_00006 | N-1 OHL 400 kV Plovdiv - Vetren | [GR-MK] [OPP] TIE 400 kV Meliti - Bitola | XFL_BI11 GMELIT11 1 | 1152 | 1587 | -435 | 73 | 827 | AC
Base case | Base case | [GR-MK] [OPP] TIE 400 kV Meliti - Bitola | XFL_BI11 GMELIT11 1 | 1152 | 1587 | -435 | 73 | 826 | AC
MK_KS_CO_00001 | N-1 TIE 400 kV Skopje 5 - Urosevac | [GR-AL] [OPP] TIE 400 kV Kardia - Zemblak | XZE_KA11 GKARDI13 1 | 1152 | 1587 | -435 | 73 | 818 | AC
MK_BG_CO_00001 | N-1 TIE 400 kV Chervena Mogila - Stip | [GR-MK] [OPP] TIE 400 kV Meliti - Bitola | XFL_BI11 GMELIT11 1 | 1151 | 1587 | -436 | 73 | 826 | AC
GR_CO_00009 | N-1 OHL 400 kV Filippoi - Lagadas ck. 3 | [GR-MK] [OPP] TIE 400 kV Meliti - Bitola | XFL_BI11 GMELIT11 1 | 1150 | 1587 | -437 | 72 | 825 | AC
BG-CO_00018 | N-1 OHL 400 kV Burgas- Maritsa Iztok 2 | [GR-MK] [OPP] TIE 400 kV Meliti - Bitola | XFL_BI11 GMELIT11 1 | 1145 | 1587 | -442 | 72 | 821 | AC
GR_CO_00002 | N-1 OHL 400 kV Filippoi - Lagadas ck. 1&2 | [GR-MK] [OPP] TIE 400 kV Meliti - Bitola | XFL_BI11 GMELIT11 1 | 1144 | 1587 | -443 | 72 | 820 | AC
GR_CO_00005 | N-1 OHL 400 kV Thessaloniki - Lagadas ck. 1&2 | [GR-MK] [OPP] TIE 400 kV Meliti - Bitola | XFL_BI11 GMELIT11 1 | 1138 | 1587 | -449 | 72 | 816 | AC
RS_CO_00004 | N-1 OHL 400 kV Nis 2 - Leskovac 2 | [GR-MK] [OPP] TIE 400 kV Meliti - Bitola | XFL_BI11 GMELIT11 1 | 1138 | 1587 | -449 | 72 | 816 | AC
GR_MK_CO_00002 | N-1 TIE 400 kV Thessaloniki - Dubrovo | [GR-AL] [OPP] TIE 400 kV Kardia - Zemblak | XZE_KA11 GKARDI13 1 | 1135 | 1587 | -452 | 72 | 806 | AC
RS_CO_00003 | N-1 OHL 400 kV Vranje 4 - Leskovac 2 | [GR-MK] [OPP] TIE 400 kV Meliti - Bitola | XFL_BI11 GMELIT11 1 | 1131 | 1587 | -456 | 71 | 811 | AC
GR_CO_00007 | N-1 OHL 400 kV Thessaloniki - Agios Dimitrios ck. 1&2 | [GR-AL] [OPP] TIE 400 kV Kardia - Zemblak | XZE_KA11 GKARDI13 1 | 1127 | 1587 | -460 | 71 | 800 | AC
RS_MK_CO_00001 | N-1 TIE 400 kV Vranje 4 - Stip | [GR-MK] [OPP] TIE 400 kV Meliti - Bitola | XFL_BI11 GMELIT11 1 | 1125 | 1587 | -462 | 71 | 807 | AC
GR_IT_CO_00001 | N-1 TIE 400 kV Arachthos - Galatina | [GR-AL] [OPP] TIE 400 kV Kardia - Zemblak | XZE_KA11 GKARDI13 1 | 1124 | 1587 | -463 | 71 | 797 | AC
GR_CO_00008 | N-1 OHL 400 kV Kardia - Ptolemaida / N-1 OHL 400 kV Kardia - Vermio | [GR-AL] [OPP] TIE 400 kV Kardia - Zemblak | XZE_KA11 GKARDI13 1 | 1120 | 1587 | -467 | 71 | 794 | AC
KS_ME_CO_00001 | N-1 TIE 400 kV Pec 3 - Ribarevina | [GR-MK] [OPP] TIE 400 kV Meliti - Bitola | XFL_BI11 GMELIT11 1 | 1118 | 1587 | -469 | 70 | 802 | AC
GR_CO_00001 | N-1 OHL 400 kV Filippoi - Komotini ck. 1&2 | [GR-MK] [OPP] TIE 400 kV Meliti - Bitola | XFL_BI11 GMELIT11 1 | 1116 | 1587 | -471 | 70 | 800 | AC
KS_CO_00001 | N-1 OHL 400 kV Kosovo B - Urosevac | [GR-MK] [OPP] TIE 400 kV Meliti - Bitola | XFL_BI11 GMELIT11 1 | 1116 | 1587 | -471 | 70 | 801 | AC
GR_BG_CO_00001 | N-1 TIE 400 kV Lagadas - Blagoevgrad | [GR-AL] [OPP] TIE 400 kV Kardia - Zemblak | XZE_KA11 GKARDI13 1 | 1115 | 1587 | -472 | 70 | 792 | AC

## 0730
Detailed results
Generated at: | 14/07/2026 21:22:08
Business day: | 2026-07-16
Horizon: | 2DA
Timestamp | 07:30
Border & direction: | North-Greece Exporting
Remedial actions | False
Margin satisfied | True
Final step | Margin Calculation
TTC [MW]: | 3265.42
Loading threshold | 0.7
Limiting CNEC | N-1 TIE 400 kV Kardia - Zemblak / N-1 TIE 150 kV Mourtos - Bistrica/[GR-MK] [OPP] TIE 400 kV Meliti - Bitola
Applied RAs
Non Costly RAO
CO ID | RA ID | Name of the RA | Usage | Type | Location | Status | Details
Costly RAO
RA RD ID | TSO | Generator Name | Minimum Power [MW] | Maximum Power [MW] | RDP- | RDP+ | P [MW] before RAO | P [MW] after RAO | P0 [MW] | Plimit+ [MW] | Plimit- [MW] | Started up | Shutdown
Non Costly Reduction
CO ID | RA ID | Name of the RA | Usage | Type | Location | Status | Details
Limiting CNECs
CO ID | Name of the CO | Name of the CNE | CNE UCTE branch | Calculated I (A) | I max (PATL) | Margin (A) | Loading (%) | Flow [MW] | LF type
GR_AL_CO_00001 | N-1 TIE 400 kV Kardia - Zemblak / N-1 TIE 150 kV Mourtos - Bistrica | [GR-MK] [OPP] TIE 400 kV Meliti - Bitola | XFL_BI11 GMELIT11 1 | 1592 | 1587 | 5 | 100 | 1139 | AC
GR_MK_CO_00002 | N-1 TIE 400 kV Thessaloniki - Dubrovo | [GR-MK] [OPP] TIE 400 kV Meliti - Bitola | XFL_BI11 GMELIT11 1 | 1517 | 1587 | -70 | 96 | 1087 | AC
AL_CO_00002 | N-1 OHL 400 kV Elbasan 3 - Zemblak | [GR-MK] [OPP] TIE 400 kV Meliti - Bitola | XFL_BI11 GMELIT11 1 | 1473 | 1587 | -114 | 93 | 1055 | AC
MK_AL_CO_00001 | N-1 TIE 400 kV Skopje 5 - Urosevac / N-1 TIE 150 kV Mourtos - Bistrica | [GR-AL] [OPP] TIE 400 kV Kardia - Zemblak | XZE_KA11 GKARDI13 1 | 1429 | 1587 | -158 | 90 | 1009 | AC
GR_CO_00003 | N-1 OHL 400 kV Meliti - Amideo ck. 1&2 | [GR-MK] [OPP] TIE 400 kV Thessaloniki - Dubrovo | XTH_DU11 GTHESS11 1 | 1375 | 1587 | -212 | 87 | 976 | AC
GR_MK_CO_00001 | N-1 TIE 400 kV Meliti - Bitola | [GR-MK] [OPP] TIE 400 kV Thessaloniki - Dubrovo | XTH_DU11 GTHESS11 1 | 1375 | 1587 | -212 | 87 | 975 | AC
GR_MK_CO_00001 | N-1 TIE 400 kV Meliti - Bitola | [GR-AL] [OPP] TIE 400 kV Kardia - Zemblak | XZE_KA11 GKARDI13 1 | 1369 | 1587 | -218 | 86 | 966 | AC
GR_CO_00003 | N-1 OHL 400 kV Meliti - Amideo ck. 1&2 | [GR-AL] [OPP] TIE 400 kV Kardia - Zemblak | XZE_KA11 GKARDI13 1 | 1368 | 1587 | -219 | 86 | 966 | AC
MK_KS_CO_00001 | N-1 TIE 400 kV Skopje 5 - Urosevac | [GR-AL] [OPP] TIE 400 kV Kardia - Zemblak | XZE_KA11 GKARDI13 1 | 1367 | 1587 | -220 | 86 | 966 | AC
MK_CO_00003 | N-1 OHL 400 kV Skopje 4 - Skopje 5 | [GR-AL] [OPP] TIE 400 kV Kardia - Zemblak | XZE_KA11 GKARDI13 1 | 1321 | 1587 | -266 | 83 | 935 | AC
GR_CO_00010 | N-1 OHL 400 kV Amideo - Ptolemaida / N-1 OHL 400 kV Amideo - Vermio | [GR-AL] [OPP] TIE 400 kV Kardia - Zemblak | XZE_KA11 GKARDI13 1 | 1307 | 1587 | -280 | 82 | 924 | AC
GR_CO_00006 | N-1 OHL 400 kV Komotini - Nea Santa ck. 1&2 | [GR-AL] [OPP] TIE 400 kV Kardia - Zemblak | XZE_KA11 GKARDI13 1 | 1261 | 1587 | -326 | 79 | 892 | AC
GR_CO_00006 | N-1 OHL 400 kV Komotini - Nea Santa ck. 1&2 | [GR-MK] [OPP] TIE 400 kV Meliti - Bitola | XFL_BI11 GMELIT11 1 | 1258 | 1587 | -329 | 79 | 902 | AC
GR_MK_CO_00002 | N-1 TIE 400 kV Thessaloniki - Dubrovo | [GR-AL] [OPP] TIE 400 kV Kardia - Zemblak | XZE_KA11 GKARDI13 1 | 1255 | 1587 | -332 | 79 | 888 | AC
GR_IT_CO_00001 | N-1 TIE 400 kV Arachthos - Galatina | [GR-AL] [OPP] TIE 400 kV Kardia - Zemblak | XZE_KA11 GKARDI13 1 | 1246 | 1587 | -341 | 79 | 882 | AC
KS_CO_00001 | N-1 OHL 400 kV Kosovo B - Urosevac | [GR-AL] [OPP] TIE 400 kV Kardia - Zemblak | XZE_KA11 GKARDI13 1 | 1241 | 1587 | -346 | 78 | 879 | AC
KS_ME_CO_00001 | N-1 TIE 400 kV Pec 3 - Ribarevina | [GR-AL] [OPP] TIE 400 kV Kardia - Zemblak | XZE_KA11 GKARDI13 1 | 1234 | 1587 | -353 | 78 | 874 | AC
GR_BG_CO_00001 | N-1 TIE 400 kV Lagadas - Blagoevgrad | [GR-AL] [OPP] TIE 400 kV Kardia - Zemblak | XZE_KA11 GKARDI13 1 | 1228 | 1587 | -359 | 77 | 870 | AC
RS_BG_CO_00001 | N-1 TIE 400 kV Sofia Zapad - Nis | [GR-AL] [OPP] TIE 400 kV Kardia - Zemblak | XZE_KA11 GKARDI13 1 | 1226 | 1587 | -361 | 77 | 869 | AC
GR_BG_CO_00001 | N-1 TIE 400 kV Lagadas - Blagoevgrad | [GR-MK] [OPP] TIE 400 kV Meliti - Bitola | XFL_BI11 GMELIT11 1 | 1221 | 1587 | -366 | 77 | 876 | AC
GR_CO_00007 | N-1 OHL 400 kV Thessaloniki - Agios Dimitrios ck. 1&2 | [GR-AL] [OPP] TIE 400 kV Kardia - Zemblak | XZE_KA11 GKARDI13 1 | 1216 | 1587 | -371 | 77 | 862 | AC
RS_MK_CO_00001 | N-1 TIE 400 kV Vranje 4 - Stip | [GR-AL] [OPP] TIE 400 kV Kardia - Zemblak | XZE_KA11 GKARDI13 1 | 1212 | 1587 | -375 | 76 | 859 | AC
BG-CO_00001 | N-1 OHL 400 kV Chervena Mogila - Blagoevgrad ck. 1&2 | [GR-AL] [OPP] TIE 400 kV Kardia - Zemblak | XZE_KA11 GKARDI13 1 | 1207 | 1587 | -380 | 76 | 856 | AC
MK_CO_00002 | N-1 OHL 400 kV Dubrovo - Stip | [GR-AL] [OPP] TIE 400 kV Kardia - Zemblak | XZE_KA11 GKARDI13 1 | 1202 | 1587 | -385 | 76 | 852 | AC
BG-CO_00012 | N-1 OHL 400 kV Varna - Burgas ck. 1&2 | [GR-AL] [OPP] TIE 400 kV Kardia - Zemblak | XZE_KA11 GKARDI13 1 | 1201 | 1587 | -386 | 76 | 851 | AC
RS_CO_00003 | N-1 OHL 400 kV Vranje 4 - Leskovac 2 | [GR-AL] [OPP] TIE 400 kV Kardia - Zemblak | XZE_KA11 GKARDI13 1 | 1200 | 1587 | -387 | 76 | 851 | AC
AL_CO_00001 | N-1 OHL 400 kV Elbasan 3 - Tirana 2 | [GR-MK] [OPP] TIE 400 kV Meliti - Bitola | XFL_BI11 GMELIT11 1 | 1194 | 1587 | -393 | 75 | 857 | AC
GR_IT_CO_00001 | N-1 TIE 400 kV Arachthos - Galatina | [GR-MK] [OPP] TIE 400 kV Meliti - Bitola | XFL_BI11 GMELIT11 1 | 1192 | 1587 | -395 | 75 | 855 | AC
GR_BG_CO_00002 | N-1 TIE 400 kV Nea Santa - Maritsa Iztok | [GR-AL] [OPP] TIE 400 kV Kardia - Zemblak | XZE_KA11 GKARDI13 1 | 1201 | 1600 | -399 | 75 | 851 | AC
RS_CO_00004 | N-1 OHL 400 kV Nis 2 - Leskovac 2 | [GR-AL] [OPP] TIE 400 kV Kardia - Zemblak | XZE_KA11 GKARDI13 1 | 1190 | 1587 | -397 | 75 | 844 | AC
GR_CO_00007 | N-1 OHL 400 kV Thessaloniki - Agios Dimitrios ck. 1&2 | [GR-MK] [OPP] TIE 400 kV Meliti - Bitola | XFL_BI11 GMELIT11 1 | 1189 | 1587 | -398 | 75 | 853 | AC
BG-CO_00002 | N-1 OHL 400 kV Sofia Zapad - Chervena Mogila ck. 1&2 | [GR-AL] [OPP] TIE 400 kV Kardia - Zemblak | XZE_KA11 GKARDI13 1 | 1185 | 1587 | -402 | 75 | 840 | AC
GR_TR_CO_00001 | N-1 TIE 400 kV Nea Santa - Babaeski | [GR-AL] [OPP] TIE 400 kV Kardia - Zemblak | XZE_KA11 GKARDI13 1 | 1184 | 1587 | -403 | 75 | 839 | AC
MK_CO_00001 | N-1 OHL 400 kV Bitola 2 - Dubrovo | [GR-AL] [OPP] TIE 400 kV Kardia - Zemblak | XZE_KA11 GKARDI13 1 | 1183 | 1587 | -404 | 75 | 838 | AC
RS_KS_CO_00002 | N-1 TIE 400 kV Kosovo B - Nis 2 | [GR-AL] [OPP] TIE 400 kV Kardia - Zemblak | XZE_KA11 GKARDI13 1 | 1182 | 1587 | -405 | 74 | 838 | AC
GR_CO_00008 | N-1 OHL 400 kV Kardia - Ptolemaida / N-1 OHL 400 kV Kardia - Vermio | [GR-AL] [OPP] TIE 400 kV Kardia - Zemblak | XZE_KA11 GKARDI13 1 | 1181 | 1587 | -406 | 74 | 836 | AC
BG-CO_00013 | N-1 OHL 400 kV Maritsa Iztok - Plovdiv ck. 1&2 | [GR-AL] [OPP] TIE 400 kV Kardia - Zemblak | XZE_KA11 GKARDI13 1 | 1179 | 1587 | -408 | 74 | 836 | AC
BG-CO_00001 | N-1 OHL 400 kV Chervena Mogila - Blagoevgrad ck. 1&2 | [GR-MK] [OPP] TIE 400 kV Meliti - Bitola | XFL_BI11 GMELIT11 1 | 1178 | 1587 | -409 | 74 | 845 | AC
GR_CO_00004 | N-1 OHL 400 kV Amideo - Lagadas ck. 1&2 | [GR-AL] [OPP] TIE 400 kV Kardia - Zemblak | XZE_KA11 GKARDI13 1 | 1178 | 1587 | -409 | 74 | 835 | AC
TR_BG_CO_00002 | N-1 TIE 400 kV Maritsa 3 - Hamitabat 2 | [GR-AL] [OPP] TIE 400 kV Kardia - Zemblak | XZE_KA11 GKARDI13 1 | 1172 | 1587 | -415 | 74 | 831 | AC
BG-CO_00020 | N-1 OHL 400 kV Maritsa Iztok - Maritsa Iztok 3 ck. 1&2 | [GR-AL] [OPP] TIE 400 kV Kardia - Zemblak | XZE_KA11 GKARDI13 1 | 1172 | 1587 | -415 | 74 | 831 | AC
AL_ME_CO_00001 | N-1 TIE 400 kV Tirana 2 – Podgorica 2 | [GR-MK] [OPP] TIE 400 kV Meliti - Bitola | XFL_BI11 GMELIT11 1 | 1171 | 1587 | -416 | 74 | 840 | AC
TR_BG_CO_00001 | N-1 TIE 400 kV Maritsa 3 - Hamitabat 1 | [GR-AL] [OPP] TIE 400 kV Kardia - Zemblak | XZE_KA11 GKARDI13 1 | 1171 | 1587 | -416 | 74 | 830 | AC
TR_CO_00001 | N-1 OHL 400 kV Habitabat NGCC - Babaeski | [GR-AL] [OPP] TIE 400 kV Kardia - Zemblak | XZE_KA11 GKARDI13 1 | 1168 | 1587 | -419 | 74 | 828 | AC
BG-CO_00005 | N-1 OHL 400 kV Vetren - Chervena Mogila | [GR-AL] [OPP] TIE 400 kV Kardia - Zemblak | XZE_KA11 GKARDI13 1 | 1168 | 1587 | -419 | 74 | 828 | AC
BG-CO_00006 | N-1 OHL 400 kV Plovdiv - Vetren | [GR-AL] [OPP] TIE 400 kV Kardia - Zemblak | XZE_KA11 GKARDI13 1 | 1168 | 1587 | -419 | 74 | 828 | AC
GR_CO_00004 | N-1 OHL 400 kV Amideo - Lagadas ck. 1&2 | [GR-MK] [OPP] TIE 400 kV Meliti - Bitola | XFL_BI11 GMELIT11 1 | 1168 | 1587 | -419 | 74 | 838 | AC
GR_CO_00005 | N-1 OHL 400 kV Thessaloniki - Lagadas ck. 1&2 | [GR-AL] [OPP] TIE 400 kV Kardia - Zemblak | XZE_KA11 GKARDI13 1 | 1168 | 1587 | -419 | 74 | 828 | AC
Base case | Base case | [GR-AL] [OPP] TIE 400 kV Kardia - Zemblak | XZE_KA11 GKARDI13 1 | 1167 | 1587 | -420 | 74 | 827 | AC
MK_BG_CO_00001 | N-1 TIE 400 kV Chervena Mogila - Stip | [GR-AL] [OPP] TIE 400 kV Kardia - Zemblak | XZE_KA11 GKARDI13 1 | 1166 | 1587 | -421 | 73 | 826 | AC
GR_CO_00009 | N-1 OHL 400 kV Filippoi - Lagadas ck. 3 | [GR-AL] [OPP] TIE 400 kV Kardia - Zemblak | XZE_KA11 GKARDI13 1 | 1165 | 1587 | -422 | 73 | 826 | AC
GR_CO_00002 | N-1 OHL 400 kV Filippoi - Lagadas ck. 1&2 | [GR-AL] [OPP] TIE 400 kV Kardia - Zemblak | XZE_KA11 GKARDI13 1 | 1159 | 1587 | -428 | 73 | 821 | AC
RS_BG_CO_00001 | N-1 TIE 400 kV Sofia Zapad - Nis | [GR-MK] [OPP] TIE 400 kV Meliti - Bitola | XFL_BI11 GMELIT11 1 | 1158 | 1587 | -429 | 73 | 831 | AC
BG-CO_00017 | N-1 OHL 400 kV Kozloduy - Sofia Zapad ck. 1&2 | [GR-AL] [OPP] TIE 400 kV Kardia - Zemblak | XZE_KA11 GKARDI13 1 | 1157 | 1587 | -430 | 73 | 821 | AC
GR_BG_CO_00002 | N-1 TIE 400 kV Nea Santa - Maritsa Iztok | [GR-MK] [OPP] TIE 400 kV Meliti - Bitola | XFL_BI11 GMELIT11 1 | 1164 | 1600 | -436 | 73 | 835 | AC
BG-CO_00018 | N-1 OHL 400 kV Burgas- Maritsa Iztok 2 | [GR-AL] [OPP] TIE 400 kV Kardia - Zemblak | XZE_KA11 GKARDI13 1 | 1149 | 1587 | -438 | 72 | 815 | AC
BG-CO_00013 | N-1 OHL 400 kV Maritsa Iztok - Plovdiv ck. 1&2 | [GR-MK] [OPP] TIE 400 kV Meliti - Bitola | XFL_BI11 GMELIT11 1 | 1142 | 1587 | -445 | 72 | 819 | AC
BG-CO_00012 | N-1 OHL 400 kV Varna - Burgas ck. 1&2 | [GR-MK] [OPP] TIE 400 kV Meliti - Bitola | XFL_BI11 GMELIT11 1 | 1141 | 1587 | -446 | 72 | 819 | AC
GR_TR_CO_00001 | N-1 TIE 400 kV Nea Santa - Babaeski | [GR-MK] [OPP] TIE 400 kV Meliti - Bitola | XFL_BI11 GMELIT11 1 | 1137 | 1587 | -450 | 72 | 816 | AC
GR_CO_00001 | N-1 OHL 400 kV Filippoi - Komotini ck. 1&2 | [GR-AL] [OPP] TIE 400 kV Kardia - Zemblak | XZE_KA11 GKARDI13 1 | 1131 | 1587 | -456 | 71 | 802 | AC
MK_BG_CO_00001 | N-1 TIE 400 kV Chervena Mogila - Stip | [GR-MK] [OPP] TIE 400 kV Meliti - Bitola | XFL_BI11 GMELIT11 1 | 1120 | 1587 | -467 | 71 | 804 | AC
TR_BG_CO_00002 | N-1 TIE 400 kV Maritsa 3 - Hamitabat 2 | [GR-MK] [OPP] TIE 400 kV Meliti - Bitola | XFL_BI11 GMELIT11 1 | 1119 | 1587 | -468 | 70 | 803 | AC
BG-CO_00020 | N-1 OHL 400 kV Maritsa Iztok - Maritsa Iztok 3 ck. 1&2 | [GR-MK] [OPP] TIE 400 kV Meliti - Bitola | XFL_BI11 GMELIT11 1 | 1118 | 1587 | -469 | 70 | 803 | AC
RS_KS_CO_00002 | N-1 TIE 400 kV Kosovo B - Nis 2 | [GR-MK] [OPP] TIE 400 kV Meliti - Bitola | XFL_BI11 GMELIT11 1 | 1117 | 1587 | -470 | 70 | 801 | AC
TR_BG_CO_00001 | N-1 TIE 400 kV Maritsa 3 - Hamitabat 1 | [GR-MK] [OPP] TIE 400 kV Meliti - Bitola | XFL_BI11 GMELIT11 1 | 1116 | 1587 | -471 | 70 | 801 | AC
BG-CO_00005 | N-1 OHL 400 kV Vetren - Chervena Mogila | [GR-MK] [OPP] TIE 400 kV Meliti - Bitola | XFL_BI11 GMELIT11 1 | 1115 | 1587 | -472 | 70 | 800 | AC
BG-CO_00006 | N-1 OHL 400 kV Plovdiv - Vetren | [GR-MK] [OPP] TIE 400 kV Meliti - Bitola | XFL_BI11 GMELIT11 1 | 1115 | 1587 | -472 | 70 | 800 | AC
BG-CO_00002 | N-1 OHL 400 kV Sofia Zapad - Chervena Mogila ck. 1&2 | [GR-MK] [OPP] TIE 400 kV Meliti - Bitola | XFL_BI11 GMELIT11 1 | 1114 | 1587 | -473 | 70 | 800 | AC
TR_CO_00001 | N-1 OHL 400 kV Habitabat NGCC - Babaeski | [GR-MK] [OPP] TIE 400 kV Meliti - Bitola | XFL_BI11 GMELIT11 1 | 1112 | 1587 | -475 | 70 | 798 | AC
BG-CO_00017 | N-1 OHL 400 kV Kozloduy - Sofia Zapad ck. 1&2 | [GR-MK] [OPP] TIE 400 kV Meliti - Bitola | XFL_BI11 GMELIT11 1 | 1111 | 1587 | -476 | 70 | 798 | AC

## 0830
Detailed results
Generated at: | 14/07/2026 21:22:08
Business day: | 2026-07-16
Horizon: | 2DA
Timestamp | 08:30
Border & direction: | North-Greece Exporting
Remedial actions | False
Margin satisfied | True
Final step | Margin Calculation
TTC [MW]: | 2901.99
Loading threshold | 0.7
Limiting CNEC | N-1 TIE 400 kV Skopje 5 - Urosevac / N-1 TIE 150 kV Mourtos - Bistrica/[GR-AL] [OPP] TIE 400 kV Kardia - Zemblak
Applied RAs
Non Costly RAO
CO ID | RA ID | Name of the RA | Usage | Type | Location | Status | Details
Costly RAO
RA RD ID | TSO | Generator Name | Minimum Power [MW] | Maximum Power [MW] | RDP- | RDP+ | P [MW] before RAO | P [MW] after RAO | P0 [MW] | Plimit+ [MW] | Plimit- [MW] | Started up | Shutdown
Non Costly Reduction
CO ID | RA ID | Name of the RA | Usage | Type | Location | Status | Details
Limiting CNECs
CO ID | Name of the CO | Name of the CNE | CNE UCTE branch | Calculated I (A) | I max (PATL) | Margin (A) | Loading (%) | Flow [MW] | LF type
GR_AL_CO_00001 | N-1 TIE 400 kV Kardia - Zemblak / N-1 TIE 150 kV Mourtos - Bistrica | [GR-MK] [OPP] TIE 400 kV Meliti - Bitola | XFL_BI11 GMELIT11 1 | 1585 | 1587 | -2 | 100 | 1133 | AC
MK_AL_CO_00001 | N-1 TIE 400 kV Skopje 5 - Urosevac / N-1 TIE 150 kV Mourtos - Bistrica | [GR-AL] [OPP] TIE 400 kV Kardia - Zemblak | XZE_KA11 GKARDI13 1 | 1581 | 1587 | -6 | 100 | 1110 | AC
MK_KS_CO_00001 | N-1 TIE 400 kV Skopje 5 - Urosevac | [GR-AL] [OPP] TIE 400 kV Kardia - Zemblak | XZE_KA11 GKARDI13 1 | 1509 | 1587 | -78 | 95 | 1061 | AC
AL_CO_00002 | N-1 OHL 400 kV Elbasan 3 - Zemblak | [GR-MK] [OPP] TIE 400 kV Meliti - Bitola | XFL_BI11 GMELIT11 1 | 1457 | 1587 | -130 | 92 | 1043 | AC
GR_MK_CO_00001 | N-1 TIE 400 kV Meliti - Bitola | [GR-AL] [OPP] TIE 400 kV Kardia - Zemblak | XZE_KA11 GKARDI13 1 | 1453 | 1587 | -134 | 92 | 1023 | AC
GR_CO_00003 | N-1 OHL 400 kV Meliti - Amideo ck. 1&2 | [GR-AL] [OPP] TIE 400 kV Kardia - Zemblak | XZE_KA11 GKARDI13 1 | 1453 | 1587 | -134 | 92 | 1023 | AC
MK_CO_00003 | N-1 OHL 400 kV Skopje 4 - Skopje 5 | [GR-AL] [OPP] TIE 400 kV Kardia - Zemblak | XZE_KA11 GKARDI13 1 | 1437 | 1587 | -150 | 91 | 1013 | AC
GR_MK_CO_00002 | N-1 TIE 400 kV Thessaloniki - Dubrovo | [GR-MK] [OPP] TIE 400 kV Meliti - Bitola | XFL_BI11 GMELIT11 1 | 1435 | 1587 | -152 | 90 | 1028 | AC
GR_CO_00010 | N-1 OHL 400 kV Amideo - Ptolemaida / N-1 OHL 400 kV Amideo - Vermio | [GR-AL] [OPP] TIE 400 kV Kardia - Zemblak | XZE_KA11 GKARDI13 1 | 1362 | 1587 | -225 | 86 | 961 | AC
KS_CO_00001 | N-1 OHL 400 kV Kosovo B - Urosevac | [GR-AL] [OPP] TIE 400 kV Kardia - Zemblak | XZE_KA11 GKARDI13 1 | 1353 | 1587 | -234 | 85 | 955 | AC
RS_BG_CO_00001 | N-1 TIE 400 kV Sofia Zapad - Nis | [GR-AL] [OPP] TIE 400 kV Kardia - Zemblak | XZE_KA11 GKARDI13 1 | 1352 | 1587 | -235 | 85 | 954 | AC
GR_IT_CO_00001 | N-1 TIE 400 kV Arachthos - Galatina | [GR-AL] [OPP] TIE 400 kV Kardia - Zemblak | XZE_KA11 GKARDI13 1 | 1342 | 1587 | -245 | 85 | 947 | AC
GR_MK_CO_00002 | N-1 TIE 400 kV Thessaloniki - Dubrovo | [GR-AL] [OPP] TIE 400 kV Kardia - Zemblak | XZE_KA11 GKARDI13 1 | 1342 | 1587 | -245 | 85 | 947 | AC
KS_ME_CO_00001 | N-1 TIE 400 kV Pec 3 - Ribarevina | [GR-AL] [OPP] TIE 400 kV Kardia - Zemblak | XZE_KA11 GKARDI13 1 | 1338 | 1587 | -249 | 84 | 944 | AC
GR_CO_00006 | N-1 OHL 400 kV Komotini - Nea Santa ck. 1&2 | [GR-AL] [OPP] TIE 400 kV Kardia - Zemblak | XZE_KA11 GKARDI13 1 | 1329 | 1587 | -258 | 84 | 938 | AC
RS_MK_CO_00001 | N-1 TIE 400 kV Vranje 4 - Stip | [GR-AL] [OPP] TIE 400 kV Kardia - Zemblak | XZE_KA11 GKARDI13 1 | 1312 | 1587 | -275 | 83 | 927 | AC
GR_BG_CO_00001 | N-1 TIE 400 kV Lagadas - Blagoevgrad | [GR-AL] [OPP] TIE 400 kV Kardia - Zemblak | XZE_KA11 GKARDI13 1 | 1300 | 1587 | -287 | 82 | 919 | AC
RS_CO_00003 | N-1 OHL 400 kV Vranje 4 - Leskovac 2 | [GR-AL] [OPP] TIE 400 kV Kardia - Zemblak | XZE_KA11 GKARDI13 1 | 1298 | 1587 | -289 | 82 | 917 | AC
GR_CO_00007 | N-1 OHL 400 kV Thessaloniki - Agios Dimitrios ck. 1&2 | [GR-AL] [OPP] TIE 400 kV Kardia - Zemblak | XZE_KA11 GKARDI13 1 | 1298 | 1587 | -289 | 82 | 917 | AC
RS_CO_00004 | N-1 OHL 400 kV Nis 2 - Leskovac 2 | [GR-AL] [OPP] TIE 400 kV Kardia - Zemblak | XZE_KA11 GKARDI13 1 | 1292 | 1587 | -295 | 81 | 914 | AC
BG-CO_00012 | N-1 OHL 400 kV Varna - Burgas ck. 1&2 | [GR-AL] [OPP] TIE 400 kV Kardia - Zemblak | XZE_KA11 GKARDI13 1 | 1291 | 1587 | -296 | 81 | 912 | AC
RS_KS_CO_00002 | N-1 TIE 400 kV Kosovo B - Nis 2 | [GR-AL] [OPP] TIE 400 kV Kardia - Zemblak | XZE_KA11 GKARDI13 1 | 1290 | 1587 | -297 | 81 | 912 | AC
BG-CO_00001 | N-1 OHL 400 kV Chervena Mogila - Blagoevgrad ck. 1&2 | [GR-AL] [OPP] TIE 400 kV Kardia - Zemblak | XZE_KA11 GKARDI13 1 | 1288 | 1587 | -299 | 81 | 910 | AC
GR_CO_00003 | N-1 OHL 400 kV Meliti - Amideo ck. 1&2 | [GR-MK] [OPP] TIE 400 kV Thessaloniki - Dubrovo | XTH_DU11 GTHESS11 1 | 1285 | 1587 | -302 | 81 | 913 | AC
GR_MK_CO_00001 | N-1 TIE 400 kV Meliti - Bitola | [GR-MK] [OPP] TIE 400 kV Thessaloniki - Dubrovo | XTH_DU11 GTHESS11 1 | 1284 | 1587 | -303 | 81 | 913 | AC
MK_CO_00002 | N-1 OHL 400 kV Dubrovo - Stip | [GR-AL] [OPP] TIE 400 kV Kardia - Zemblak | XZE_KA11 GKARDI13 1 | 1284 | 1587 | -303 | 81 | 908 | AC
MK_CO_00001 | N-1 OHL 400 kV Bitola 2 - Dubrovo | [GR-AL] [OPP] TIE 400 kV Kardia - Zemblak | XZE_KA11 GKARDI13 1 | 1274 | 1587 | -313 | 80 | 901 | AC
GR_BG_CO_00002 | N-1 TIE 400 kV Nea Santa - Maritsa Iztok | [GR-AL] [OPP] TIE 400 kV Kardia - Zemblak | XZE_KA11 GKARDI13 1 | 1284 | 1600 | -316 | 80 | 908 | AC
BG-CO_00013 | N-1 OHL 400 kV Maritsa Iztok - Plovdiv ck. 1&2 | [GR-AL] [OPP] TIE 400 kV Kardia - Zemblak | XZE_KA11 GKARDI13 1 | 1273 | 1587 | -314 | 80 | 900 | AC
GR_TR_CO_00001 | N-1 TIE 400 kV Nea Santa - Babaeski | [GR-AL] [OPP] TIE 400 kV Kardia - Zemblak | XZE_KA11 GKARDI13 1 | 1271 | 1587 | -316 | 80 | 898 | AC
GR_CO_00004 | N-1 OHL 400 kV Amideo - Lagadas ck. 1&2 | [GR-AL] [OPP] TIE 400 kV Kardia - Zemblak | XZE_KA11 GKARDI13 1 | 1270 | 1587 | -317 | 80 | 898 | AC
BG-CO_00002 | N-1 OHL 400 kV Sofia Zapad - Chervena Mogila ck. 1&2 | [GR-AL] [OPP] TIE 400 kV Kardia - Zemblak | XZE_KA11 GKARDI13 1 | 1265 | 1587 | -322 | 80 | 895 | AC
BG-CO_00020 | N-1 OHL 400 kV Maritsa Iztok - Maritsa Iztok 3 ck. 1&2 | [GR-AL] [OPP] TIE 400 kV Kardia - Zemblak | XZE_KA11 GKARDI13 1 | 1265 | 1587 | -322 | 80 | 895 | AC
TR_BG_CO_00002 | N-1 TIE 400 kV Maritsa 3 - Hamitabat 2 | [GR-AL] [OPP] TIE 400 kV Kardia - Zemblak | XZE_KA11 GKARDI13 1 | 1264 | 1587 | -323 | 80 | 894 | AC
TR_BG_CO_00001 | N-1 TIE 400 kV Maritsa 3 - Hamitabat 1 | [GR-AL] [OPP] TIE 400 kV Kardia - Zemblak | XZE_KA11 GKARDI13 1 | 1263 | 1587 | -324 | 80 | 893 | AC
BG-CO_00005 | N-1 OHL 400 kV Vetren - Chervena Mogila | [GR-AL] [OPP] TIE 400 kV Kardia - Zemblak | XZE_KA11 GKARDI13 1 | 1262 | 1587 | -325 | 80 | 893 | AC
BG-CO_00006 | N-1 OHL 400 kV Plovdiv - Vetren | [GR-AL] [OPP] TIE 400 kV Kardia - Zemblak | XZE_KA11 GKARDI13 1 | 1262 | 1587 | -325 | 80 | 893 | AC
TR_CO_00001 | N-1 OHL 400 kV Habitabat NGCC - Babaeski | [GR-AL] [OPP] TIE 400 kV Kardia - Zemblak | XZE_KA11 GKARDI13 1 | 1260 | 1587 | -327 | 79 | 891 | AC
Base case | Base case | [GR-AL] [OPP] TIE 400 kV Kardia - Zemblak | XZE_KA11 GKARDI13 1 | 1260 | 1587 | -327 | 79 | 891 | AC
GR_CO_00009 | N-1 OHL 400 kV Filippoi - Lagadas ck. 3 | [GR-AL] [OPP] TIE 400 kV Kardia - Zemblak | XZE_KA11 GKARDI13 1 | 1258 | 1587 | -329 | 79 | 890 | AC
GR_CO_00005 | N-1 OHL 400 kV Thessaloniki - Lagadas ck. 1&2 | [GR-AL] [OPP] TIE 400 kV Kardia - Zemblak | XZE_KA11 GKARDI13 1 | 1256 | 1587 | -331 | 79 | 889 | AC
MK_BG_CO_00001 | N-1 TIE 400 kV Chervena Mogila - Stip | [GR-AL] [OPP] TIE 400 kV Kardia - Zemblak | XZE_KA11 GKARDI13 1 | 1256 | 1587 | -331 | 79 | 888 | AC
GR_CO_00002 | N-1 OHL 400 kV Filippoi - Lagadas ck. 1&2 | [GR-AL] [OPP] TIE 400 kV Kardia - Zemblak | XZE_KA11 GKARDI13 1 | 1252 | 1587 | -335 | 79 | 885 | AC
BG-CO_00017 | N-1 OHL 400 kV Kozloduy - Sofia Zapad ck. 1&2 | [GR-AL] [OPP] TIE 400 kV Kardia - Zemblak | XZE_KA11 GKARDI13 1 | 1245 | 1587 | -342 | 78 | 881 | AC
GR_CO_00008 | N-1 OHL 400 kV Kardia - Ptolemaida / N-1 OHL 400 kV Kardia - Vermio | [GR-AL] [OPP] TIE 400 kV Kardia - Zemblak | XZE_KA11 GKARDI13 1 | 1245 | 1587 | -342 | 78 | 880 | AC
BG-CO_00018 | N-1 OHL 400 kV Burgas- Maritsa Iztok 2 | [GR-AL] [OPP] TIE 400 kV Kardia - Zemblak | XZE_KA11 GKARDI13 1 | 1240 | 1587 | -347 | 78 | 878 | AC
GR_CO_00001 | N-1 OHL 400 kV Filippoi - Komotini ck. 1&2 | [GR-AL] [OPP] TIE 400 kV Kardia - Zemblak | XZE_KA11 GKARDI13 1 | 1197 | 1587 | -390 | 75 | 847 | AC
GR_CO_00006 | N-1 OHL 400 kV Komotini - Nea Santa ck. 1&2 | [GR-MK] [OPP] TIE 400 kV Meliti - Bitola | XFL_BI11 GMELIT11 1 | 1168 | 1587 | -419 | 74 | 838 | AC
AL_CO_00001 | N-1 OHL 400 kV Elbasan 3 - Tirana 2 | [GR-MK] [OPP] TIE 400 kV Meliti - Bitola | XFL_BI11 GMELIT11 1 | 1150 | 1587 | -437 | 72 | 825 | AC
GR_IT_CO_00001 | N-1 TIE 400 kV Arachthos - Galatina | [GR-MK] [OPP] TIE 400 kV Meliti - Bitola | XFL_BI11 GMELIT11 1 | 1144 | 1587 | -443 | 72 | 820 | AC
GR_BG_CO_00001 | N-1 TIE 400 kV Lagadas - Blagoevgrad | [GR-MK] [OPP] TIE 400 kV Meliti - Bitola | XFL_BI11 GMELIT11 1 | 1133 | 1587 | -454 | 71 | 814 | AC
RS_BG_CO_00001 | N-1 TIE 400 kV Sofia Zapad - Nis | [GR-MK] [OPP] TIE 400 kV Meliti - Bitola | XFL_BI11 GMELIT11 1 | 1131 | 1587 | -456 | 71 | 812 | AC
AL_ME_CO_00001 | N-1 TIE 400 kV Tirana 2 – Podgorica 2 | [GR-MK] [OPP] TIE 400 kV Meliti - Bitola | XFL_BI11 GMELIT11 1 | 1125 | 1587 | -462 | 71 | 807 | AC
GR_CO_00007 | N-1 OHL 400 kV Thessaloniki - Agios Dimitrios ck. 1&2 | [GR-MK] [OPP] TIE 400 kV Meliti - Bitola | XFL_BI11 GMELIT11 1 | 1121 | 1587 | -466 | 71 | 804 | AC
GR_CO_00004 | N-1 OHL 400 kV Amideo - Lagadas ck. 1&2 | [GR-MK] [OPP] TIE 400 kV Meliti - Bitola | XFL_BI11 GMELIT11 1 | 1114 | 1587 | -473 | 70 | 799 | AC

## 0930
Detailed results
Generated at: | 14/07/2026 21:22:09
Business day: | 2026-07-16
Horizon: | 2DA
Timestamp | 09:30
Border & direction: | North-Greece Exporting
Remedial actions | False
Margin satisfied | True
Final step | Margin Calculation
TTC [MW]: | 2979.54
Loading threshold | 0.7
Limiting CNEC | N-1 TIE 400 kV Skopje 5 - Urosevac / N-1 TIE 150 kV Mourtos - Bistrica/[GR-AL] [OPP] TIE 400 kV Kardia - Zemblak
Applied RAs
Non Costly RAO
CO ID | RA ID | Name of the RA | Usage | Type | Location | Status | Details
Costly RAO
RA RD ID | TSO | Generator Name | Minimum Power [MW] | Maximum Power [MW] | RDP- | RDP+ | P [MW] before RAO | P [MW] after RAO | P0 [MW] | Plimit+ [MW] | Plimit- [MW] | Started up | Shutdown
Non Costly Reduction
CO ID | RA ID | Name of the RA | Usage | Type | Location | Status | Details
Limiting CNECs
CO ID | Name of the CO | Name of the CNE | CNE UCTE branch | Calculated I (A) | I max (PATL) | Margin (A) | Loading (%) | Flow [MW] | LF type
MK_AL_CO_00001 | N-1 TIE 400 kV Skopje 5 - Urosevac / N-1 TIE 150 kV Mourtos - Bistrica | [GR-AL] [OPP] TIE 400 kV Kardia - Zemblak | XZE_KA11 GKARDI13 1 | 1579 | 1587 | -8 | 99 | 1129 | AC
GR_AL_CO_00001 | N-1 TIE 400 kV Kardia - Zemblak / N-1 TIE 150 kV Mourtos - Bistrica | [GR-MK] [OPP] TIE 400 kV Meliti - Bitola | XFL_BI11 GMELIT11 1 | 1572 | 1587 | -15 | 99 | 1126 | AC
MK_KS_CO_00001 | N-1 TIE 400 kV Skopje 5 - Urosevac | [GR-AL] [OPP] TIE 400 kV Kardia - Zemblak | XZE_KA11 GKARDI13 1 | 1509 | 1587 | -78 | 95 | 1080 | AC
AL_CO_00002 | N-1 OHL 400 kV Elbasan 3 - Zemblak | [GR-MK] [OPP] TIE 400 kV Meliti - Bitola | XFL_BI11 GMELIT11 1 | 1450 | 1587 | -137 | 91 | 1040 | AC
GR_MK_CO_00001 | N-1 TIE 400 kV Meliti - Bitola | [GR-AL] [OPP] TIE 400 kV Kardia - Zemblak | XZE_KA11 GKARDI13 1 | 1427 | 1587 | -160 | 90 | 1023 | AC
GR_CO_00003 | N-1 OHL 400 kV Meliti - Amideo ck. 1&2 | [GR-AL] [OPP] TIE 400 kV Kardia - Zemblak | XZE_KA11 GKARDI13 1 | 1426 | 1587 | -161 | 90 | 1022 | AC
MK_CO_00003 | N-1 OHL 400 kV Skopje 4 - Skopje 5 | [GR-AL] [OPP] TIE 400 kV Kardia - Zemblak | XZE_KA11 GKARDI13 1 | 1413 | 1587 | -174 | 89 | 1014 | AC
GR_MK_CO_00002 | N-1 TIE 400 kV Thessaloniki - Dubrovo | [GR-MK] [OPP] TIE 400 kV Meliti - Bitola | XFL_BI11 GMELIT11 1 | 1404 | 1587 | -183 | 88 | 1008 | AC
KS_CO_00001 | N-1 OHL 400 kV Kosovo B - Urosevac | [GR-AL] [OPP] TIE 400 kV Kardia - Zemblak | XZE_KA11 GKARDI13 1 | 1339 | 1587 | -248 | 84 | 962 | AC
GR_CO_00010 | N-1 OHL 400 kV Amideo - Ptolemaida / N-1 OHL 400 kV Amideo - Vermio | [GR-AL] [OPP] TIE 400 kV Kardia - Zemblak | XZE_KA11 GKARDI13 1 | 1321 | 1587 | -266 | 83 | 950 | AC
GR_IT_CO_00001 | N-1 TIE 400 kV Arachthos - Galatina | [GR-AL] [OPP] TIE 400 kV Kardia - Zemblak | XZE_KA11 GKARDI13 1 | 1319 | 1587 | -268 | 83 | 949 | AC
KS_ME_CO_00001 | N-1 TIE 400 kV Pec 3 - Ribarevina | [GR-AL] [OPP] TIE 400 kV Kardia - Zemblak | XZE_KA11 GKARDI13 1 | 1316 | 1587 | -271 | 83 | 946 | AC
GR_MK_CO_00002 | N-1 TIE 400 kV Thessaloniki - Dubrovo | [GR-AL] [OPP] TIE 400 kV Kardia - Zemblak | XZE_KA11 GKARDI13 1 | 1315 | 1587 | -272 | 83 | 946 | AC
RS_BG_CO_00001 | N-1 TIE 400 kV Sofia Zapad - Nis | [GR-AL] [OPP] TIE 400 kV Kardia - Zemblak | XZE_KA11 GKARDI13 1 | 1310 | 1587 | -277 | 83 | 942 | AC
GR_CO_00006 | N-1 OHL 400 kV Komotini - Nea Santa ck. 1&2 | [GR-AL] [OPP] TIE 400 kV Kardia - Zemblak | XZE_KA11 GKARDI13 1 | 1303 | 1587 | -284 | 82 | 937 | AC
GR_BG_CO_00001 | N-1 TIE 400 kV Lagadas - Blagoevgrad | [GR-AL] [OPP] TIE 400 kV Kardia - Zemblak | XZE_KA11 GKARDI13 1 | 1295 | 1587 | -292 | 82 | 932 | AC
RS_MK_CO_00001 | N-1 TIE 400 kV Vranje 4 - Stip | [GR-AL] [OPP] TIE 400 kV Kardia - Zemblak | XZE_KA11 GKARDI13 1 | 1288 | 1587 | -299 | 81 | 927 | AC
GR_CO_00007 | N-1 OHL 400 kV Thessaloniki - Agios Dimitrios ck. 1&2 | [GR-AL] [OPP] TIE 400 kV Kardia - Zemblak | XZE_KA11 GKARDI13 1 | 1285 | 1587 | -302 | 81 | 925 | AC
BG-CO_00001 | N-1 OHL 400 kV Chervena Mogila - Blagoevgrad ck. 1&2 | [GR-AL] [OPP] TIE 400 kV Kardia - Zemblak | XZE_KA11 GKARDI13 1 | 1275 | 1587 | -312 | 80 | 918 | AC
RS_CO_00003 | N-1 OHL 400 kV Vranje 4 - Leskovac 2 | [GR-AL] [OPP] TIE 400 kV Kardia - Zemblak | XZE_KA11 GKARDI13 1 | 1275 | 1587 | -312 | 80 | 918 | AC
MK_CO_00002 | N-1 OHL 400 kV Dubrovo - Stip | [GR-AL] [OPP] TIE 400 kV Kardia - Zemblak | XZE_KA11 GKARDI13 1 | 1274 | 1587 | -313 | 80 | 917 | AC
RS_CO_00004 | N-1 OHL 400 kV Nis 2 - Leskovac 2 | [GR-AL] [OPP] TIE 400 kV Kardia - Zemblak | XZE_KA11 GKARDI13 1 | 1269 | 1587 | -318 | 80 | 914 | AC
RS_KS_CO_00002 | N-1 TIE 400 kV Kosovo B - Nis 2 | [GR-AL] [OPP] TIE 400 kV Kardia - Zemblak | XZE_KA11 GKARDI13 1 | 1263 | 1587 | -324 | 80 | 909 | AC
GR_CO_00004 | N-1 OHL 400 kV Amideo - Lagadas ck. 1&2 | [GR-AL] [OPP] TIE 400 kV Kardia - Zemblak | XZE_KA11 GKARDI13 1 | 1259 | 1587 | -328 | 79 | 906 | AC
BG-CO_00012 | N-1 OHL 400 kV Varna - Burgas ck. 1&2 | [GR-AL] [OPP] TIE 400 kV Kardia - Zemblak | XZE_KA11 GKARDI13 1 | 1259 | 1587 | -328 | 79 | 906 | AC
MK_CO_00001 | N-1 OHL 400 kV Bitola 2 - Dubrovo | [GR-AL] [OPP] TIE 400 kV Kardia - Zemblak | XZE_KA11 GKARDI13 1 | 1256 | 1587 | -331 | 79 | 904 | AC
GR_BG_CO_00002 | N-1 TIE 400 kV Nea Santa - Maritsa Iztok | [GR-AL] [OPP] TIE 400 kV Kardia - Zemblak | XZE_KA11 GKARDI13 1 | 1264 | 1600 | -336 | 79 | 910 | AC
BG-CO_00013 | N-1 OHL 400 kV Maritsa Iztok - Plovdiv ck. 1&2 | [GR-AL] [OPP] TIE 400 kV Kardia - Zemblak | XZE_KA11 GKARDI13 1 | 1253 | 1587 | -334 | 79 | 902 | AC
GR_TR_CO_00001 | N-1 TIE 400 kV Nea Santa - Babaeski | [GR-AL] [OPP] TIE 400 kV Kardia - Zemblak | XZE_KA11 GKARDI13 1 | 1249 | 1587 | -338 | 79 | 900 | AC
GR_CO_00005 | N-1 OHL 400 kV Thessaloniki - Lagadas ck. 1&2 | [GR-AL] [OPP] TIE 400 kV Kardia - Zemblak | XZE_KA11 GKARDI13 1 | 1244 | 1587 | -343 | 78 | 896 | AC
TR_BG_CO_00002 | N-1 TIE 400 kV Maritsa 3 - Hamitabat 2 | [GR-AL] [OPP] TIE 400 kV Kardia - Zemblak | XZE_KA11 GKARDI13 1 | 1243 | 1587 | -344 | 78 | 895 | AC
BG-CO_00020 | N-1 OHL 400 kV Maritsa Iztok - Maritsa Iztok 3 ck. 1&2 | [GR-AL] [OPP] TIE 400 kV Kardia - Zemblak | XZE_KA11 GKARDI13 1 | 1243 | 1587 | -344 | 78 | 895 | AC
TR_BG_CO_00001 | N-1 TIE 400 kV Maritsa 3 - Hamitabat 1 | [GR-AL] [OPP] TIE 400 kV Kardia - Zemblak | XZE_KA11 GKARDI13 1 | 1242 | 1587 | -345 | 78 | 894 | AC
GR_CO_00002 | N-1 OHL 400 kV Filippoi - Lagadas ck. 1&2 | [GR-AL] [OPP] TIE 400 kV Kardia - Zemblak | XZE_KA11 GKARDI13 1 | 1240 | 1587 | -347 | 78 | 893 | AC
BG-CO_00006 | N-1 OHL 400 kV Plovdiv - Vetren | [GR-AL] [OPP] TIE 400 kV Kardia - Zemblak | XZE_KA11 GKARDI13 1 | 1240 | 1587 | -347 | 78 | 893 | AC
TR_CO_00001 | N-1 OHL 400 kV Habitabat NGCC - Babaeski | [GR-AL] [OPP] TIE 400 kV Kardia - Zemblak | XZE_KA11 GKARDI13 1 | 1239 | 1587 | -348 | 78 | 893 | AC
GR_CO_00009 | N-1 OHL 400 kV Filippoi - Lagadas ck. 3 | [GR-AL] [OPP] TIE 400 kV Kardia - Zemblak | XZE_KA11 GKARDI13 1 | 1239 | 1587 | -348 | 78 | 892 | AC
BG-CO_00002 | N-1 OHL 400 kV Sofia Zapad - Chervena Mogila ck. 1&2 | [GR-AL] [OPP] TIE 400 kV Kardia - Zemblak | XZE_KA11 GKARDI13 1 | 1239 | 1587 | -348 | 78 | 893 | AC
Base case | Base case | [GR-AL] [OPP] TIE 400 kV Kardia - Zemblak | XZE_KA11 GKARDI13 1 | 1239 | 1587 | -348 | 78 | 892 | AC
MK_BG_CO_00001 | N-1 TIE 400 kV Chervena Mogila - Stip | [GR-AL] [OPP] TIE 400 kV Kardia - Zemblak | XZE_KA11 GKARDI13 1 | 1238 | 1587 | -349 | 78 | 892 | AC
GR_CO_00001 | N-1 OHL 400 kV Filippoi - Komotini ck. 1&2 | [GR-AL] [OPP] TIE 400 kV Kardia - Zemblak | XZE_KA11 GKARDI13 1 | 1237 | 1587 | -350 | 78 | 890 | AC
BG-CO_00005 | N-1 OHL 400 kV Vetren - Chervena Mogila | [GR-AL] [OPP] TIE 400 kV Kardia - Zemblak | XZE_KA11 GKARDI13 1 | 1237 | 1587 | -350 | 78 | 891 | AC
GR_CO_00003 | N-1 OHL 400 kV Meliti - Amideo ck. 1&2 | [GR-MK] [OPP] TIE 400 kV Thessaloniki - Dubrovo | XTH_DU11 GTHESS11 1 | 1234 | 1587 | -353 | 78 | 882 | AC
GR_MK_CO_00001 | N-1 TIE 400 kV Meliti - Bitola | [GR-MK] [OPP] TIE 400 kV Thessaloniki - Dubrovo | XTH_DU11 GTHESS11 1 | 1233 | 1587 | -354 | 78 | 881 | AC
BG-CO_00017 | N-1 OHL 400 kV Kozloduy - Sofia Zapad ck. 1&2 | [GR-AL] [OPP] TIE 400 kV Kardia - Zemblak | XZE_KA11 GKARDI13 1 | 1222 | 1587 | -365 | 77 | 880 | AC
BG-CO_00018 | N-1 OHL 400 kV Burgas- Maritsa Iztok 2 | [GR-AL] [OPP] TIE 400 kV Kardia - Zemblak | XZE_KA11 GKARDI13 1 | 1219 | 1587 | -368 | 77 | 878 | AC
GR_CO_00008 | N-1 OHL 400 kV Kardia - Ptolemaida / N-1 OHL 400 kV Kardia - Vermio | [GR-AL] [OPP] TIE 400 kV Kardia - Zemblak | XZE_KA11 GKARDI13 1 | 1200 | 1587 | -387 | 76 | 864 | AC
GR_CO_00004 | N-1 OHL 400 kV Amideo - Lagadas ck. 1&2 | [GR-MK] [OPP] TIE 400 kV Meliti - Bitola | XFL_BI11 GMELIT11 1 | 1170 | 1587 | -417 | 74 | 839 | AC
GR_BG_CO_00001 | N-1 TIE 400 kV Lagadas - Blagoevgrad | [GR-MK] [OPP] TIE 400 kV Meliti - Bitola | XFL_BI11 GMELIT11 1 | 1157 | 1587 | -430 | 73 | 831 | AC
GR_CO_00006 | N-1 OHL 400 kV Komotini - Nea Santa ck. 1&2 | [GR-MK] [OPP] TIE 400 kV Meliti - Bitola | XFL_BI11 GMELIT11 1 | 1154 | 1587 | -433 | 73 | 828 | AC
AL_CO_00001 | N-1 OHL 400 kV Elbasan 3 - Tirana 2 | [GR-MK] [OPP] TIE 400 kV Meliti - Bitola | XFL_BI11 GMELIT11 1 | 1146 | 1587 | -441 | 72 | 823 | AC
GR_IT_CO_00001 | N-1 TIE 400 kV Arachthos - Galatina | [GR-MK] [OPP] TIE 400 kV Meliti - Bitola | XFL_BI11 GMELIT11 1 | 1136 | 1587 | -451 | 72 | 816 | AC
GR_CO_00007 | N-1 OHL 400 kV Thessaloniki - Agios Dimitrios ck. 1&2 | [GR-MK] [OPP] TIE 400 kV Meliti - Bitola | XFL_BI11 GMELIT11 1 | 1129 | 1587 | -458 | 71 | 810 | AC
GR_CO_00008 | N-1 OHL 400 kV Kardia - Ptolemaida / N-1 OHL 400 kV Kardia - Vermio | [GR-MK] [OPP] TIE 400 kV Meliti - Bitola | XFL_BI11 GMELIT11 1 | 1126 | 1587 | -461 | 71 | 809 | AC
AL_ME_CO_00001 | N-1 TIE 400 kV Tirana 2 – Podgorica 2 | [GR-MK] [OPP] TIE 400 kV Meliti - Bitola | XFL_BI11 GMELIT11 1 | 1120 | 1587 | -467 | 71 | 805 | AC
BG-CO_00001 | N-1 OHL 400 kV Chervena Mogila - Blagoevgrad ck. 1&2 | [GR-MK] [OPP] TIE 400 kV Meliti - Bitola | XFL_BI11 GMELIT11 1 | 1115 | 1587 | -472 | 70 | 801 | AC

## 1030
Detailed results
Generated at: | 14/07/2026 21:22:09
Business day: | 2026-07-16
Horizon: | 2DA
Timestamp | 10:30
Border & direction: | North-Greece Exporting
Remedial actions | False
Margin satisfied | True
Final step | Margin Calculation
TTC [MW]: | 3076.14
Loading threshold | 0.7
Limiting CNEC | N-1 TIE 400 kV Kardia - Zemblak / N-1 TIE 150 kV Mourtos - Bistrica/[GR-MK] [OPP] TIE 400 kV Meliti - Bitola
Applied RAs
Non Costly RAO
CO ID | RA ID | Name of the RA | Usage | Type | Location | Status | Details
Costly RAO
RA RD ID | TSO | Generator Name | Minimum Power [MW] | Maximum Power [MW] | RDP- | RDP+ | P [MW] before RAO | P [MW] after RAO | P0 [MW] | Plimit+ [MW] | Plimit- [MW] | Started up | Shutdown
Non Costly Reduction
CO ID | RA ID | Name of the RA | Usage | Type | Location | Status | Details
Limiting CNECs
CO ID | Name of the CO | Name of the CNE | CNE UCTE branch | Calculated I (A) | I max (PATL) | Margin (A) | Loading (%) | Flow [MW] | LF type
GR_AL_CO_00001 | N-1 TIE 400 kV Kardia - Zemblak / N-1 TIE 150 kV Mourtos - Bistrica | [GR-MK] [OPP] TIE 400 kV Meliti - Bitola | XFL_BI11 GMELIT11 1 | 1588 | 1587 | 1 | 100 | 1137 | AC
MK_AL_CO_00001 | N-1 TIE 400 kV Skopje 5 - Urosevac / N-1 TIE 150 kV Mourtos - Bistrica | [GR-AL] [OPP] TIE 400 kV Kardia - Zemblak | XZE_KA11 GKARDI13 1 | 1554 | 1587 | -33 | 98 | 1111 | AC
MK_KS_CO_00001 | N-1 TIE 400 kV Skopje 5 - Urosevac | [GR-AL] [OPP] TIE 400 kV Kardia - Zemblak | XZE_KA11 GKARDI13 1 | 1486 | 1587 | -101 | 94 | 1064 | AC
AL_CO_00002 | N-1 OHL 400 kV Elbasan 3 - Zemblak | [GR-MK] [OPP] TIE 400 kV Meliti - Bitola | XFL_BI11 GMELIT11 1 | 1470 | 1587 | -117 | 93 | 1054 | AC
GR_MK_CO_00002 | N-1 TIE 400 kV Thessaloniki - Dubrovo | [GR-MK] [OPP] TIE 400 kV Meliti - Bitola | XFL_BI11 GMELIT11 1 | 1438 | 1587 | -149 | 91 | 1032 | AC
GR_MK_CO_00001 | N-1 TIE 400 kV Meliti - Bitola | [GR-AL] [OPP] TIE 400 kV Kardia - Zemblak | XZE_KA11 GKARDI13 1 | 1402 | 1587 | -185 | 88 | 1005 | AC
GR_CO_00003 | N-1 OHL 400 kV Meliti - Amideo ck. 1&2 | [GR-AL] [OPP] TIE 400 kV Kardia - Zemblak | XZE_KA11 GKARDI13 1 | 1402 | 1587 | -185 | 88 | 1005 | AC
MK_CO_00003 | N-1 OHL 400 kV Skopje 4 - Skopje 5 | [GR-AL] [OPP] TIE 400 kV Kardia - Zemblak | XZE_KA11 GKARDI13 1 | 1387 | 1587 | -200 | 87 | 996 | AC
KS_CO_00001 | N-1 OHL 400 kV Kosovo B - Urosevac | [GR-AL] [OPP] TIE 400 kV Kardia - Zemblak | XZE_KA11 GKARDI13 1 | 1312 | 1587 | -275 | 83 | 943 | AC
GR_IT_CO_00001 | N-1 TIE 400 kV Arachthos - Galatina | [GR-AL] [OPP] TIE 400 kV Kardia - Zemblak | XZE_KA11 GKARDI13 1 | 1291 | 1587 | -296 | 81 | 928 | AC
KS_ME_CO_00001 | N-1 TIE 400 kV Pec 3 - Ribarevina | [GR-AL] [OPP] TIE 400 kV Kardia - Zemblak | XZE_KA11 GKARDI13 1 | 1287 | 1587 | -300 | 81 | 926 | AC
GR_MK_CO_00002 | N-1 TIE 400 kV Thessaloniki - Dubrovo | [GR-AL] [OPP] TIE 400 kV Kardia - Zemblak | XZE_KA11 GKARDI13 1 | 1287 | 1587 | -300 | 81 | 926 | AC
GR_CO_00006 | N-1 OHL 400 kV Komotini - Nea Santa ck. 1&2 | [GR-AL] [OPP] TIE 400 kV Kardia - Zemblak | XZE_KA11 GKARDI13 1 | 1279 | 1587 | -308 | 81 | 919 | AC
RS_BG_CO_00001 | N-1 TIE 400 kV Sofia Zapad - Nis | [GR-AL] [OPP] TIE 400 kV Kardia - Zemblak | XZE_KA11 GKARDI13 1 | 1278 | 1587 | -309 | 81 | 920 | AC
GR_BG_CO_00001 | N-1 TIE 400 kV Lagadas - Blagoevgrad | [GR-AL] [OPP] TIE 400 kV Kardia - Zemblak | XZE_KA11 GKARDI13 1 | 1273 | 1587 | -314 | 80 | 916 | AC
RS_MK_CO_00001 | N-1 TIE 400 kV Vranje 4 - Stip | [GR-AL] [OPP] TIE 400 kV Kardia - Zemblak | XZE_KA11 GKARDI13 1 | 1261 | 1587 | -326 | 79 | 907 | AC
GR_CO_00003 | N-1 OHL 400 kV Meliti - Amideo ck. 1&2 | [GR-MK] [OPP] TIE 400 kV Thessaloniki - Dubrovo | XTH_DU11 GTHESS11 1 | 1260 | 1587 | -327 | 79 | 901 | AC
GR_MK_CO_00001 | N-1 TIE 400 kV Meliti - Bitola | [GR-MK] [OPP] TIE 400 kV Thessaloniki - Dubrovo | XTH_DU11 GTHESS11 1 | 1259 | 1587 | -328 | 79 | 900 | AC
GR_CO_00010 | N-1 OHL 400 kV Amideo - Ptolemaida / N-1 OHL 400 kV Amideo - Vermio | [GR-AL] [OPP] TIE 400 kV Kardia - Zemblak | XZE_KA11 GKARDI13 1 | 1257 | 1587 | -330 | 79 | 905 | AC
BG-CO_00001 | N-1 OHL 400 kV Chervena Mogila - Blagoevgrad ck. 1&2 | [GR-AL] [OPP] TIE 400 kV Kardia - Zemblak | XZE_KA11 GKARDI13 1 | 1250 | 1587 | -337 | 79 | 900 | AC
MK_CO_00002 | N-1 OHL 400 kV Dubrovo - Stip | [GR-AL] [OPP] TIE 400 kV Kardia - Zemblak | XZE_KA11 GKARDI13 1 | 1248 | 1587 | -339 | 79 | 898 | AC
RS_CO_00003 | N-1 OHL 400 kV Vranje 4 - Leskovac 2 | [GR-AL] [OPP] TIE 400 kV Kardia - Zemblak | XZE_KA11 GKARDI13 1 | 1247 | 1587 | -340 | 79 | 898 | AC
GR_CO_00007 | N-1 OHL 400 kV Thessaloniki - Agios Dimitrios ck. 1&2 | [GR-AL] [OPP] TIE 400 kV Kardia - Zemblak | XZE_KA11 GKARDI13 1 | 1244 | 1587 | -343 | 78 | 895 | AC
RS_CO_00004 | N-1 OHL 400 kV Nis 2 - Leskovac 2 | [GR-AL] [OPP] TIE 400 kV Kardia - Zemblak | XZE_KA11 GKARDI13 1 | 1241 | 1587 | -346 | 78 | 893 | AC
RS_KS_CO_00002 | N-1 TIE 400 kV Kosovo B - Nis 2 | [GR-AL] [OPP] TIE 400 kV Kardia - Zemblak | XZE_KA11 GKARDI13 1 | 1231 | 1587 | -356 | 78 | 887 | AC
GR_CO_00004 | N-1 OHL 400 kV Amideo - Lagadas ck. 1&2 | [GR-AL] [OPP] TIE 400 kV Kardia - Zemblak | XZE_KA11 GKARDI13 1 | 1231 | 1587 | -356 | 78 | 886 | AC
GR_BG_CO_00002 | N-1 TIE 400 kV Nea Santa - Maritsa Iztok | [GR-AL] [OPP] TIE 400 kV Kardia - Zemblak | XZE_KA11 GKARDI13 1 | 1239 | 1600 | -361 | 77 | 892 | AC
MK_CO_00001 | N-1 OHL 400 kV Bitola 2 - Dubrovo | [GR-AL] [OPP] TIE 400 kV Kardia - Zemblak | XZE_KA11 GKARDI13 1 | 1227 | 1587 | -360 | 77 | 883 | AC
BG-CO_00013 | N-1 OHL 400 kV Maritsa Iztok - Plovdiv ck. 1&2 | [GR-AL] [OPP] TIE 400 kV Kardia - Zemblak | XZE_KA11 GKARDI13 1 | 1225 | 1587 | -362 | 77 | 882 | AC
BG-CO_00012 | N-1 OHL 400 kV Varna - Burgas ck. 1&2 | [GR-AL] [OPP] TIE 400 kV Kardia - Zemblak | XZE_KA11 GKARDI13 1 | 1224 | 1587 | -363 | 77 | 881 | AC
GR_TR_CO_00001 | N-1 TIE 400 kV Nea Santa - Babaeski | [GR-AL] [OPP] TIE 400 kV Kardia - Zemblak | XZE_KA11 GKARDI13 1 | 1221 | 1587 | -366 | 77 | 879 | AC
GR_CO_00008 | N-1 OHL 400 kV Kardia - Ptolemaida / N-1 OHL 400 kV Kardia - Vermio | [GR-MK] [OPP] TIE 400 kV Meliti - Bitola | XFL_BI11 GMELIT11 1 | 1218 | 1587 | -369 | 77 | 874 | AC
GR_CO_00001 | N-1 OHL 400 kV Filippoi - Komotini ck. 1&2 | [GR-AL] [OPP] TIE 400 kV Kardia - Zemblak | XZE_KA11 GKARDI13 1 | 1215 | 1587 | -372 | 77 | 874 | AC
TR_BG_CO_00002 | N-1 TIE 400 kV Maritsa 3 - Hamitabat 2 | [GR-AL] [OPP] TIE 400 kV Kardia - Zemblak | XZE_KA11 GKARDI13 1 | 1214 | 1587 | -373 | 77 | 875 | AC
BG-CO_00002 | N-1 OHL 400 kV Sofia Zapad - Chervena Mogila ck. 1&2 | [GR-AL] [OPP] TIE 400 kV Kardia - Zemblak | XZE_KA11 GKARDI13 1 | 1214 | 1587 | -373 | 77 | 875 | AC
BG-CO_00020 | N-1 OHL 400 kV Maritsa Iztok - Maritsa Iztok 3 ck. 1&2 | [GR-AL] [OPP] TIE 400 kV Kardia - Zemblak | XZE_KA11 GKARDI13 1 | 1214 | 1587 | -373 | 76 | 875 | AC
GR_CO_00005 | N-1 OHL 400 kV Thessaloniki - Lagadas ck. 1&2 | [GR-AL] [OPP] TIE 400 kV Kardia - Zemblak | XZE_KA11 GKARDI13 1 | 1214 | 1587 | -373 | 76 | 874 | AC
TR_BG_CO_00001 | N-1 TIE 400 kV Maritsa 3 - Hamitabat 1 | [GR-AL] [OPP] TIE 400 kV Kardia - Zemblak | XZE_KA11 GKARDI13 1 | 1213 | 1587 | -374 | 76 | 874 | AC
GR_CO_00002 | N-1 OHL 400 kV Filippoi - Lagadas ck. 1&2 | [GR-AL] [OPP] TIE 400 kV Kardia - Zemblak | XZE_KA11 GKARDI13 1 | 1211 | 1587 | -376 | 76 | 872 | AC
TR_CO_00001 | N-1 OHL 400 kV Habitabat NGCC - Babaeski | [GR-AL] [OPP] TIE 400 kV Kardia - Zemblak | XZE_KA11 GKARDI13 1 | 1211 | 1587 | -376 | 76 | 872 | AC
BG-CO_00006 | N-1 OHL 400 kV Plovdiv - Vetren | [GR-AL] [OPP] TIE 400 kV Kardia - Zemblak | XZE_KA11 GKARDI13 1 | 1210 | 1587 | -377 | 76 | 872 | AC
GR_CO_00009 | N-1 OHL 400 kV Filippoi - Lagadas ck. 3 | [GR-AL] [OPP] TIE 400 kV Kardia - Zemblak | XZE_KA11 GKARDI13 1 | 1210 | 1587 | -377 | 76 | 871 | AC
MK_BG_CO_00001 | N-1 TIE 400 kV Chervena Mogila - Stip | [GR-AL] [OPP] TIE 400 kV Kardia - Zemblak | XZE_KA11 GKARDI13 1 | 1210 | 1587 | -377 | 76 | 872 | AC
Base case | Base case | [GR-AL] [OPP] TIE 400 kV Kardia - Zemblak | XZE_KA11 GKARDI13 1 | 1209 | 1587 | -378 | 76 | 871 | AC
BG-CO_00005 | N-1 OHL 400 kV Vetren - Chervena Mogila | [GR-AL] [OPP] TIE 400 kV Kardia - Zemblak | XZE_KA11 GKARDI13 1 | 1207 | 1587 | -380 | 76 | 870 | AC
GR_CO_00004 | N-1 OHL 400 kV Amideo - Lagadas ck. 1&2 | [GR-MK] [OPP] TIE 400 kV Meliti - Bitola | XFL_BI11 GMELIT11 1 | 1203 | 1587 | -384 | 76 | 863 | AC
GR_BG_CO_00001 | N-1 TIE 400 kV Lagadas - Blagoevgrad | [GR-MK] [OPP] TIE 400 kV Meliti - Bitola | XFL_BI11 GMELIT11 1 | 1197 | 1587 | -390 | 75 | 860 | AC
BG-CO_00017 | N-1 OHL 400 kV Kozloduy - Sofia Zapad ck. 1&2 | [GR-AL] [OPP] TIE 400 kV Kardia - Zemblak | XZE_KA11 GKARDI13 1 | 1193 | 1587 | -394 | 75 | 860 | AC
BG-CO_00018 | N-1 OHL 400 kV Burgas- Maritsa Iztok 2 | [GR-AL] [OPP] TIE 400 kV Kardia - Zemblak | XZE_KA11 GKARDI13 1 | 1189 | 1587 | -398 | 75 | 857 | AC
GR_CO_00006 | N-1 OHL 400 kV Komotini - Nea Santa ck. 1&2 | [GR-MK] [OPP] TIE 400 kV Meliti - Bitola | XFL_BI11 GMELIT11 1 | 1189 | 1587 | -398 | 75 | 853 | AC
AL_CO_00001 | N-1 OHL 400 kV Elbasan 3 - Tirana 2 | [GR-MK] [OPP] TIE 400 kV Meliti - Bitola | XFL_BI11 GMELIT11 1 | 1174 | 1587 | -413 | 74 | 844 | AC
GR_IT_CO_00001 | N-1 TIE 400 kV Arachthos - Galatina | [GR-MK] [OPP] TIE 400 kV Meliti - Bitola | XFL_BI11 GMELIT11 1 | 1163 | 1587 | -424 | 73 | 835 | AC
BG-CO_00001 | N-1 OHL 400 kV Chervena Mogila - Blagoevgrad ck. 1&2 | [GR-MK] [OPP] TIE 400 kV Meliti - Bitola | XFL_BI11 GMELIT11 1 | 1149 | 1587 | -438 | 72 | 826 | AC
AL_ME_CO_00001 | N-1 TIE 400 kV Tirana 2 – Podgorica 2 | [GR-MK] [OPP] TIE 400 kV Meliti - Bitola | XFL_BI11 GMELIT11 1 | 1148 | 1587 | -439 | 72 | 825 | AC
GR_CO_00007 | N-1 OHL 400 kV Thessaloniki - Agios Dimitrios ck. 1&2 | [GR-MK] [OPP] TIE 400 kV Meliti - Bitola | XFL_BI11 GMELIT11 1 | 1135 | 1587 | -452 | 72 | 815 | AC
GR_CO_00008 | N-1 OHL 400 kV Kardia - Ptolemaida / N-1 OHL 400 kV Kardia - Vermio | [GR-AL] [OPP] TIE 400 kV Kardia - Zemblak | XZE_KA11 GKARDI13 1 | 1135 | 1587 | -452 | 72 | 818 | AC
RS_BG_CO_00001 | N-1 TIE 400 kV Sofia Zapad - Nis | [GR-MK] [OPP] TIE 400 kV Meliti - Bitola | XFL_BI11 GMELIT11 1 | 1131 | 1587 | -456 | 71 | 813 | AC
BG-CO_00013 | N-1 OHL 400 kV Maritsa Iztok - Plovdiv ck. 1&2 | [GR-MK] [OPP] TIE 400 kV Meliti - Bitola | XFL_BI11 GMELIT11 1 | 1120 | 1587 | -467 | 71 | 805 | AC
GR_BG_CO_00002 | N-1 TIE 400 kV Nea Santa - Maritsa Iztok | [GR-MK] [OPP] TIE 400 kV Meliti - Bitola | XFL_BI11 GMELIT11 1 | 1126 | 1600 | -474 | 70 | 809 | AC

## 1130
Detailed results
Generated at: | 14/07/2026 21:22:09
Business day: | 2026-07-16
Horizon: | 2DA
Timestamp | 11:30
Border & direction: | North-Greece Exporting
Remedial actions | False
Margin satisfied | True
Final step | Margin Calculation
TTC [MW]: | 3089.01
Loading threshold | 0.7
Limiting CNEC | N-1 TIE 400 kV Kardia - Zemblak / N-1 TIE 150 kV Mourtos - Bistrica/[GR-MK] [OPP] TIE 400 kV Meliti - Bitola
Applied RAs
Non Costly RAO
CO ID | RA ID | Name of the RA | Usage | Type | Location | Status | Details
Costly RAO
RA RD ID | TSO | Generator Name | Minimum Power [MW] | Maximum Power [MW] | RDP- | RDP+ | P [MW] before RAO | P [MW] after RAO | P0 [MW] | Plimit+ [MW] | Plimit- [MW] | Started up | Shutdown
Non Costly Reduction
CO ID | RA ID | Name of the RA | Usage | Type | Location | Status | Details
Limiting CNECs
CO ID | Name of the CO | Name of the CNE | CNE UCTE branch | Calculated I (A) | I max (PATL) | Margin (A) | Loading (%) | Flow [MW] | LF type
GR_AL_CO_00001 | N-1 TIE 400 kV Kardia - Zemblak / N-1 TIE 150 kV Mourtos - Bistrica | [GR-MK] [OPP] TIE 400 kV Meliti - Bitola | XFL_BI11 GMELIT11 1 | 1589 | 1587 | 2 | 100 | 1137 | AC
MK_AL_CO_00001 | N-1 TIE 400 kV Skopje 5 - Urosevac / N-1 TIE 150 kV Mourtos - Bistrica | [GR-AL] [OPP] TIE 400 kV Kardia - Zemblak | XZE_KA11 GKARDI13 1 | 1515 | 1587 | -72 | 95 | 1083 | AC
AL_CO_00002 | N-1 OHL 400 kV Elbasan 3 - Zemblak | [GR-MK] [OPP] TIE 400 kV Meliti - Bitola | XFL_BI11 GMELIT11 1 | 1477 | 1587 | -110 | 93 | 1059 | AC
MK_KS_CO_00001 | N-1 TIE 400 kV Skopje 5 - Urosevac | [GR-AL] [OPP] TIE 400 kV Kardia - Zemblak | XZE_KA11 GKARDI13 1 | 1450 | 1587 | -137 | 91 | 1038 | AC
GR_MK_CO_00002 | N-1 TIE 400 kV Thessaloniki - Dubrovo | [GR-MK] [OPP] TIE 400 kV Meliti - Bitola | XFL_BI11 GMELIT11 1 | 1428 | 1587 | -159 | 90 | 1025 | AC
GR_MK_CO_00001 | N-1 TIE 400 kV Meliti - Bitola | [GR-AL] [OPP] TIE 400 kV Kardia - Zemblak | XZE_KA11 GKARDI13 1 | 1373 | 1587 | -214 | 87 | 984 | AC
GR_CO_00003 | N-1 OHL 400 kV Meliti - Amideo ck. 1&2 | [GR-AL] [OPP] TIE 400 kV Kardia - Zemblak | XZE_KA11 GKARDI13 1 | 1372 | 1587 | -215 | 86 | 984 | AC
MK_CO_00003 | N-1 OHL 400 kV Skopje 4 - Skopje 5 | [GR-AL] [OPP] TIE 400 kV Kardia - Zemblak | XZE_KA11 GKARDI13 1 | 1349 | 1587 | -238 | 85 | 968 | AC
KS_CO_00001 | N-1 OHL 400 kV Kosovo B - Urosevac | [GR-AL] [OPP] TIE 400 kV Kardia - Zemblak | XZE_KA11 GKARDI13 1 | 1278 | 1587 | -309 | 81 | 919 | AC
GR_IT_CO_00001 | N-1 TIE 400 kV Arachthos - Galatina | [GR-AL] [OPP] TIE 400 kV Kardia - Zemblak | XZE_KA11 GKARDI13 1 | 1259 | 1587 | -328 | 79 | 905 | AC
GR_CO_00004 | N-1 OHL 400 kV Amideo - Lagadas ck. 1&2 | [GR-MK] [OPP] TIE 400 kV Meliti - Bitola | XFL_BI11 GMELIT11 1 | 1258 | 1587 | -329 | 79 | 902 | AC
GR_CO_00006 | N-1 OHL 400 kV Komotini - Nea Santa ck. 1&2 | [GR-AL] [OPP] TIE 400 kV Kardia - Zemblak | XZE_KA11 GKARDI13 1 | 1253 | 1587 | -334 | 79 | 901 | AC
GR_CO_00008 | N-1 OHL 400 kV Kardia - Ptolemaida / N-1 OHL 400 kV Kardia - Vermio | [GR-MK] [OPP] TIE 400 kV Meliti - Bitola | XFL_BI11 GMELIT11 1 | 1251 | 1587 | -336 | 79 | 898 | AC
KS_ME_CO_00001 | N-1 TIE 400 kV Pec 3 - Ribarevina | [GR-AL] [OPP] TIE 400 kV Kardia - Zemblak | XZE_KA11 GKARDI13 1 | 1251 | 1587 | -336 | 79 | 900 | AC
GR_MK_CO_00002 | N-1 TIE 400 kV Thessaloniki - Dubrovo | [GR-AL] [OPP] TIE 400 kV Kardia - Zemblak | XZE_KA11 GKARDI13 1 | 1250 | 1587 | -337 | 79 | 899 | AC
GR_BG_CO_00001 | N-1 TIE 400 kV Lagadas - Blagoevgrad | [GR-AL] [OPP] TIE 400 kV Kardia - Zemblak | XZE_KA11 GKARDI13 1 | 1243 | 1587 | -344 | 78 | 894 | AC
RS_BG_CO_00001 | N-1 TIE 400 kV Sofia Zapad - Nis | [GR-AL] [OPP] TIE 400 kV Kardia - Zemblak | XZE_KA11 GKARDI13 1 | 1239 | 1587 | -348 | 78 | 892 | AC
RS_MK_CO_00001 | N-1 TIE 400 kV Vranje 4 - Stip | [GR-AL] [OPP] TIE 400 kV Kardia - Zemblak | XZE_KA11 GKARDI13 1 | 1228 | 1587 | -359 | 77 | 883 | AC
GR_CO_00007 | N-1 OHL 400 kV Thessaloniki - Agios Dimitrios ck. 1&2 | [GR-AL] [OPP] TIE 400 kV Kardia - Zemblak | XZE_KA11 GKARDI13 1 | 1226 | 1587 | -361 | 77 | 882 | AC
GR_CO_00010 | N-1 OHL 400 kV Amideo - Ptolemaida / N-1 OHL 400 kV Amideo - Vermio | [GR-AL] [OPP] TIE 400 kV Kardia - Zemblak | XZE_KA11 GKARDI13 1 | 1224 | 1587 | -363 | 77 | 881 | AC
GR_CO_00003 | N-1 OHL 400 kV Meliti - Amideo ck. 1&2 | [GR-MK] [OPP] TIE 400 kV Thessaloniki - Dubrovo | XTH_DU11 GTHESS11 1 | 1222 | 1587 | -365 | 77 | 871 | AC
GR_MK_CO_00001 | N-1 TIE 400 kV Meliti - Bitola | [GR-MK] [OPP] TIE 400 kV Thessaloniki - Dubrovo | XTH_DU11 GTHESS11 1 | 1221 | 1587 | -366 | 77 | 870 | AC
BG-CO_00001 | N-1 OHL 400 kV Chervena Mogila - Blagoevgrad ck. 1&2 | [GR-AL] [OPP] TIE 400 kV Kardia - Zemblak | XZE_KA11 GKARDI13 1 | 1220 | 1587 | -367 | 77 | 878 | AC
MK_CO_00002 | N-1 OHL 400 kV Dubrovo - Stip | [GR-AL] [OPP] TIE 400 kV Kardia - Zemblak | XZE_KA11 GKARDI13 1 | 1220 | 1587 | -367 | 77 | 878 | AC
GR_BG_CO_00001 | N-1 TIE 400 kV Lagadas - Blagoevgrad | [GR-MK] [OPP] TIE 400 kV Meliti - Bitola | XFL_BI11 GMELIT11 1 | 1216 | 1587 | -371 | 77 | 873 | AC
GR_CO_00006 | N-1 OHL 400 kV Komotini - Nea Santa ck. 1&2 | [GR-MK] [OPP] TIE 400 kV Meliti - Bitola | XFL_BI11 GMELIT11 1 | 1215 | 1587 | -372 | 77 | 871 | AC
RS_CO_00003 | N-1 OHL 400 kV Vranje 4 - Leskovac 2 | [GR-AL] [OPP] TIE 400 kV Kardia - Zemblak | XZE_KA11 GKARDI13 1 | 1214 | 1587 | -373 | 76 | 874 | AC
RS_CO_00004 | N-1 OHL 400 kV Nis 2 - Leskovac 2 | [GR-AL] [OPP] TIE 400 kV Kardia - Zemblak | XZE_KA11 GKARDI13 1 | 1207 | 1587 | -380 | 76 | 869 | AC
GR_CO_00004 | N-1 OHL 400 kV Amideo - Lagadas ck. 1&2 | [GR-AL] [OPP] TIE 400 kV Kardia - Zemblak | XZE_KA11 GKARDI13 1 | 1206 | 1587 | -381 | 76 | 867 | AC
GR_BG_CO_00002 | N-1 TIE 400 kV Nea Santa - Maritsa Iztok | [GR-AL] [OPP] TIE 400 kV Kardia - Zemblak | XZE_KA11 GKARDI13 1 | 1210 | 1600 | -390 | 76 | 870 | AC
MK_CO_00001 | N-1 OHL 400 kV Bitola 2 - Dubrovo | [GR-AL] [OPP] TIE 400 kV Kardia - Zemblak | XZE_KA11 GKARDI13 1 | 1197 | 1587 | -390 | 75 | 862 | AC
RS_KS_CO_00002 | N-1 TIE 400 kV Kosovo B - Nis 2 | [GR-AL] [OPP] TIE 400 kV Kardia - Zemblak | XZE_KA11 GKARDI13 1 | 1196 | 1587 | -391 | 75 | 861 | AC
BG-CO_00013 | N-1 OHL 400 kV Maritsa Iztok - Plovdiv ck. 1&2 | [GR-AL] [OPP] TIE 400 kV Kardia - Zemblak | XZE_KA11 GKARDI13 1 | 1193 | 1587 | -394 | 75 | 859 | AC
GR_TR_CO_00001 | N-1 TIE 400 kV Nea Santa - Babaeski | [GR-AL] [OPP] TIE 400 kV Kardia - Zemblak | XZE_KA11 GKARDI13 1 | 1191 | 1587 | -396 | 75 | 858 | AC
GR_CO_00001 | N-1 OHL 400 kV Filippoi - Komotini ck. 1&2 | [GR-AL] [OPP] TIE 400 kV Kardia - Zemblak | XZE_KA11 GKARDI13 1 | 1191 | 1587 | -396 | 75 | 857 | AC
BG-CO_00012 | N-1 OHL 400 kV Varna - Burgas ck. 1&2 | [GR-AL] [OPP] TIE 400 kV Kardia - Zemblak | XZE_KA11 GKARDI13 1 | 1190 | 1587 | -397 | 75 | 857 | AC
AL_CO_00001 | N-1 OHL 400 kV Elbasan 3 - Tirana 2 | [GR-MK] [OPP] TIE 400 kV Meliti - Bitola | XFL_BI11 GMELIT11 1 | 1189 | 1587 | -398 | 75 | 854 | AC
BG-CO_00002 | N-1 OHL 400 kV Sofia Zapad - Chervena Mogila ck. 1&2 | [GR-AL] [OPP] TIE 400 kV Kardia - Zemblak | XZE_KA11 GKARDI13 1 | 1183 | 1587 | -404 | 75 | 852 | AC
TR_BG_CO_00002 | N-1 TIE 400 kV Maritsa 3 - Hamitabat 2 | [GR-AL] [OPP] TIE 400 kV Kardia - Zemblak | XZE_KA11 GKARDI13 1 | 1183 | 1587 | -404 | 75 | 852 | AC
BG-CO_00020 | N-1 OHL 400 kV Maritsa Iztok - Maritsa Iztok 3 ck. 1&2 | [GR-AL] [OPP] TIE 400 kV Kardia - Zemblak | XZE_KA11 GKARDI13 1 | 1182 | 1587 | -405 | 74 | 851 | AC
TR_BG_CO_00001 | N-1 TIE 400 kV Maritsa 3 - Hamitabat 1 | [GR-AL] [OPP] TIE 400 kV Kardia - Zemblak | XZE_KA11 GKARDI13 1 | 1181 | 1587 | -406 | 74 | 851 | AC
GR_CO_00002 | N-1 OHL 400 kV Filippoi - Lagadas ck. 1&2 | [GR-AL] [OPP] TIE 400 kV Kardia - Zemblak | XZE_KA11 GKARDI13 1 | 1181 | 1587 | -406 | 74 | 850 | AC
GR_CO_00005 | N-1 OHL 400 kV Thessaloniki - Lagadas ck. 1&2 | [GR-AL] [OPP] TIE 400 kV Kardia - Zemblak | XZE_KA11 GKARDI13 1 | 1180 | 1587 | -407 | 74 | 850 | AC
TR_CO_00001 | N-1 OHL 400 kV Habitabat NGCC - Babaeski | [GR-AL] [OPP] TIE 400 kV Kardia - Zemblak | XZE_KA11 GKARDI13 1 | 1179 | 1587 | -408 | 74 | 849 | AC
MK_BG_CO_00001 | N-1 TIE 400 kV Chervena Mogila - Stip | [GR-AL] [OPP] TIE 400 kV Kardia - Zemblak | XZE_KA11 GKARDI13 1 | 1179 | 1587 | -408 | 74 | 849 | AC
GR_CO_00009 | N-1 OHL 400 kV Filippoi - Lagadas ck. 3 | [GR-AL] [OPP] TIE 400 kV Kardia - Zemblak | XZE_KA11 GKARDI13 1 | 1179 | 1587 | -408 | 74 | 849 | AC
GR_IT_CO_00001 | N-1 TIE 400 kV Arachthos - Galatina | [GR-MK] [OPP] TIE 400 kV Meliti - Bitola | XFL_BI11 GMELIT11 1 | 1179 | 1587 | -408 | 74 | 846 | AC
BG-CO_00006 | N-1 OHL 400 kV Plovdiv - Vetren | [GR-AL] [OPP] TIE 400 kV Kardia - Zemblak | XZE_KA11 GKARDI13 1 | 1178 | 1587 | -409 | 74 | 849 | AC
Base case | Base case | [GR-AL] [OPP] TIE 400 kV Kardia - Zemblak | XZE_KA11 GKARDI13 1 | 1178 | 1587 | -409 | 74 | 848 | AC
BG-CO_00005 | N-1 OHL 400 kV Vetren - Chervena Mogila | [GR-AL] [OPP] TIE 400 kV Kardia - Zemblak | XZE_KA11 GKARDI13 1 | 1175 | 1587 | -412 | 74 | 846 | AC
GR_CO_00007 | N-1 OHL 400 kV Thessaloniki - Agios Dimitrios ck. 1&2 | [GR-MK] [OPP] TIE 400 kV Meliti - Bitola | XFL_BI11 GMELIT11 1 | 1174 | 1587 | -413 | 74 | 842 | AC
BG-CO_00001 | N-1 OHL 400 kV Chervena Mogila - Blagoevgrad ck. 1&2 | [GR-MK] [OPP] TIE 400 kV Meliti - Bitola | XFL_BI11 GMELIT11 1 | 1168 | 1587 | -419 | 74 | 838 | AC
AL_ME_CO_00001 | N-1 TIE 400 kV Tirana 2 – Podgorica 2 | [GR-MK] [OPP] TIE 400 kV Meliti - Bitola | XFL_BI11 GMELIT11 1 | 1164 | 1587 | -423 | 73 | 835 | AC
BG-CO_00017 | N-1 OHL 400 kV Kozloduy - Sofia Zapad ck. 1&2 | [GR-AL] [OPP] TIE 400 kV Kardia - Zemblak | XZE_KA11 GKARDI13 1 | 1162 | 1587 | -425 | 73 | 837 | AC
BG-CO_00018 | N-1 OHL 400 kV Burgas- Maritsa Iztok 2 | [GR-AL] [OPP] TIE 400 kV Kardia - Zemblak | XZE_KA11 GKARDI13 1 | 1158 | 1587 | -429 | 73 | 834 | AC
RS_BG_CO_00001 | N-1 TIE 400 kV Sofia Zapad - Nis | [GR-MK] [OPP] TIE 400 kV Meliti - Bitola | XFL_BI11 GMELIT11 1 | 1141 | 1587 | -446 | 72 | 820 | AC
GR_BG_CO_00002 | N-1 TIE 400 kV Nea Santa - Maritsa Iztok | [GR-MK] [OPP] TIE 400 kV Meliti - Bitola | XFL_BI11 GMELIT11 1 | 1146 | 1600 | -454 | 72 | 822 | AC
BG-CO_00013 | N-1 OHL 400 kV Maritsa Iztok - Plovdiv ck. 1&2 | [GR-MK] [OPP] TIE 400 kV Meliti - Bitola | XFL_BI11 GMELIT11 1 | 1135 | 1587 | -452 | 72 | 815 | AC
GR_TR_CO_00001 | N-1 TIE 400 kV Nea Santa - Babaeski | [GR-MK] [OPP] TIE 400 kV Meliti - Bitola | XFL_BI11 GMELIT11 1 | 1117 | 1587 | -470 | 70 | 802 | AC
GR_CO_00001 | N-1 OHL 400 kV Filippoi - Komotini ck. 1&2 | [GR-MK] [OPP] TIE 400 kV Meliti - Bitola | XFL_BI11 GMELIT11 1 | 1116 | 1587 | -471 | 70 | 801 | AC

## 1230
Detailed results
Generated at: | 14/07/2026 21:22:09
Business day: | 2026-07-16
Horizon: | 2DA
Timestamp | 12:30
Border & direction: | North-Greece Exporting
Remedial actions | False
Margin satisfied | True
Final step | Margin Calculation
TTC [MW]: | 3091.35
Loading threshold | 0.7
Limiting CNEC | N-1 TIE 400 kV Kardia - Zemblak / N-1 TIE 150 kV Mourtos - Bistrica/[GR-MK] [OPP] TIE 400 kV Meliti - Bitola
Applied RAs
Non Costly RAO
CO ID | RA ID | Name of the RA | Usage | Type | Location | Status | Details
Costly RAO
RA RD ID | TSO | Generator Name | Minimum Power [MW] | Maximum Power [MW] | RDP- | RDP+ | P [MW] before RAO | P [MW] after RAO | P0 [MW] | Plimit+ [MW] | Plimit- [MW] | Started up | Shutdown
Non Costly Reduction
CO ID | RA ID | Name of the RA | Usage | Type | Location | Status | Details
Limiting CNECs
CO ID | Name of the CO | Name of the CNE | CNE UCTE branch | Calculated I (A) | I max (PATL) | Margin (A) | Loading (%) | Flow [MW] | LF type
GR_AL_CO_00001 | N-1 TIE 400 kV Kardia - Zemblak / N-1 TIE 150 kV Mourtos - Bistrica | [GR-MK] [OPP] TIE 400 kV Meliti - Bitola | XFL_BI11 GMELIT11 1 | 1586 | 1587 | -1 | 100 | 1135 | AC
MK_AL_CO_00001 | N-1 TIE 400 kV Skopje 5 - Urosevac / N-1 TIE 150 kV Mourtos - Bistrica | [GR-AL] [OPP] TIE 400 kV Kardia - Zemblak | XZE_KA11 GKARDI13 1 | 1489 | 1587 | -98 | 94 | 1065 | AC
AL_CO_00002 | N-1 OHL 400 kV Elbasan 3 - Zemblak | [GR-MK] [OPP] TIE 400 kV Meliti - Bitola | XFL_BI11 GMELIT11 1 | 1475 | 1587 | -112 | 93 | 1057 | AC
GR_MK_CO_00002 | N-1 TIE 400 kV Thessaloniki - Dubrovo | [GR-MK] [OPP] TIE 400 kV Meliti - Bitola | XFL_BI11 GMELIT11 1 | 1432 | 1587 | -155 | 90 | 1027 | AC
MK_KS_CO_00001 | N-1 TIE 400 kV Skopje 5 - Urosevac | [GR-AL] [OPP] TIE 400 kV Kardia - Zemblak | XZE_KA11 GKARDI13 1 | 1424 | 1587 | -163 | 90 | 1020 | AC
GR_MK_CO_00001 | N-1 TIE 400 kV Meliti - Bitola | [GR-AL] [OPP] TIE 400 kV Kardia - Zemblak | XZE_KA11 GKARDI13 1 | 1355 | 1587 | -232 | 85 | 971 | AC
GR_CO_00003 | N-1 OHL 400 kV Meliti - Amideo ck. 1&2 | [GR-AL] [OPP] TIE 400 kV Kardia - Zemblak | XZE_KA11 GKARDI13 1 | 1354 | 1587 | -233 | 85 | 970 | AC
MK_CO_00003 | N-1 OHL 400 kV Skopje 4 - Skopje 5 | [GR-AL] [OPP] TIE 400 kV Kardia - Zemblak | XZE_KA11 GKARDI13 1 | 1327 | 1587 | -260 | 84 | 952 | AC
GR_CO_00004 | N-1 OHL 400 kV Amideo - Lagadas ck. 1&2 | [GR-MK] [OPP] TIE 400 kV Meliti - Bitola | XFL_BI11 GMELIT11 1 | 1269 | 1587 | -318 | 80 | 910 | AC
KS_CO_00001 | N-1 OHL 400 kV Kosovo B - Urosevac | [GR-AL] [OPP] TIE 400 kV Kardia - Zemblak | XZE_KA11 GKARDI13 1 | 1258 | 1587 | -329 | 79 | 904 | AC
GR_CO_00008 | N-1 OHL 400 kV Kardia - Ptolemaida / N-1 OHL 400 kV Kardia - Vermio | [GR-MK] [OPP] TIE 400 kV Meliti - Bitola | XFL_BI11 GMELIT11 1 | 1257 | 1587 | -330 | 79 | 902 | AC
GR_IT_CO_00001 | N-1 TIE 400 kV Arachthos - Galatina | [GR-AL] [OPP] TIE 400 kV Kardia - Zemblak | XZE_KA11 GKARDI13 1 | 1240 | 1587 | -346 | 78 | 892 | AC
GR_CO_00006 | N-1 OHL 400 kV Komotini - Nea Santa ck. 1&2 | [GR-AL] [OPP] TIE 400 kV Kardia - Zemblak | XZE_KA11 GKARDI13 1 | 1234 | 1587 | -353 | 78 | 887 | AC
GR_MK_CO_00002 | N-1 TIE 400 kV Thessaloniki - Dubrovo | [GR-AL] [OPP] TIE 400 kV Kardia - Zemblak | XZE_KA11 GKARDI13 1 | 1231 | 1587 | -356 | 78 | 885 | AC
KS_ME_CO_00001 | N-1 TIE 400 kV Pec 3 - Ribarevina | [GR-AL] [OPP] TIE 400 kV Kardia - Zemblak | XZE_KA11 GKARDI13 1 | 1230 | 1587 | -357 | 77 | 884 | AC
GR_BG_CO_00001 | N-1 TIE 400 kV Lagadas - Blagoevgrad | [GR-AL] [OPP] TIE 400 kV Kardia - Zemblak | XZE_KA11 GKARDI13 1 | 1227 | 1587 | -360 | 77 | 882 | AC
GR_BG_CO_00001 | N-1 TIE 400 kV Lagadas - Blagoevgrad | [GR-MK] [OPP] TIE 400 kV Meliti - Bitola | XFL_BI11 GMELIT11 1 | 1225 | 1587 | -362 | 77 | 880 | AC
GR_CO_00003 | N-1 OHL 400 kV Meliti - Amideo ck. 1&2 | [GR-MK] [OPP] TIE 400 kV Thessaloniki - Dubrovo | XTH_DU11 GTHESS11 1 | 1221 | 1587 | -366 | 77 | 870 | AC
GR_MK_CO_00001 | N-1 TIE 400 kV Meliti - Bitola | [GR-MK] [OPP] TIE 400 kV Thessaloniki - Dubrovo | XTH_DU11 GTHESS11 1 | 1220 | 1587 | -367 | 77 | 869 | AC
GR_CO_00006 | N-1 OHL 400 kV Komotini - Nea Santa ck. 1&2 | [GR-MK] [OPP] TIE 400 kV Meliti - Bitola | XFL_BI11 GMELIT11 1 | 1219 | 1587 | -368 | 77 | 874 | AC
RS_BG_CO_00001 | N-1 TIE 400 kV Sofia Zapad - Nis | [GR-AL] [OPP] TIE 400 kV Kardia - Zemblak | XZE_KA11 GKARDI13 1 | 1218 | 1587 | -369 | 77 | 876 | AC
GR_CO_00007 | N-1 OHL 400 kV Thessaloniki - Agios Dimitrios ck. 1&2 | [GR-AL] [OPP] TIE 400 kV Kardia - Zemblak | XZE_KA11 GKARDI13 1 | 1210 | 1587 | -377 | 76 | 870 | AC
RS_MK_CO_00001 | N-1 TIE 400 kV Vranje 4 - Stip | [GR-AL] [OPP] TIE 400 kV Kardia - Zemblak | XZE_KA11 GKARDI13 1 | 1209 | 1587 | -378 | 76 | 870 | AC
GR_CO_00010 | N-1 OHL 400 kV Amideo - Ptolemaida / N-1 OHL 400 kV Amideo - Vermio | [GR-AL] [OPP] TIE 400 kV Kardia - Zemblak | XZE_KA11 GKARDI13 1 | 1207 | 1587 | -380 | 76 | 868 | AC
MK_CO_00002 | N-1 OHL 400 kV Dubrovo - Stip | [GR-AL] [OPP] TIE 400 kV Kardia - Zemblak | XZE_KA11 GKARDI13 1 | 1202 | 1587 | -385 | 76 | 865 | AC
BG-CO_00001 | N-1 OHL 400 kV Chervena Mogila - Blagoevgrad ck. 1&2 | [GR-AL] [OPP] TIE 400 kV Kardia - Zemblak | XZE_KA11 GKARDI13 1 | 1201 | 1587 | -386 | 76 | 864 | AC
RS_CO_00003 | N-1 OHL 400 kV Vranje 4 - Leskovac 2 | [GR-AL] [OPP] TIE 400 kV Kardia - Zemblak | XZE_KA11 GKARDI13 1 | 1194 | 1587 | -393 | 75 | 860 | AC
AL_CO_00001 | N-1 OHL 400 kV Elbasan 3 - Tirana 2 | [GR-MK] [OPP] TIE 400 kV Meliti - Bitola | XFL_BI11 GMELIT11 1 | 1193 | 1587 | -394 | 75 | 856 | AC
GR_CO_00004 | N-1 OHL 400 kV Amideo - Lagadas ck. 1&2 | [GR-AL] [OPP] TIE 400 kV Kardia - Zemblak | XZE_KA11 GKARDI13 1 | 1188 | 1587 | -399 | 75 | 854 | AC
RS_CO_00004 | N-1 OHL 400 kV Nis 2 - Leskovac 2 | [GR-AL] [OPP] TIE 400 kV Kardia - Zemblak | XZE_KA11 GKARDI13 1 | 1186 | 1587 | -401 | 75 | 854 | AC
GR_IT_CO_00001 | N-1 TIE 400 kV Arachthos - Galatina | [GR-MK] [OPP] TIE 400 kV Meliti - Bitola | XFL_BI11 GMELIT11 1 | 1183 | 1587 | -404 | 75 | 849 | AC
GR_BG_CO_00002 | N-1 TIE 400 kV Nea Santa - Maritsa Iztok | [GR-AL] [OPP] TIE 400 kV Kardia - Zemblak | XZE_KA11 GKARDI13 1 | 1193 | 1600 | -407 | 75 | 858 | AC
GR_CO_00007 | N-1 OHL 400 kV Thessaloniki - Agios Dimitrios ck. 1&2 | [GR-MK] [OPP] TIE 400 kV Meliti - Bitola | XFL_BI11 GMELIT11 1 | 1183 | 1587 | -404 | 75 | 848 | AC
MK_CO_00001 | N-1 OHL 400 kV Bitola 2 - Dubrovo | [GR-AL] [OPP] TIE 400 kV Kardia - Zemblak | XZE_KA11 GKARDI13 1 | 1179 | 1587 | -408 | 74 | 848 | AC
BG-CO_00013 | N-1 OHL 400 kV Maritsa Iztok - Plovdiv ck. 1&2 | [GR-AL] [OPP] TIE 400 kV Kardia - Zemblak | XZE_KA11 GKARDI13 1 | 1174 | 1587 | -413 | 74 | 845 | AC
RS_KS_CO_00002 | N-1 TIE 400 kV Kosovo B - Nis 2 | [GR-AL] [OPP] TIE 400 kV Kardia - Zemblak | XZE_KA11 GKARDI13 1 | 1174 | 1587 | -413 | 74 | 845 | AC
BG-CO_00001 | N-1 OHL 400 kV Chervena Mogila - Blagoevgrad ck. 1&2 | [GR-MK] [OPP] TIE 400 kV Meliti - Bitola | XFL_BI11 GMELIT11 1 | 1172 | 1587 | -415 | 74 | 841 | AC
GR_CO_00001 | N-1 OHL 400 kV Filippoi - Komotini ck. 1&2 | [GR-AL] [OPP] TIE 400 kV Kardia - Zemblak | XZE_KA11 GKARDI13 1 | 1171 | 1587 | -416 | 74 | 842 | AC
BG-CO_00012 | N-1 OHL 400 kV Varna - Burgas ck. 1&2 | [GR-AL] [OPP] TIE 400 kV Kardia - Zemblak | XZE_KA11 GKARDI13 1 | 1170 | 1587 | -417 | 74 | 843 | AC
GR_TR_CO_00001 | N-1 TIE 400 kV Nea Santa - Babaeski | [GR-AL] [OPP] TIE 400 kV Kardia - Zemblak | XZE_KA11 GKARDI13 1 | 1170 | 1587 | -417 | 74 | 842 | AC
AL_ME_CO_00001 | N-1 TIE 400 kV Tirana 2 – Podgorica 2 | [GR-MK] [OPP] TIE 400 kV Meliti - Bitola | XFL_BI11 GMELIT11 1 | 1167 | 1587 | -420 | 74 | 838 | AC
TR_BG_CO_00002 | N-1 TIE 400 kV Maritsa 3 - Hamitabat 2 | [GR-AL] [OPP] TIE 400 kV Kardia - Zemblak | XZE_KA11 GKARDI13 1 | 1166 | 1587 | -421 | 73 | 839 | AC
BG-CO_00020 | N-1 OHL 400 kV Maritsa Iztok - Maritsa Iztok 3 ck. 1&2 | [GR-AL] [OPP] TIE 400 kV Kardia - Zemblak | XZE_KA11 GKARDI13 1 | 1164 | 1587 | -423 | 73 | 838 | AC
BG-CO_00002 | N-1 OHL 400 kV Sofia Zapad - Chervena Mogila ck. 1&2 | [GR-AL] [OPP] TIE 400 kV Kardia - Zemblak | XZE_KA11 GKARDI13 1 | 1164 | 1587 | -423 | 73 | 838 | AC
TR_BG_CO_00001 | N-1 TIE 400 kV Maritsa 3 - Hamitabat 1 | [GR-AL] [OPP] TIE 400 kV Kardia - Zemblak | XZE_KA11 GKARDI13 1 | 1164 | 1587 | -424 | 73 | 838 | AC
GR_CO_00002 | N-1 OHL 400 kV Filippoi - Lagadas ck. 1&2 | [GR-AL] [OPP] TIE 400 kV Kardia - Zemblak | XZE_KA11 GKARDI13 1 | 1162 | 1587 | -425 | 73 | 836 | AC
GR_CO_00005 | N-1 OHL 400 kV Thessaloniki - Lagadas ck. 1&2 | [GR-AL] [OPP] TIE 400 kV Kardia - Zemblak | XZE_KA11 GKARDI13 1 | 1161 | 1587 | -426 | 73 | 836 | AC
MK_BG_CO_00001 | N-1 TIE 400 kV Chervena Mogila - Stip | [GR-AL] [OPP] TIE 400 kV Kardia - Zemblak | XZE_KA11 GKARDI13 1 | 1161 | 1587 | -426 | 73 | 836 | AC
TR_CO_00001 | N-1 OHL 400 kV Habitabat NGCC - Babaeski | [GR-AL] [OPP] TIE 400 kV Kardia - Zemblak | XZE_KA11 GKARDI13 1 | 1161 | 1587 | -426 | 73 | 836 | AC
GR_CO_00009 | N-1 OHL 400 kV Filippoi - Lagadas ck. 3 | [GR-AL] [OPP] TIE 400 kV Kardia - Zemblak | XZE_KA11 GKARDI13 1 | 1160 | 1587 | -427 | 73 | 835 | AC
BG-CO_00006 | N-1 OHL 400 kV Plovdiv - Vetren | [GR-AL] [OPP] TIE 400 kV Kardia - Zemblak | XZE_KA11 GKARDI13 1 | 1160 | 1587 | -427 | 73 | 835 | AC
Base case | Base case | [GR-AL] [OPP] TIE 400 kV Kardia - Zemblak | XZE_KA11 GKARDI13 1 | 1159 | 1587 | -428 | 73 | 835 | AC
BG-CO_00005 | N-1 OHL 400 kV Vetren - Chervena Mogila | [GR-AL] [OPP] TIE 400 kV Kardia - Zemblak | XZE_KA11 GKARDI13 1 | 1156 | 1587 | -431 | 73 | 833 | AC
GR_BG_CO_00002 | N-1 TIE 400 kV Nea Santa - Maritsa Iztok | [GR-MK] [OPP] TIE 400 kV Meliti - Bitola | XFL_BI11 GMELIT11 1 | 1154 | 1600 | -446 | 72 | 828 | AC
RS_BG_CO_00001 | N-1 TIE 400 kV Sofia Zapad - Nis | [GR-MK] [OPP] TIE 400 kV Meliti - Bitola | XFL_BI11 GMELIT11 1 | 1144 | 1587 | -443 | 72 | 821 | AC
BG-CO_00017 | N-1 OHL 400 kV Kozloduy - Sofia Zapad ck. 1&2 | [GR-AL] [OPP] TIE 400 kV Kardia - Zemblak | XZE_KA11 GKARDI13 1 | 1143 | 1587 | -444 | 72 | 823 | AC
BG-CO_00013 | N-1 OHL 400 kV Maritsa Iztok - Plovdiv ck. 1&2 | [GR-MK] [OPP] TIE 400 kV Meliti - Bitola | XFL_BI11 GMELIT11 1 | 1139 | 1587 | -448 | 72 | 818 | AC
BG-CO_00018 | N-1 OHL 400 kV Burgas- Maritsa Iztok 2 | [GR-AL] [OPP] TIE 400 kV Kardia - Zemblak | XZE_KA11 GKARDI13 1 | 1139 | 1587 | -448 | 72 | 821 | AC
GR_CO_00001 | N-1 OHL 400 kV Filippoi - Komotini ck. 1&2 | [GR-MK] [OPP] TIE 400 kV Meliti - Bitola | XFL_BI11 GMELIT11 1 | 1119 | 1587 | -468 | 71 | 802 | AC
GR_TR_CO_00001 | N-1 TIE 400 kV Nea Santa - Babaeski | [GR-MK] [OPP] TIE 400 kV Meliti - Bitola | XFL_BI11 GMELIT11 1 | 1118 | 1587 | -469 | 70 | 802 | AC
TR_BG_CO_00002 | N-1 TIE 400 kV Maritsa 3 - Hamitabat 2 | [GR-MK] [OPP] TIE 400 kV Meliti - Bitola | XFL_BI11 GMELIT11 1 | 1111 | 1587 | -476 | 70 | 798 | AC

## 1330
Detailed results
Generated at: | 14/07/2026 21:22:09
Business day: | 2026-07-16
Horizon: | 2DA
Timestamp | 13:30
Border & direction: | North-Greece Exporting
Remedial actions | False
Margin satisfied | True
Final step | Margin Calculation
TTC [MW]: | 2971.39
Loading threshold | 0.7
Limiting CNEC | N-1 TIE 400 kV Kardia - Zemblak / N-1 TIE 150 kV Mourtos - Bistrica/[GR-MK] [OPP] TIE 400 kV Meliti - Bitola
Applied RAs
Non Costly RAO
CO ID | RA ID | Name of the RA | Usage | Type | Location | Status | Details
Costly RAO
RA RD ID | TSO | Generator Name | Minimum Power [MW] | Maximum Power [MW] | RDP- | RDP+ | P [MW] before RAO | P [MW] after RAO | P0 [MW] | Plimit+ [MW] | Plimit- [MW] | Started up | Shutdown
Non Costly Reduction
CO ID | RA ID | Name of the RA | Usage | Type | Location | Status | Details
Limiting CNECs
CO ID | Name of the CO | Name of the CNE | CNE UCTE branch | Calculated I (A) | I max (PATL) | Margin (A) | Loading (%) | Flow [MW] | LF type
GR_AL_CO_00001 | N-1 TIE 400 kV Kardia - Zemblak / N-1 TIE 150 kV Mourtos - Bistrica | [GR-MK] [OPP] TIE 400 kV Meliti - Bitola | XFL_BI11 GMELIT11 1 | 1584 | 1587 | -3 | 100 | 1133 | AC
MK_AL_CO_00001 | N-1 TIE 400 kV Skopje 5 - Urosevac / N-1 TIE 150 kV Mourtos - Bistrica | [GR-AL] [OPP] TIE 400 kV Kardia - Zemblak | XZE_KA11 GKARDI13 1 | 1483 | 1587 | -104 | 93 | 1059 | AC
AL_CO_00002 | N-1 OHL 400 kV Elbasan 3 - Zemblak | [GR-MK] [OPP] TIE 400 kV Meliti - Bitola | XFL_BI11 GMELIT11 1 | 1477 | 1587 | -110 | 93 | 1058 | AC
GR_MK_CO_00002 | N-1 TIE 400 kV Thessaloniki - Dubrovo | [GR-MK] [OPP] TIE 400 kV Meliti - Bitola | XFL_BI11 GMELIT11 1 | 1435 | 1587 | -152 | 90 | 1029 | AC
MK_KS_CO_00001 | N-1 TIE 400 kV Skopje 5 - Urosevac | [GR-AL] [OPP] TIE 400 kV Kardia - Zemblak | XZE_KA11 GKARDI13 1 | 1420 | 1587 | -167 | 89 | 1015 | AC
GR_MK_CO_00001 | N-1 TIE 400 kV Meliti - Bitola | [GR-AL] [OPP] TIE 400 kV Kardia - Zemblak | XZE_KA11 GKARDI13 1 | 1349 | 1587 | -238 | 85 | 965 | AC
GR_CO_00003 | N-1 OHL 400 kV Meliti - Amideo ck. 1&2 | [GR-AL] [OPP] TIE 400 kV Kardia - Zemblak | XZE_KA11 GKARDI13 1 | 1349 | 1587 | -238 | 85 | 965 | AC
MK_CO_00003 | N-1 OHL 400 kV Skopje 4 - Skopje 5 | [GR-AL] [OPP] TIE 400 kV Kardia - Zemblak | XZE_KA11 GKARDI13 1 | 1325 | 1587 | -262 | 83 | 949 | AC
GR_CO_00008 | N-1 OHL 400 kV Kardia - Ptolemaida / N-1 OHL 400 kV Kardia - Vermio | [GR-MK] [OPP] TIE 400 kV Meliti - Bitola | XFL_BI11 GMELIT11 1 | 1265 | 1587 | -322 | 80 | 907 | AC
GR_CO_00004 | N-1 OHL 400 kV Amideo - Lagadas ck. 1&2 | [GR-MK] [OPP] TIE 400 kV Meliti - Bitola | XFL_BI11 GMELIT11 1 | 1258 | 1587 | -329 | 79 | 902 | AC
KS_CO_00001 | N-1 OHL 400 kV Kosovo B - Urosevac | [GR-AL] [OPP] TIE 400 kV Kardia - Zemblak | XZE_KA11 GKARDI13 1 | 1252 | 1587 | -335 | 79 | 899 | AC
GR_IT_CO_00001 | N-1 TIE 400 kV Arachthos - Galatina | [GR-AL] [OPP] TIE 400 kV Kardia - Zemblak | XZE_KA11 GKARDI13 1 | 1234 | 1587 | -353 | 78 | 886 | AC
KS_ME_CO_00001 | N-1 TIE 400 kV Pec 3 - Ribarevina | [GR-AL] [OPP] TIE 400 kV Kardia - Zemblak | XZE_KA11 GKARDI13 1 | 1226 | 1587 | -361 | 77 | 880 | AC
GR_CO_00003 | N-1 OHL 400 kV Meliti - Amideo ck. 1&2 | [GR-MK] [OPP] TIE 400 kV Thessaloniki - Dubrovo | XTH_DU11 GTHESS11 1 | 1226 | 1587 | -361 | 77 | 872 | AC
GR_MK_CO_00002 | N-1 TIE 400 kV Thessaloniki - Dubrovo | [GR-AL] [OPP] TIE 400 kV Kardia - Zemblak | XZE_KA11 GKARDI13 1 | 1225 | 1587 | -362 | 77 | 880 | AC
GR_MK_CO_00001 | N-1 TIE 400 kV Meliti - Bitola | [GR-MK] [OPP] TIE 400 kV Thessaloniki - Dubrovo | XTH_DU11 GTHESS11 1 | 1225 | 1587 | -362 | 77 | 871 | AC
RS_BG_CO_00001 | N-1 TIE 400 kV Sofia Zapad - Nis | [GR-AL] [OPP] TIE 400 kV Kardia - Zemblak | XZE_KA11 GKARDI13 1 | 1221 | 1587 | -366 | 77 | 877 | AC
GR_CO_00006 | N-1 OHL 400 kV Komotini - Nea Santa ck. 1&2 | [GR-AL] [OPP] TIE 400 kV Kardia - Zemblak | XZE_KA11 GKARDI13 1 | 1218 | 1587 | -369 | 77 | 874 | AC
GR_BG_CO_00001 | N-1 TIE 400 kV Lagadas - Blagoevgrad | [GR-MK] [OPP] TIE 400 kV Meliti - Bitola | XFL_BI11 GMELIT11 1 | 1217 | 1587 | -370 | 77 | 873 | AC
GR_BG_CO_00001 | N-1 TIE 400 kV Lagadas - Blagoevgrad | [GR-AL] [OPP] TIE 400 kV Kardia - Zemblak | XZE_KA11 GKARDI13 1 | 1215 | 1587 | -372 | 77 | 873 | AC
RS_MK_CO_00001 | N-1 TIE 400 kV Vranje 4 - Stip | [GR-AL] [OPP] TIE 400 kV Kardia - Zemblak | XZE_KA11 GKARDI13 1 | 1205 | 1587 | -382 | 76 | 866 | AC
GR_CO_00006 | N-1 OHL 400 kV Komotini - Nea Santa ck. 1&2 | [GR-MK] [OPP] TIE 400 kV Meliti - Bitola | XFL_BI11 GMELIT11 1 | 1205 | 1587 | -382 | 76 | 864 | AC
GR_CO_00007 | N-1 OHL 400 kV Thessaloniki - Agios Dimitrios ck. 1&2 | [GR-AL] [OPP] TIE 400 kV Kardia - Zemblak | XZE_KA11 GKARDI13 1 | 1198 | 1587 | -389 | 75 | 861 | AC
AL_CO_00001 | N-1 OHL 400 kV Elbasan 3 - Tirana 2 | [GR-MK] [OPP] TIE 400 kV Meliti - Bitola | XFL_BI11 GMELIT11 1 | 1198 | 1587 | -390 | 75 | 859 | AC
GR_CO_00010 | N-1 OHL 400 kV Amideo - Ptolemaida / N-1 OHL 400 kV Amideo - Vermio | [GR-AL] [OPP] TIE 400 kV Kardia - Zemblak | XZE_KA11 GKARDI13 1 | 1195 | 1587 | -392 | 75 | 858 | AC
MK_CO_00002 | N-1 OHL 400 kV Dubrovo - Stip | [GR-AL] [OPP] TIE 400 kV Kardia - Zemblak | XZE_KA11 GKARDI13 1 | 1192 | 1587 | -395 | 75 | 857 | AC
RS_CO_00003 | N-1 OHL 400 kV Vranje 4 - Leskovac 2 | [GR-AL] [OPP] TIE 400 kV Kardia - Zemblak | XZE_KA11 GKARDI13 1 | 1190 | 1587 | -397 | 75 | 855 | AC
BG-CO_00001 | N-1 OHL 400 kV Chervena Mogila - Blagoevgrad ck. 1&2 | [GR-AL] [OPP] TIE 400 kV Kardia - Zemblak | XZE_KA11 GKARDI13 1 | 1189 | 1587 | -398 | 75 | 854 | AC
GR_IT_CO_00001 | N-1 TIE 400 kV Arachthos - Galatina | [GR-MK] [OPP] TIE 400 kV Meliti - Bitola | XFL_BI11 GMELIT11 1 | 1186 | 1587 | -401 | 75 | 851 | AC
RS_CO_00004 | N-1 OHL 400 kV Nis 2 - Leskovac 2 | [GR-AL] [OPP] TIE 400 kV Kardia - Zemblak | XZE_KA11 GKARDI13 1 | 1181 | 1587 | -406 | 74 | 849 | AC
GR_CO_00004 | N-1 OHL 400 kV Amideo - Lagadas ck. 1&2 | [GR-AL] [OPP] TIE 400 kV Kardia - Zemblak | XZE_KA11 GKARDI13 1 | 1179 | 1587 | -408 | 74 | 847 | AC
GR_CO_00007 | N-1 OHL 400 kV Thessaloniki - Agios Dimitrios ck. 1&2 | [GR-MK] [OPP] TIE 400 kV Meliti - Bitola | XFL_BI11 GMELIT11 1 | 1175 | 1587 | -412 | 74 | 843 | AC
AL_ME_CO_00001 | N-1 TIE 400 kV Tirana 2 – Podgorica 2 | [GR-MK] [OPP] TIE 400 kV Meliti - Bitola | XFL_BI11 GMELIT11 1 | 1173 | 1587 | -414 | 74 | 842 | AC
GR_BG_CO_00002 | N-1 TIE 400 kV Nea Santa - Maritsa Iztok | [GR-AL] [OPP] TIE 400 kV Kardia - Zemblak | XZE_KA11 GKARDI13 1 | 1182 | 1600 | -418 | 74 | 850 | AC
MK_CO_00001 | N-1 OHL 400 kV Bitola 2 - Dubrovo | [GR-AL] [OPP] TIE 400 kV Kardia - Zemblak | XZE_KA11 GKARDI13 1 | 1171 | 1587 | -416 | 74 | 842 | AC
RS_KS_CO_00002 | N-1 TIE 400 kV Kosovo B - Nis 2 | [GR-AL] [OPP] TIE 400 kV Kardia - Zemblak | XZE_KA11 GKARDI13 1 | 1169 | 1587 | -418 | 74 | 840 | AC
BG-CO_00012 | N-1 OHL 400 kV Varna - Burgas ck. 1&2 | [GR-AL] [OPP] TIE 400 kV Kardia - Zemblak | XZE_KA11 GKARDI13 1 | 1168 | 1587 | -419 | 74 | 840 | AC
BG-CO_00013 | N-1 OHL 400 kV Maritsa Iztok - Plovdiv ck. 1&2 | [GR-AL] [OPP] TIE 400 kV Kardia - Zemblak | XZE_KA11 GKARDI13 1 | 1165 | 1587 | -422 | 73 | 838 | AC
BG-CO_00001 | N-1 OHL 400 kV Chervena Mogila - Blagoevgrad ck. 1&2 | [GR-MK] [OPP] TIE 400 kV Meliti - Bitola | XFL_BI11 GMELIT11 1 | 1163 | 1587 | -424 | 73 | 835 | AC
BG-CO_00002 | N-1 OHL 400 kV Sofia Zapad - Chervena Mogila ck. 1&2 | [GR-AL] [OPP] TIE 400 kV Kardia - Zemblak | XZE_KA11 GKARDI13 1 | 1161 | 1587 | -426 | 73 | 835 | AC
GR_TR_CO_00001 | N-1 TIE 400 kV Nea Santa - Babaeski | [GR-AL] [OPP] TIE 400 kV Kardia - Zemblak | XZE_KA11 GKARDI13 1 | 1161 | 1587 | -426 | 73 | 835 | AC
TR_BG_CO_00002 | N-1 TIE 400 kV Maritsa 3 - Hamitabat 2 | [GR-AL] [OPP] TIE 400 kV Kardia - Zemblak | XZE_KA11 GKARDI13 1 | 1159 | 1587 | -428 | 73 | 833 | AC
BG-CO_00020 | N-1 OHL 400 kV Maritsa Iztok - Maritsa Iztok 3 ck. 1&2 | [GR-AL] [OPP] TIE 400 kV Kardia - Zemblak | XZE_KA11 GKARDI13 1 | 1158 | 1587 | -429 | 73 | 833 | AC
TR_BG_CO_00001 | N-1 TIE 400 kV Maritsa 3 - Hamitabat 1 | [GR-AL] [OPP] TIE 400 kV Kardia - Zemblak | XZE_KA11 GKARDI13 1 | 1157 | 1587 | -430 | 73 | 832 | AC
GR_CO_00001 | N-1 OHL 400 kV Filippoi - Komotini ck. 1&2 | [GR-AL] [OPP] TIE 400 kV Kardia - Zemblak | XZE_KA11 GKARDI13 1 | 1156 | 1587 | -431 | 73 | 831 | AC
GR_CO_00002 | N-1 OHL 400 kV Filippoi - Lagadas ck. 1&2 | [GR-AL] [OPP] TIE 400 kV Kardia - Zemblak | XZE_KA11 GKARDI13 1 | 1154 | 1587 | -433 | 73 | 829 | AC
TR_CO_00001 | N-1 OHL 400 kV Habitabat NGCC - Babaeski | [GR-AL] [OPP] TIE 400 kV Kardia - Zemblak | XZE_KA11 GKARDI13 1 | 1154 | 1587 | -433 | 73 | 830 | AC
RS_BG_CO_00001 | N-1 TIE 400 kV Sofia Zapad - Nis | [GR-MK] [OPP] TIE 400 kV Meliti - Bitola | XFL_BI11 GMELIT11 1 | 1153 | 1587 | -434 | 73 | 828 | AC
MK_BG_CO_00001 | N-1 TIE 400 kV Chervena Mogila - Stip | [GR-AL] [OPP] TIE 400 kV Kardia - Zemblak | XZE_KA11 GKARDI13 1 | 1153 | 1587 | -434 | 73 | 829 | AC
GR_CO_00009 | N-1 OHL 400 kV Filippoi - Lagadas ck. 3 | [GR-AL] [OPP] TIE 400 kV Kardia - Zemblak | XZE_KA11 GKARDI13 1 | 1153 | 1587 | -434 | 73 | 829 | AC
Base case | Base case | [GR-AL] [OPP] TIE 400 kV Kardia - Zemblak | XZE_KA11 GKARDI13 1 | 1153 | 1587 | -434 | 73 | 829 | AC
BG-CO_00005 | N-1 OHL 400 kV Vetren - Chervena Mogila | [GR-AL] [OPP] TIE 400 kV Kardia - Zemblak | XZE_KA11 GKARDI13 1 | 1153 | 1587 | -434 | 73 | 829 | AC
GR_CO_00005 | N-1 OHL 400 kV Thessaloniki - Lagadas ck. 1&2 | [GR-AL] [OPP] TIE 400 kV Kardia - Zemblak | XZE_KA11 GKARDI13 1 | 1152 | 1587 | -435 | 73 | 829 | AC
BG-CO_00006 | N-1 OHL 400 kV Plovdiv - Vetren | [GR-AL] [OPP] TIE 400 kV Kardia - Zemblak | XZE_KA11 GKARDI13 1 | 1152 | 1587 | -435 | 73 | 829 | AC
GR_BG_CO_00002 | N-1 TIE 400 kV Nea Santa - Maritsa Iztok | [GR-MK] [OPP] TIE 400 kV Meliti - Bitola | XFL_BI11 GMELIT11 1 | 1149 | 1600 | -451 | 72 | 825 | AC
BG-CO_00017 | N-1 OHL 400 kV Kozloduy - Sofia Zapad ck. 1&2 | [GR-AL] [OPP] TIE 400 kV Kardia - Zemblak | XZE_KA11 GKARDI13 1 | 1137 | 1587 | -450 | 72 | 818 | AC
BG-CO_00013 | N-1 OHL 400 kV Maritsa Iztok - Plovdiv ck. 1&2 | [GR-MK] [OPP] TIE 400 kV Meliti - Bitola | XFL_BI11 GMELIT11 1 | 1135 | 1587 | -452 | 72 | 815 | AC
BG-CO_00018 | N-1 OHL 400 kV Burgas- Maritsa Iztok 2 | [GR-AL] [OPP] TIE 400 kV Kardia - Zemblak | XZE_KA11 GKARDI13 1 | 1133 | 1587 | -454 | 71 | 815 | AC
BG-CO_00012 | N-1 OHL 400 kV Varna - Burgas ck. 1&2 | [GR-MK] [OPP] TIE 400 kV Meliti - Bitola | XFL_BI11 GMELIT11 1 | 1116 | 1587 | -471 | 70 | 801 | AC
GR_TR_CO_00001 | N-1 TIE 400 kV Nea Santa - Babaeski | [GR-MK] [OPP] TIE 400 kV Meliti - Bitola | XFL_BI11 GMELIT11 1 | 1115 | 1587 | -472 | 70 | 800 | AC
TR_BG_CO_00002 | N-1 TIE 400 kV Maritsa 3 - Hamitabat 2 | [GR-MK] [OPP] TIE 400 kV Meliti - Bitola | XFL_BI11 GMELIT11 1 | 1113 | 1587 | -474 | 70 | 799 | AC
BG-CO_00020 | N-1 OHL 400 kV Maritsa Iztok - Maritsa Iztok 3 ck. 1&2 | [GR-MK] [OPP] TIE 400 kV Meliti - Bitola | XFL_BI11 GMELIT11 1 | 1111 | 1587 | -476 | 70 | 798 | AC

## 1430
Detailed results
Generated at: | 14/07/2026 21:22:09
Business day: | 2026-07-16
Horizon: | 2DA
Timestamp | 14:30
Border & direction: | North-Greece Exporting
Remedial actions | False
Margin satisfied | True
Final step | Margin Calculation
TTC [MW]: | 2878.08
Loading threshold | 0.7
Limiting CNEC | N-1 TIE 400 kV Kardia - Zemblak / N-1 TIE 150 kV Mourtos - Bistrica/[GR-MK] [OPP] TIE 400 kV Meliti - Bitola
Applied RAs
Non Costly RAO
CO ID | RA ID | Name of the RA | Usage | Type | Location | Status | Details
Costly RAO
RA RD ID | TSO | Generator Name | Minimum Power [MW] | Maximum Power [MW] | RDP- | RDP+ | P [MW] before RAO | P [MW] after RAO | P0 [MW] | Plimit+ [MW] | Plimit- [MW] | Started up | Shutdown
Non Costly Reduction
CO ID | RA ID | Name of the RA | Usage | Type | Location | Status | Details
Limiting CNECs
CO ID | Name of the CO | Name of the CNE | CNE UCTE branch | Calculated I (A) | I max (PATL) | Margin (A) | Loading (%) | Flow [MW] | LF type
GR_AL_CO_00001 | N-1 TIE 400 kV Kardia - Zemblak / N-1 TIE 150 kV Mourtos - Bistrica | [GR-MK] [OPP] TIE 400 kV Meliti - Bitola | XFL_BI11 GMELIT11 1 | 1581 | 1587 | -6 | 100 | 1131 | AC
AL_CO_00002 | N-1 OHL 400 kV Elbasan 3 - Zemblak | [GR-MK] [OPP] TIE 400 kV Meliti - Bitola | XFL_BI11 GMELIT11 1 | 1477 | 1587 | -110 | 93 | 1057 | AC
GR_MK_CO_00002 | N-1 TIE 400 kV Thessaloniki - Dubrovo | [GR-MK] [OPP] TIE 400 kV Meliti - Bitola | XFL_BI11 GMELIT11 1 | 1442 | 1587 | -145 | 91 | 1033 | AC
MK_AL_CO_00001 | N-1 TIE 400 kV Skopje 5 - Urosevac / N-1 TIE 150 kV Mourtos - Bistrica | [GR-AL] [OPP] TIE 400 kV Kardia - Zemblak | XZE_KA11 GKARDI13 1 | 1411 | 1587 | -176 | 89 | 1010 | AC
MK_KS_CO_00001 | N-1 TIE 400 kV Skopje 5 - Urosevac | [GR-AL] [OPP] TIE 400 kV Kardia - Zemblak | XZE_KA11 GKARDI13 1 | 1352 | 1587 | -235 | 85 | 968 | AC
GR_MK_CO_00001 | N-1 TIE 400 kV Meliti - Bitola | [GR-AL] [OPP] TIE 400 kV Kardia - Zemblak | XZE_KA11 GKARDI13 1 | 1313 | 1587 | -274 | 83 | 940 | AC
GR_CO_00003 | N-1 OHL 400 kV Meliti - Amideo ck. 1&2 | [GR-AL] [OPP] TIE 400 kV Kardia - Zemblak | XZE_KA11 GKARDI13 1 | 1313 | 1587 | -274 | 83 | 940 | AC
MK_CO_00003 | N-1 OHL 400 kV Skopje 4 - Skopje 5 | [GR-AL] [OPP] TIE 400 kV Kardia - Zemblak | XZE_KA11 GKARDI13 1 | 1280 | 1587 | -307 | 81 | 918 | AC
GR_CO_00008 | N-1 OHL 400 kV Kardia - Ptolemaida / N-1 OHL 400 kV Kardia - Vermio | [GR-MK] [OPP] TIE 400 kV Meliti - Bitola | XFL_BI11 GMELIT11 1 | 1271 | 1587 | -316 | 80 | 911 | AC
GR_CO_00004 | N-1 OHL 400 kV Amideo - Lagadas ck. 1&2 | [GR-MK] [OPP] TIE 400 kV Meliti - Bitola | XFL_BI11 GMELIT11 1 | 1270 | 1587 | -317 | 80 | 911 | AC
GR_CO_00003 | N-1 OHL 400 kV Meliti - Amideo ck. 1&2 | [GR-MK] [OPP] TIE 400 kV Thessaloniki - Dubrovo | XTH_DU11 GTHESS11 1 | 1221 | 1587 | -366 | 77 | 867 | AC
GR_MK_CO_00001 | N-1 TIE 400 kV Meliti - Bitola | [GR-MK] [OPP] TIE 400 kV Thessaloniki - Dubrovo | XTH_DU11 GTHESS11 1 | 1221 | 1587 | -366 | 77 | 867 | AC
GR_BG_CO_00001 | N-1 TIE 400 kV Lagadas - Blagoevgrad | [GR-MK] [OPP] TIE 400 kV Meliti - Bitola | XFL_BI11 GMELIT11 1 | 1220 | 1587 | -367 | 77 | 875 | AC
GR_CO_00006 | N-1 OHL 400 kV Komotini - Nea Santa ck. 1&2 | [GR-MK] [OPP] TIE 400 kV Meliti - Bitola | XFL_BI11 GMELIT11 1 | 1211 | 1587 | -376 | 76 | 869 | AC
AL_CO_00001 | N-1 OHL 400 kV Elbasan 3 - Tirana 2 | [GR-MK] [OPP] TIE 400 kV Meliti - Bitola | XFL_BI11 GMELIT11 1 | 1204 | 1587 | -383 | 76 | 864 | AC
KS_CO_00001 | N-1 OHL 400 kV Kosovo B - Urosevac | [GR-AL] [OPP] TIE 400 kV Kardia - Zemblak | XZE_KA11 GKARDI13 1 | 1198 | 1587 | -389 | 76 | 861 | AC
GR_IT_CO_00001 | N-1 TIE 400 kV Arachthos - Galatina | [GR-MK] [OPP] TIE 400 kV Meliti - Bitola | XFL_BI11 GMELIT11 1 | 1198 | 1587 | -389 | 75 | 859 | AC
GR_IT_CO_00001 | N-1 TIE 400 kV Arachthos - Galatina | [GR-AL] [OPP] TIE 400 kV Kardia - Zemblak | XZE_KA11 GKARDI13 1 | 1196 | 1587 | -391 | 75 | 859 | AC
GR_CO_00007 | N-1 OHL 400 kV Thessaloniki - Agios Dimitrios ck. 1&2 | [GR-MK] [OPP] TIE 400 kV Meliti - Bitola | XFL_BI11 GMELIT11 1 | 1190 | 1587 | -397 | 75 | 853 | AC
GR_MK_CO_00002 | N-1 TIE 400 kV Thessaloniki - Dubrovo | [GR-AL] [OPP] TIE 400 kV Kardia - Zemblak | XZE_KA11 GKARDI13 1 | 1186 | 1587 | -401 | 75 | 852 | AC
KS_ME_CO_00001 | N-1 TIE 400 kV Pec 3 - Ribarevina | [GR-AL] [OPP] TIE 400 kV Kardia - Zemblak | XZE_KA11 GKARDI13 1 | 1181 | 1587 | -406 | 74 | 849 | AC
RS_BG_CO_00001 | N-1 TIE 400 kV Sofia Zapad - Nis | [GR-AL] [OPP] TIE 400 kV Kardia - Zemblak | XZE_KA11 GKARDI13 1 | 1181 | 1587 | -406 | 74 | 848 | AC
AL_ME_CO_00001 | N-1 TIE 400 kV Tirana 2 – Podgorica 2 | [GR-MK] [OPP] TIE 400 kV Meliti - Bitola | XFL_BI11 GMELIT11 1 | 1179 | 1587 | -408 | 74 | 846 | AC
GR_CO_00006 | N-1 OHL 400 kV Komotini - Nea Santa ck. 1&2 | [GR-AL] [OPP] TIE 400 kV Kardia - Zemblak | XZE_KA11 GKARDI13 1 | 1176 | 1587 | -411 | 74 | 845 | AC
GR_BG_CO_00001 | N-1 TIE 400 kV Lagadas - Blagoevgrad | [GR-AL] [OPP] TIE 400 kV Kardia - Zemblak | XZE_KA11 GKARDI13 1 | 1172 | 1587 | -415 | 74 | 842 | AC
BG-CO_00001 | N-1 OHL 400 kV Chervena Mogila - Blagoevgrad ck. 1&2 | [GR-MK] [OPP] TIE 400 kV Meliti - Bitola | XFL_BI11 GMELIT11 1 | 1168 | 1587 | -419 | 74 | 838 | AC
RS_BG_CO_00001 | N-1 TIE 400 kV Sofia Zapad - Nis | [GR-MK] [OPP] TIE 400 kV Meliti - Bitola | XFL_BI11 GMELIT11 1 | 1164 | 1587 | -423 | 73 | 835 | AC
RS_MK_CO_00001 | N-1 TIE 400 kV Vranje 4 - Stip | [GR-AL] [OPP] TIE 400 kV Kardia - Zemblak | XZE_KA11 GKARDI13 1 | 1163 | 1587 | -424 | 73 | 836 | AC
GR_CO_00007 | N-1 OHL 400 kV Thessaloniki - Agios Dimitrios ck. 1&2 | [GR-AL] [OPP] TIE 400 kV Kardia - Zemblak | XZE_KA11 GKARDI13 1 | 1161 | 1587 | -426 | 73 | 835 | AC
GR_CO_00010 | N-1 OHL 400 kV Amideo - Ptolemaida / N-1 OHL 400 kV Amideo - Vermio | [GR-AL] [OPP] TIE 400 kV Kardia - Zemblak | XZE_KA11 GKARDI13 1 | 1159 | 1587 | -428 | 73 | 834 | AC
MK_CO_00002 | N-1 OHL 400 kV Dubrovo - Stip | [GR-AL] [OPP] TIE 400 kV Kardia - Zemblak | XZE_KA11 GKARDI13 1 | 1149 | 1587 | -438 | 72 | 826 | AC
RS_CO_00003 | N-1 OHL 400 kV Vranje 4 - Leskovac 2 | [GR-AL] [OPP] TIE 400 kV Kardia - Zemblak | XZE_KA11 GKARDI13 1 | 1148 | 1587 | -439 | 72 | 826 | AC
GR_BG_CO_00002 | N-1 TIE 400 kV Nea Santa - Maritsa Iztok | [GR-MK] [OPP] TIE 400 kV Meliti - Bitola | XFL_BI11 GMELIT11 1 | 1158 | 1600 | -442 | 72 | 831 | AC
BG-CO_00001 | N-1 OHL 400 kV Chervena Mogila - Blagoevgrad ck. 1&2 | [GR-AL] [OPP] TIE 400 kV Kardia - Zemblak | XZE_KA11 GKARDI13 1 | 1146 | 1587 | -441 | 72 | 824 | AC
BG-CO_00013 | N-1 OHL 400 kV Maritsa Iztok - Plovdiv ck. 1&2 | [GR-MK] [OPP] TIE 400 kV Meliti - Bitola | XFL_BI11 GMELIT11 1 | 1143 | 1587 | -444 | 72 | 820 | AC
GR_CO_00004 | N-1 OHL 400 kV Amideo - Lagadas ck. 1&2 | [GR-AL] [OPP] TIE 400 kV Kardia - Zemblak | XZE_KA11 GKARDI13 1 | 1141 | 1587 | -446 | 72 | 820 | AC
RS_CO_00004 | N-1 OHL 400 kV Nis 2 - Leskovac 2 | [GR-AL] [OPP] TIE 400 kV Kardia - Zemblak | XZE_KA11 GKARDI13 1 | 1140 | 1587 | -447 | 72 | 820 | AC
RS_KS_CO_00002 | N-1 TIE 400 kV Kosovo B - Nis 2 | [GR-AL] [OPP] TIE 400 kV Kardia - Zemblak | XZE_KA11 GKARDI13 1 | 1133 | 1587 | -454 | 71 | 815 | AC
GR_BG_CO_00002 | N-1 TIE 400 kV Nea Santa - Maritsa Iztok | [GR-AL] [OPP] TIE 400 kV Kardia - Zemblak | XZE_KA11 GKARDI13 1 | 1142 | 1600 | -458 | 71 | 821 | AC
MK_CO_00001 | N-1 OHL 400 kV Bitola 2 - Dubrovo | [GR-AL] [OPP] TIE 400 kV Kardia - Zemblak | XZE_KA11 GKARDI13 1 | 1132 | 1587 | -455 | 71 | 814 | AC
BG-CO_00012 | N-1 OHL 400 kV Varna - Burgas ck. 1&2 | [GR-AL] [OPP] TIE 400 kV Kardia - Zemblak | XZE_KA11 GKARDI13 1 | 1130 | 1587 | -457 | 71 | 813 | AC
BG-CO_00012 | N-1 OHL 400 kV Varna - Burgas ck. 1&2 | [GR-MK] [OPP] TIE 400 kV Meliti - Bitola | XFL_BI11 GMELIT11 1 | 1128 | 1587 | -459 | 71 | 810 | AC
BG-CO_00013 | N-1 OHL 400 kV Maritsa Iztok - Plovdiv ck. 1&2 | [GR-AL] [OPP] TIE 400 kV Kardia - Zemblak | XZE_KA11 GKARDI13 1 | 1126 | 1587 | -461 | 71 | 810 | AC
TR_BG_CO_00002 | N-1 TIE 400 kV Maritsa 3 - Hamitabat 2 | [GR-MK] [OPP] TIE 400 kV Meliti - Bitola | XFL_BI11 GMELIT11 1 | 1125 | 1587 | -462 | 71 | 807 | AC
GR_TR_CO_00001 | N-1 TIE 400 kV Nea Santa - Babaeski | [GR-MK] [OPP] TIE 400 kV Meliti - Bitola | XFL_BI11 GMELIT11 1 | 1125 | 1587 | -462 | 71 | 807 | AC
BG-CO_00020 | N-1 OHL 400 kV Maritsa Iztok - Maritsa Iztok 3 ck. 1&2 | [GR-MK] [OPP] TIE 400 kV Meliti - Bitola | XFL_BI11 GMELIT11 1 | 1123 | 1587 | -464 | 71 | 806 | AC
RS_KS_CO_00002 | N-1 TIE 400 kV Kosovo B - Nis 2 | [GR-MK] [OPP] TIE 400 kV Meliti - Bitola | XFL_BI11 GMELIT11 1 | 1122 | 1587 | -465 | 71 | 805 | AC
TR_BG_CO_00001 | N-1 TIE 400 kV Maritsa 3 - Hamitabat 1 | [GR-MK] [OPP] TIE 400 kV Meliti - Bitola | XFL_BI11 GMELIT11 1 | 1121 | 1587 | -466 | 71 | 805 | AC
GR_TR_CO_00001 | N-1 TIE 400 kV Nea Santa - Babaeski | [GR-AL] [OPP] TIE 400 kV Kardia - Zemblak | XZE_KA11 GKARDI13 1 | 1121 | 1587 | -466 | 71 | 807 | AC
TR_BG_CO_00002 | N-1 TIE 400 kV Maritsa 3 - Hamitabat 2 | [GR-AL] [OPP] TIE 400 kV Kardia - Zemblak | XZE_KA11 GKARDI13 1 | 1121 | 1587 | -466 | 71 | 806 | AC
BG-CO_00002 | N-1 OHL 400 kV Sofia Zapad - Chervena Mogila ck. 1&2 | [GR-AL] [OPP] TIE 400 kV Kardia - Zemblak | XZE_KA11 GKARDI13 1 | 1120 | 1587 | -467 | 71 | 806 | AC
BG-CO_00020 | N-1 OHL 400 kV Maritsa Iztok - Maritsa Iztok 3 ck. 1&2 | [GR-AL] [OPP] TIE 400 kV Kardia - Zemblak | XZE_KA11 GKARDI13 1 | 1120 | 1587 | -467 | 71 | 806 | AC
TR_BG_CO_00001 | N-1 TIE 400 kV Maritsa 3 - Hamitabat 1 | [GR-AL] [OPP] TIE 400 kV Kardia - Zemblak | XZE_KA11 GKARDI13 1 | 1119 | 1587 | -468 | 70 | 805 | AC
BG-CO_00017 | N-1 OHL 400 kV Kozloduy - Sofia Zapad ck. 1&2 | [GR-MK] [OPP] TIE 400 kV Meliti - Bitola | XFL_BI11 GMELIT11 1 | 1117 | 1587 | -470 | 70 | 801 | AC
GR_CO_00005 | N-1 OHL 400 kV Thessaloniki - Lagadas ck. 1&2 | [GR-MK] [OPP] TIE 400 kV Meliti - Bitola | XFL_BI11 GMELIT11 1 | 1116 | 1587 | -471 | 70 | 801 | AC
GR_CO_00002 | N-1 OHL 400 kV Filippoi - Lagadas ck. 1&2 | [GR-MK] [OPP] TIE 400 kV Meliti - Bitola | XFL_BI11 GMELIT11 1 | 1116 | 1587 | -471 | 70 | 801 | AC
TR_CO_00001 | N-1 OHL 400 kV Habitabat NGCC - Babaeski | [GR-MK] [OPP] TIE 400 kV Meliti - Bitola | XFL_BI11 GMELIT11 1 | 1116 | 1587 | -471 | 70 | 801 | AC
GR_CO_00002 | N-1 OHL 400 kV Filippoi - Lagadas ck. 1&2 | [GR-AL] [OPP] TIE 400 kV Kardia - Zemblak | XZE_KA11 GKARDI13 1 | 1115 | 1587 | -472 | 70 | 802 | AC
BG-CO_00002 | N-1 OHL 400 kV Sofia Zapad - Chervena Mogila ck. 1&2 | [GR-MK] [OPP] TIE 400 kV Meliti - Bitola | XFL_BI11 GMELIT11 1 | 1115 | 1587 | -472 | 70 | 801 | AC
TR_CO_00001 | N-1 OHL 400 kV Habitabat NGCC - Babaeski | [GR-AL] [OPP] TIE 400 kV Kardia - Zemblak | XZE_KA11 GKARDI13 1 | 1115 | 1587 | -472 | 70 | 803 | AC
GR_CO_00009 | N-1 OHL 400 kV Filippoi - Lagadas ck. 3 | [GR-MK] [OPP] TIE 400 kV Meliti - Bitola | XFL_BI11 GMELIT11 1 | 1115 | 1587 | -472 | 70 | 800 | AC
GR_CO_00009 | N-1 OHL 400 kV Filippoi - Lagadas ck. 3 | [GR-AL] [OPP] TIE 400 kV Kardia - Zemblak | XZE_KA11 GKARDI13 1 | 1115 | 1587 | -472 | 70 | 802 | AC
MK_BG_CO_00001 | N-1 TIE 400 kV Chervena Mogila - Stip | [GR-AL] [OPP] TIE 400 kV Kardia - Zemblak | XZE_KA11 GKARDI13 1 | 1115 | 1587 | -472 | 70 | 802 | AC
BG-CO_00005 | N-1 OHL 400 kV Vetren - Chervena Mogila | [GR-AL] [OPP] TIE 400 kV Kardia - Zemblak | XZE_KA11 GKARDI13 1 | 1114 | 1587 | -473 | 70 | 802 | AC
Base case | Base case | [GR-MK] [OPP] TIE 400 kV Meliti - Bitola | XFL_BI11 GMELIT11 1 | 1114 | 1587 | -473 | 70 | 800 | AC
Base case | Base case | [GR-AL] [OPP] TIE 400 kV Kardia - Zemblak | XZE_KA11 GKARDI13 1 | 1114 | 1587 | -473 | 70 | 802 | AC
GR_CO_00001 | N-1 OHL 400 kV Filippoi - Komotini ck. 1&2 | [GR-MK] [OPP] TIE 400 kV Meliti - Bitola | XFL_BI11 GMELIT11 1 | 1114 | 1587 | -473 | 70 | 799 | AC
GR_CO_00001 | N-1 OHL 400 kV Filippoi - Komotini ck. 1&2 | [GR-AL] [OPP] TIE 400 kV Kardia - Zemblak | XZE_KA11 GKARDI13 1 | 1114 | 1587 | -473 | 70 | 801 | AC
BG-CO_00006 | N-1 OHL 400 kV Plovdiv - Vetren | [GR-AL] [OPP] TIE 400 kV Kardia - Zemblak | XZE_KA11 GKARDI13 1 | 1114 | 1587 | -473 | 70 | 802 | AC
BG-CO_00005 | N-1 OHL 400 kV Vetren - Chervena Mogila | [GR-MK] [OPP] TIE 400 kV Meliti - Bitola | XFL_BI11 GMELIT11 1 | 1114 | 1587 | -473 | 70 | 799 | AC
BG-CO_00006 | N-1 OHL 400 kV Plovdiv - Vetren | [GR-MK] [OPP] TIE 400 kV Meliti - Bitola | XFL_BI11 GMELIT11 1 | 1114 | 1587 | -473 | 70 | 799 | AC
GR_CO_00005 | N-1 OHL 400 kV Thessaloniki - Lagadas ck. 1&2 | [GR-AL] [OPP] TIE 400 kV Kardia - Zemblak | XZE_KA11 GKARDI13 1 | 1114 | 1587 | -473 | 70 | 801 | AC
MK_BG_CO_00001 | N-1 TIE 400 kV Chervena Mogila - Stip | [GR-MK] [OPP] TIE 400 kV Meliti - Bitola | XFL_BI11 GMELIT11 1 | 1113 | 1587 | -474 | 70 | 798 | AC

## 1530
Detailed results
Generated at: | 14/07/2026 21:22:09
Business day: | 2026-07-16
Horizon: | 2DA
Timestamp | 15:30
Border & direction: | North-Greece Exporting
Remedial actions | False
Margin satisfied | True
Final step | Margin Calculation
TTC [MW]: | 2724.69
Loading threshold | 0.7
Limiting CNEC | N-1 TIE 400 kV Kardia - Zemblak / N-1 TIE 150 kV Mourtos - Bistrica/[GR-MK] [OPP] TIE 400 kV Meliti - Bitola
Applied RAs
Non Costly RAO
CO ID | RA ID | Name of the RA | Usage | Type | Location | Status | Details
Costly RAO
RA RD ID | TSO | Generator Name | Minimum Power [MW] | Maximum Power [MW] | RDP- | RDP+ | P [MW] before RAO | P [MW] after RAO | P0 [MW] | Plimit+ [MW] | Plimit- [MW] | Started up | Shutdown
Non Costly Reduction
CO ID | RA ID | Name of the RA | Usage | Type | Location | Status | Details
Limiting CNECs
CO ID | Name of the CO | Name of the CNE | CNE UCTE branch | Calculated I (A) | I max (PATL) | Margin (A) | Loading (%) | Flow [MW] | LF type
GR_AL_CO_00001 | N-1 TIE 400 kV Kardia - Zemblak / N-1 TIE 150 kV Mourtos - Bistrica | [GR-MK] [OPP] TIE 400 kV Meliti - Bitola | XFL_BI11 GMELIT11 1 | 1585 | 1587 | -2 | 100 | 1134 | AC
AL_CO_00002 | N-1 OHL 400 kV Elbasan 3 - Zemblak | [GR-MK] [OPP] TIE 400 kV Meliti - Bitola | XFL_BI11 GMELIT11 1 | 1481 | 1587 | -106 | 93 | 1060 | AC
GR_MK_CO_00002 | N-1 TIE 400 kV Thessaloniki - Dubrovo | [GR-MK] [OPP] TIE 400 kV Meliti - Bitola | XFL_BI11 GMELIT11 1 | 1454 | 1587 | -133 | 92 | 1042 | AC
MK_AL_CO_00001 | N-1 TIE 400 kV Skopje 5 - Urosevac / N-1 TIE 150 kV Mourtos - Bistrica | [GR-AL] [OPP] TIE 400 kV Kardia - Zemblak | XZE_KA11 GKARDI13 1 | 1403 | 1587 | -184 | 88 | 989 | AC
MK_KS_CO_00001 | N-1 TIE 400 kV Skopje 5 - Urosevac | [GR-AL] [OPP] TIE 400 kV Kardia - Zemblak | XZE_KA11 GKARDI13 1 | 1344 | 1587 | -243 | 85 | 949 | AC
GR_MK_CO_00001 | N-1 TIE 400 kV Meliti - Bitola | [GR-AL] [OPP] TIE 400 kV Kardia - Zemblak | XZE_KA11 GKARDI13 1 | 1322 | 1587 | -265 | 83 | 933 | AC
GR_CO_00003 | N-1 OHL 400 kV Meliti - Amideo ck. 1&2 | [GR-AL] [OPP] TIE 400 kV Kardia - Zemblak | XZE_KA11 GKARDI13 1 | 1322 | 1587 | -265 | 83 | 933 | AC
MK_CO_00003 | N-1 OHL 400 kV Skopje 4 - Skopje 5 | [GR-AL] [OPP] TIE 400 kV Kardia - Zemblak | XZE_KA11 GKARDI13 1 | 1286 | 1587 | -301 | 81 | 909 | AC
GR_CO_00004 | N-1 OHL 400 kV Amideo - Lagadas ck. 1&2 | [GR-MK] [OPP] TIE 400 kV Meliti - Bitola | XFL_BI11 GMELIT11 1 | 1268 | 1587 | -318 | 80 | 909 | AC
GR_CO_00008 | N-1 OHL 400 kV Kardia - Ptolemaida / N-1 OHL 400 kV Kardia - Vermio | [GR-MK] [OPP] TIE 400 kV Meliti - Bitola | XFL_BI11 GMELIT11 1 | 1261 | 1587 | -326 | 79 | 904 | AC
GR_CO_00003 | N-1 OHL 400 kV Meliti - Amideo ck. 1&2 | [GR-MK] [OPP] TIE 400 kV Thessaloniki - Dubrovo | XTH_DU11 GTHESS11 1 | 1231 | 1587 | -356 | 78 | 873 | AC
GR_MK_CO_00001 | N-1 TIE 400 kV Meliti - Bitola | [GR-MK] [OPP] TIE 400 kV Thessaloniki - Dubrovo | XTH_DU11 GTHESS11 1 | 1230 | 1587 | -357 | 78 | 873 | AC
GR_BG_CO_00001 | N-1 TIE 400 kV Lagadas - Blagoevgrad | [GR-MK] [OPP] TIE 400 kV Meliti - Bitola | XFL_BI11 GMELIT11 1 | 1213 | 1587 | -374 | 76 | 870 | AC
AL_CO_00001 | N-1 OHL 400 kV Elbasan 3 - Tirana 2 | [GR-MK] [OPP] TIE 400 kV Meliti - Bitola | XFL_BI11 GMELIT11 1 | 1212 | 1587 | -375 | 76 | 869 | AC
GR_IT_CO_00001 | N-1 TIE 400 kV Arachthos - Galatina | [GR-MK] [OPP] TIE 400 kV Meliti - Bitola | XFL_BI11 GMELIT11 1 | 1208 | 1587 | -379 | 76 | 866 | AC
GR_CO_00006 | N-1 OHL 400 kV Komotini - Nea Santa ck. 1&2 | [GR-MK] [OPP] TIE 400 kV Meliti - Bitola | XFL_BI11 GMELIT11 1 | 1205 | 1587 | -382 | 76 | 864 | AC
GR_CO_00007 | N-1 OHL 400 kV Thessaloniki - Agios Dimitrios ck. 1&2 | [GR-MK] [OPP] TIE 400 kV Meliti - Bitola | XFL_BI11 GMELIT11 1 | 1202 | 1587 | -385 | 76 | 861 | AC
GR_IT_CO_00001 | N-1 TIE 400 kV Arachthos - Galatina | [GR-AL] [OPP] TIE 400 kV Kardia - Zemblak | XZE_KA11 GKARDI13 1 | 1202 | 1587 | -385 | 76 | 850 | AC
KS_CO_00001 | N-1 OHL 400 kV Kosovo B - Urosevac | [GR-AL] [OPP] TIE 400 kV Kardia - Zemblak | XZE_KA11 GKARDI13 1 | 1198 | 1587 | -389 | 75 | 848 | AC
RS_BG_CO_00001 | N-1 TIE 400 kV Sofia Zapad - Nis | [GR-AL] [OPP] TIE 400 kV Kardia - Zemblak | XZE_KA11 GKARDI13 1 | 1194 | 1587 | -393 | 75 | 845 | AC
GR_MK_CO_00002 | N-1 TIE 400 kV Thessaloniki - Dubrovo | [GR-AL] [OPP] TIE 400 kV Kardia - Zemblak | XZE_KA11 GKARDI13 1 | 1193 | 1587 | -394 | 75 | 844 | AC
AL_ME_CO_00001 | N-1 TIE 400 kV Tirana 2 – Podgorica 2 | [GR-MK] [OPP] TIE 400 kV Meliti - Bitola | XFL_BI11 GMELIT11 1 | 1187 | 1587 | -400 | 75 | 851 | AC
KS_ME_CO_00001 | N-1 TIE 400 kV Pec 3 - Ribarevina | [GR-AL] [OPP] TIE 400 kV Kardia - Zemblak | XZE_KA11 GKARDI13 1 | 1184 | 1587 | -403 | 75 | 838 | AC
RS_BG_CO_00001 | N-1 TIE 400 kV Sofia Zapad - Nis | [GR-MK] [OPP] TIE 400 kV Meliti - Bitola | XFL_BI11 GMELIT11 1 | 1180 | 1587 | -407 | 74 | 846 | AC
GR_CO_00010 | N-1 OHL 400 kV Amideo - Ptolemaida / N-1 OHL 400 kV Amideo - Vermio | [GR-AL] [OPP] TIE 400 kV Kardia - Zemblak | XZE_KA11 GKARDI13 1 | 1174 | 1587 | -413 | 74 | 831 | AC
GR_CO_00006 | N-1 OHL 400 kV Komotini - Nea Santa ck. 1&2 | [GR-AL] [OPP] TIE 400 kV Kardia - Zemblak | XZE_KA11 GKARDI13 1 | 1173 | 1587 | -414 | 74 | 830 | AC
BG-CO_00001 | N-1 OHL 400 kV Chervena Mogila - Blagoevgrad ck. 1&2 | [GR-MK] [OPP] TIE 400 kV Meliti - Bitola | XFL_BI11 GMELIT11 1 | 1173 | 1587 | -414 | 74 | 841 | AC
GR_BG_CO_00001 | N-1 TIE 400 kV Lagadas - Blagoevgrad | [GR-AL] [OPP] TIE 400 kV Kardia - Zemblak | XZE_KA11 GKARDI13 1 | 1170 | 1587 | -417 | 74 | 828 | AC
GR_CO_00007 | N-1 OHL 400 kV Thessaloniki - Agios Dimitrios ck. 1&2 | [GR-AL] [OPP] TIE 400 kV Kardia - Zemblak | XZE_KA11 GKARDI13 1 | 1169 | 1587 | -418 | 74 | 828 | AC
RS_MK_CO_00001 | N-1 TIE 400 kV Vranje 4 - Stip | [GR-AL] [OPP] TIE 400 kV Kardia - Zemblak | XZE_KA11 GKARDI13 1 | 1168 | 1587 | -419 | 74 | 827 | AC
RS_CO_00003 | N-1 OHL 400 kV Vranje 4 - Leskovac 2 | [GR-AL] [OPP] TIE 400 kV Kardia - Zemblak | XZE_KA11 GKARDI13 1 | 1155 | 1587 | -432 | 73 | 818 | AC
GR_BG_CO_00002 | N-1 TIE 400 kV Nea Santa - Maritsa Iztok | [GR-MK] [OPP] TIE 400 kV Meliti - Bitola | XFL_BI11 GMELIT11 1 | 1160 | 1600 | -440 | 72 | 832 | AC
BG-CO_00013 | N-1 OHL 400 kV Maritsa Iztok - Plovdiv ck. 1&2 | [GR-MK] [OPP] TIE 400 kV Meliti - Bitola | XFL_BI11 GMELIT11 1 | 1150 | 1587 | -437 | 72 | 825 | AC
MK_CO_00002 | N-1 OHL 400 kV Dubrovo - Stip | [GR-AL] [OPP] TIE 400 kV Kardia - Zemblak | XZE_KA11 GKARDI13 1 | 1150 | 1587 | -437 | 72 | 815 | AC
BG-CO_00001 | N-1 OHL 400 kV Chervena Mogila - Blagoevgrad ck. 1&2 | [GR-AL] [OPP] TIE 400 kV Kardia - Zemblak | XZE_KA11 GKARDI13 1 | 1150 | 1587 | -437 | 72 | 814 | AC
RS_CO_00004 | N-1 OHL 400 kV Nis 2 - Leskovac 2 | [GR-AL] [OPP] TIE 400 kV Kardia - Zemblak | XZE_KA11 GKARDI13 1 | 1147 | 1587 | -440 | 72 | 812 | AC
GR_CO_00004 | N-1 OHL 400 kV Amideo - Lagadas ck. 1&2 | [GR-AL] [OPP] TIE 400 kV Kardia - Zemblak | XZE_KA11 GKARDI13 1 | 1147 | 1587 | -440 | 72 | 812 | AC
BG-CO_00012 | N-1 OHL 400 kV Varna - Burgas ck. 1&2 | [GR-MK] [OPP] TIE 400 kV Meliti - Bitola | XFL_BI11 GMELIT11 1 | 1146 | 1587 | -441 | 72 | 822 | AC
BG-CO_00012 | N-1 OHL 400 kV Varna - Burgas ck. 1&2 | [GR-AL] [OPP] TIE 400 kV Kardia - Zemblak | XZE_KA11 GKARDI13 1 | 1146 | 1587 | -441 | 72 | 811 | AC
RS_KS_CO_00002 | N-1 TIE 400 kV Kosovo B - Nis 2 | [GR-AL] [OPP] TIE 400 kV Kardia - Zemblak | XZE_KA11 GKARDI13 1 | 1144 | 1587 | -443 | 72 | 810 | AC
MK_BG_CO_00001 | N-1 TIE 400 kV Chervena Mogila - Stip | [GR-MK] [OPP] TIE 400 kV Meliti - Bitola | XFL_BI11 GMELIT11 1 | 1139 | 1587 | -448 | 72 | 817 | AC
MK_CO_00001 | N-1 OHL 400 kV Bitola 2 - Dubrovo | [GR-AL] [OPP] TIE 400 kV Kardia - Zemblak | XZE_KA11 GKARDI13 1 | 1138 | 1587 | -449 | 72 | 806 | AC
GR_BG_CO_00002 | N-1 TIE 400 kV Nea Santa - Maritsa Iztok | [GR-AL] [OPP] TIE 400 kV Kardia - Zemblak | XZE_KA11 GKARDI13 1 | 1144 | 1600 | -456 | 72 | 810 | AC
RS_KS_CO_00002 | N-1 TIE 400 kV Kosovo B - Nis 2 | [GR-MK] [OPP] TIE 400 kV Meliti - Bitola | XFL_BI11 GMELIT11 1 | 1135 | 1587 | -452 | 71 | 814 | AC
BG-CO_00020 | N-1 OHL 400 kV Maritsa Iztok - Maritsa Iztok 3 ck. 1&2 | [GR-MK] [OPP] TIE 400 kV Meliti - Bitola | XFL_BI11 GMELIT11 1 | 1133 | 1587 | -454 | 71 | 813 | AC
TR_BG_CO_00002 | N-1 TIE 400 kV Maritsa 3 - Hamitabat 2 | [GR-MK] [OPP] TIE 400 kV Meliti - Bitola | XFL_BI11 GMELIT11 1 | 1133 | 1587 | -454 | 71 | 813 | AC
BG-CO_00013 | N-1 OHL 400 kV Maritsa Iztok - Plovdiv ck. 1&2 | [GR-AL] [OPP] TIE 400 kV Kardia - Zemblak | XZE_KA11 GKARDI13 1 | 1132 | 1587 | -455 | 71 | 802 | AC
GR_TR_CO_00001 | N-1 TIE 400 kV Nea Santa - Babaeski | [GR-MK] [OPP] TIE 400 kV Meliti - Bitola | XFL_BI11 GMELIT11 1 | 1131 | 1587 | -456 | 71 | 812 | AC
GR_CO_00005 | N-1 OHL 400 kV Thessaloniki - Lagadas ck. 1&2 | [GR-MK] [OPP] TIE 400 kV Meliti - Bitola | XFL_BI11 GMELIT11 1 | 1131 | 1587 | -456 | 71 | 812 | AC
TR_BG_CO_00001 | N-1 TIE 400 kV Maritsa 3 - Hamitabat 1 | [GR-MK] [OPP] TIE 400 kV Meliti - Bitola | XFL_BI11 GMELIT11 1 | 1130 | 1587 | -457 | 71 | 811 | AC
TR_CO_00001 | N-1 OHL 400 kV Habitabat NGCC - Babaeski | [GR-MK] [OPP] TIE 400 kV Meliti - Bitola | XFL_BI11 GMELIT11 1 | 1129 | 1587 | -458 | 71 | 810 | AC
BG-CO_00017 | N-1 OHL 400 kV Kozloduy - Sofia Zapad ck. 1&2 | [GR-MK] [OPP] TIE 400 kV Meliti - Bitola | XFL_BI11 GMELIT11 1 | 1127 | 1587 | -460 | 71 | 809 | AC
BG-CO_00005 | N-1 OHL 400 kV Vetren - Chervena Mogila | [GR-MK] [OPP] TIE 400 kV Meliti - Bitola | XFL_BI11 GMELIT11 1 | 1127 | 1587 | -460 | 71 | 808 | AC
TR_BG_CO_00002 | N-1 TIE 400 kV Maritsa 3 - Hamitabat 2 | [GR-AL] [OPP] TIE 400 kV Kardia - Zemblak | XZE_KA11 GKARDI13 1 | 1127 | 1587 | -460 | 71 | 798 | AC
BG-CO_00006 | N-1 OHL 400 kV Plovdiv - Vetren | [GR-MK] [OPP] TIE 400 kV Meliti - Bitola | XFL_BI11 GMELIT11 1 | 1127 | 1587 | -460 | 71 | 808 | AC
BG-CO_00020 | N-1 OHL 400 kV Maritsa Iztok - Maritsa Iztok 3 ck. 1&2 | [GR-AL] [OPP] TIE 400 kV Kardia - Zemblak | XZE_KA11 GKARDI13 1 | 1127 | 1587 | -460 | 71 | 798 | AC
GR_TR_CO_00001 | N-1 TIE 400 kV Nea Santa - Babaeski | [GR-AL] [OPP] TIE 400 kV Kardia - Zemblak | XZE_KA11 GKARDI13 1 | 1126 | 1587 | -461 | 71 | 798 | AC
BG-CO_00002 | N-1 OHL 400 kV Sofia Zapad - Chervena Mogila ck. 1&2 | [GR-MK] [OPP] TIE 400 kV Meliti - Bitola | XFL_BI11 GMELIT11 1 | 1125 | 1587 | -462 | 71 | 808 | AC
BG-CO_00002 | N-1 OHL 400 kV Sofia Zapad - Chervena Mogila ck. 1&2 | [GR-AL] [OPP] TIE 400 kV Kardia - Zemblak | XZE_KA11 GKARDI13 1 | 1125 | 1587 | -462 | 71 | 797 | AC
TR_BG_CO_00001 | N-1 TIE 400 kV Maritsa 3 - Hamitabat 1 | [GR-AL] [OPP] TIE 400 kV Kardia - Zemblak | XZE_KA11 GKARDI13 1 | 1125 | 1587 | -462 | 71 | 797 | AC
GR_CO_00009 | N-1 OHL 400 kV Filippoi - Lagadas ck. 3 | [GR-MK] [OPP] TIE 400 kV Meliti - Bitola | XFL_BI11 GMELIT11 1 | 1125 | 1587 | -462 | 71 | 807 | AC
Base case | Base case | [GR-MK] [OPP] TIE 400 kV Meliti - Bitola | XFL_BI11 GMELIT11 1 | 1125 | 1587 | -462 | 71 | 807 | AC
GR_CO_00002 | N-1 OHL 400 kV Filippoi - Lagadas ck. 1&2 | [GR-MK] [OPP] TIE 400 kV Meliti - Bitola | XFL_BI11 GMELIT11 1 | 1125 | 1587 | -462 | 71 | 806 | AC
TR_CO_00001 | N-1 OHL 400 kV Habitabat NGCC - Babaeski | [GR-AL] [OPP] TIE 400 kV Kardia - Zemblak | XZE_KA11 GKARDI13 1 | 1124 | 1587 | -463 | 71 | 796 | AC
BG-CO_00005 | N-1 OHL 400 kV Vetren - Chervena Mogila | [GR-AL] [OPP] TIE 400 kV Kardia - Zemblak | XZE_KA11 GKARDI13 1 | 1122 | 1587 | -465 | 71 | 795 | AC
BG-CO_00006 | N-1 OHL 400 kV Plovdiv - Vetren | [GR-AL] [OPP] TIE 400 kV Kardia - Zemblak | XZE_KA11 GKARDI13 1 | 1122 | 1587 | -465 | 71 | 795 | AC
Base case | Base case | [GR-AL] [OPP] TIE 400 kV Kardia - Zemblak | XZE_KA11 GKARDI13 1 | 1122 | 1587 | -465 | 71 | 795 | AC
GR_CO_00009 | N-1 OHL 400 kV Filippoi - Lagadas ck. 3 | [GR-AL] [OPP] TIE 400 kV Kardia - Zemblak | XZE_KA11 GKARDI13 1 | 1122 | 1587 | -465 | 71 | 794 | AC
GR_CO_00002 | N-1 OHL 400 kV Filippoi - Lagadas ck. 1&2 | [GR-AL] [OPP] TIE 400 kV Kardia - Zemblak | XZE_KA11 GKARDI13 1 | 1121 | 1587 | -466 | 71 | 794 | AC
MK_BG_CO_00001 | N-1 TIE 400 kV Chervena Mogila - Stip | [GR-AL] [OPP] TIE 400 kV Kardia - Zemblak | XZE_KA11 GKARDI13 1 | 1120 | 1587 | -467 | 71 | 794 | AC
GR_CO_00005 | N-1 OHL 400 kV Thessaloniki - Lagadas ck. 1&2 | [GR-AL] [OPP] TIE 400 kV Kardia - Zemblak | XZE_KA11 GKARDI13 1 | 1119 | 1587 | -468 | 70 | 793 | AC
BG-CO_00018 | N-1 OHL 400 kV Burgas- Maritsa Iztok 2 | [GR-MK] [OPP] TIE 400 kV Meliti - Bitola | XFL_BI11 GMELIT11 1 | 1118 | 1587 | -469 | 70 | 802 | AC
BG-CO_00017 | N-1 OHL 400 kV Kozloduy - Sofia Zapad ck. 1&2 | [GR-AL] [OPP] TIE 400 kV Kardia - Zemblak | XZE_KA11 GKARDI13 1 | 1113 | 1587 | -474 | 70 | 789 | AC

## 1630
Detailed results
Generated at: | 14/07/2026 21:22:09
Business day: | 2026-07-16
Horizon: | 2DA
Timestamp | 16:30
Border & direction: | North-Greece Exporting
Remedial actions | False
Margin satisfied | True
Final step | Margin Calculation
TTC [MW]: | 3136.52
Loading threshold | 0.7
Limiting CNEC | N-1 TIE 400 kV Kardia - Zemblak / N-1 TIE 150 kV Mourtos - Bistrica/[GR-MK] [OPP] TIE 400 kV Meliti - Bitola
Applied RAs
Non Costly RAO
CO ID | RA ID | Name of the RA | Usage | Type | Location | Status | Details
Costly RAO
RA RD ID | TSO | Generator Name | Minimum Power [MW] | Maximum Power [MW] | RDP- | RDP+ | P [MW] before RAO | P [MW] after RAO | P0 [MW] | Plimit+ [MW] | Plimit- [MW] | Started up | Shutdown
Non Costly Reduction
CO ID | RA ID | Name of the RA | Usage | Type | Location | Status | Details
Limiting CNECs
CO ID | Name of the CO | Name of the CNE | CNE UCTE branch | Calculated I (A) | I max (PATL) | Margin (A) | Loading (%) | Flow [MW] | LF type
GR_AL_CO_00001 | N-1 TIE 400 kV Kardia - Zemblak / N-1 TIE 150 kV Mourtos - Bistrica | [GR-MK] [OPP] TIE 400 kV Meliti - Bitola | XFL_BI11 GMELIT11 1 | 1584 | 1587 | -3 | 100 | 1132 | AC
GR_MK_CO_00002 | N-1 TIE 400 kV Thessaloniki - Dubrovo | [GR-MK] [OPP] TIE 400 kV Meliti - Bitola | XFL_BI11 GMELIT11 1 | 1485 | 1587 | -102 | 94 | 1064 | AC
AL_CO_00002 | N-1 OHL 400 kV Elbasan 3 - Zemblak | [GR-MK] [OPP] TIE 400 kV Meliti - Bitola | XFL_BI11 GMELIT11 1 | 1478 | 1587 | -109 | 93 | 1058 | AC
MK_AL_CO_00001 | N-1 TIE 400 kV Skopje 5 - Urosevac / N-1 TIE 150 kV Mourtos - Bistrica | [GR-AL] [OPP] TIE 400 kV Kardia - Zemblak | XZE_KA11 GKARDI13 1 | 1306 | 1587 | -282 | 82 | 923 | AC
GR_CO_00006 | N-1 OHL 400 kV Komotini - Nea Santa ck. 1&2 | [GR-MK] [OPP] TIE 400 kV Meliti - Bitola | XFL_BI11 GMELIT11 1 | 1304 | 1587 | -283 | 82 | 934 | AC
GR_CO_00004 | N-1 OHL 400 kV Amideo - Lagadas ck. 1&2 | [GR-MK] [OPP] TIE 400 kV Meliti - Bitola | XFL_BI11 GMELIT11 1 | 1300 | 1587 | -287 | 82 | 932 | AC
GR_MK_CO_00001 | N-1 TIE 400 kV Meliti - Bitola | [GR-AL] [OPP] TIE 400 kV Kardia - Zemblak | XZE_KA11 GKARDI13 1 | 1269 | 1587 | -318 | 80 | 897 | AC
GR_CO_00003 | N-1 OHL 400 kV Meliti - Amideo ck. 1&2 | [GR-AL] [OPP] TIE 400 kV Kardia - Zemblak | XZE_KA11 GKARDI13 1 | 1269 | 1587 | -318 | 80 | 897 | AC
GR_CO_00003 | N-1 OHL 400 kV Meliti - Amideo ck. 1&2 | [GR-MK] [OPP] TIE 400 kV Thessaloniki - Dubrovo | XTH_DU11 GTHESS11 1 | 1266 | 1587 | -321 | 80 | 895 | AC
GR_MK_CO_00001 | N-1 TIE 400 kV Meliti - Bitola | [GR-MK] [OPP] TIE 400 kV Thessaloniki - Dubrovo | XTH_DU11 GTHESS11 1 | 1265 | 1587 | -322 | 80 | 895 | AC
GR_BG_CO_00001 | N-1 TIE 400 kV Lagadas - Blagoevgrad | [GR-MK] [OPP] TIE 400 kV Meliti - Bitola | XFL_BI11 GMELIT11 1 | 1261 | 1587 | -326 | 79 | 904 | AC
MK_KS_CO_00001 | N-1 TIE 400 kV Skopje 5 - Urosevac | [GR-AL] [OPP] TIE 400 kV Kardia - Zemblak | XZE_KA11 GKARDI13 1 | 1248 | 1587 | -339 | 79 | 883 | AC
GR_CO_00007 | N-1 OHL 400 kV Thessaloniki - Agios Dimitrios ck. 1&2 | [GR-MK] [OPP] TIE 400 kV Meliti - Bitola | XFL_BI11 GMELIT11 1 | 1245 | 1587 | -342 | 78 | 891 | AC
GR_CO_00008 | N-1 OHL 400 kV Kardia - Ptolemaida / N-1 OHL 400 kV Kardia - Vermio | [GR-MK] [OPP] TIE 400 kV Meliti - Bitola | XFL_BI11 GMELIT11 1 | 1240 | 1587 | -347 | 78 | 889 | AC
GR_IT_CO_00001 | N-1 TIE 400 kV Arachthos - Galatina | [GR-MK] [OPP] TIE 400 kV Meliti - Bitola | XFL_BI11 GMELIT11 1 | 1227 | 1587 | -360 | 77 | 880 | AC
AL_CO_00001 | N-1 OHL 400 kV Elbasan 3 - Tirana 2 | [GR-MK] [OPP] TIE 400 kV Meliti - Bitola | XFL_BI11 GMELIT11 1 | 1219 | 1587 | -368 | 77 | 874 | AC
MK_CO_00003 | N-1 OHL 400 kV Skopje 4 - Skopje 5 | [GR-AL] [OPP] TIE 400 kV Kardia - Zemblak | XZE_KA11 GKARDI13 1 | 1209 | 1587 | -378 | 76 | 856 | AC
BG-CO_00001 | N-1 OHL 400 kV Chervena Mogila - Blagoevgrad ck. 1&2 | [GR-MK] [OPP] TIE 400 kV Meliti - Bitola | XFL_BI11 GMELIT11 1 | 1206 | 1587 | -381 | 76 | 865 | AC
GR_BG_CO_00002 | N-1 TIE 400 kV Nea Santa - Maritsa Iztok | [GR-MK] [OPP] TIE 400 kV Meliti - Bitola | XFL_BI11 GMELIT11 1 | 1203 | 1600 | -397 | 75 | 863 | AC
AL_ME_CO_00001 | N-1 TIE 400 kV Tirana 2 – Podgorica 2 | [GR-MK] [OPP] TIE 400 kV Meliti - Bitola | XFL_BI11 GMELIT11 1 | 1193 | 1587 | -394 | 75 | 856 | AC
RS_BG_CO_00001 | N-1 TIE 400 kV Sofia Zapad - Nis | [GR-MK] [OPP] TIE 400 kV Meliti - Bitola | XFL_BI11 GMELIT11 1 | 1181 | 1587 | -406 | 74 | 847 | AC
BG-CO_00013 | N-1 OHL 400 kV Maritsa Iztok - Plovdiv ck. 1&2 | [GR-MK] [OPP] TIE 400 kV Meliti - Bitola | XFL_BI11 GMELIT11 1 | 1173 | 1587 | -414 | 74 | 841 | AC
GR_CO_00006 | N-1 OHL 400 kV Komotini - Nea Santa ck. 1&2 | [GR-AL] [OPP] TIE 400 kV Kardia - Zemblak | XZE_KA11 GKARDI13 1 | 1165 | 1587 | -422 | 73 | 825 | AC
BG-CO_00012 | N-1 OHL 400 kV Varna - Burgas ck. 1&2 | [GR-MK] [OPP] TIE 400 kV Meliti - Bitola | XFL_BI11 GMELIT11 1 | 1165 | 1587 | -422 | 73 | 835 | AC
GR_TR_CO_00001 | N-1 TIE 400 kV Nea Santa - Babaeski | [GR-MK] [OPP] TIE 400 kV Meliti - Bitola | XFL_BI11 GMELIT11 1 | 1164 | 1587 | -423 | 73 | 835 | AC
TR_BG_CO_00002 | N-1 TIE 400 kV Maritsa 3 - Hamitabat 2 | [GR-MK] [OPP] TIE 400 kV Meliti - Bitola | XFL_BI11 GMELIT11 1 | 1156 | 1587 | -431 | 73 | 829 | AC
BG-CO_00020 | N-1 OHL 400 kV Maritsa Iztok - Maritsa Iztok 3 ck. 1&2 | [GR-MK] [OPP] TIE 400 kV Meliti - Bitola | XFL_BI11 GMELIT11 1 | 1153 | 1587 | -434 | 73 | 827 | AC
TR_BG_CO_00001 | N-1 TIE 400 kV Maritsa 3 - Hamitabat 1 | [GR-MK] [OPP] TIE 400 kV Meliti - Bitola | XFL_BI11 GMELIT11 1 | 1152 | 1587 | -435 | 73 | 826 | AC
TR_CO_00001 | N-1 OHL 400 kV Habitabat NGCC - Babaeski | [GR-MK] [OPP] TIE 400 kV Meliti - Bitola | XFL_BI11 GMELIT11 1 | 1151 | 1587 | -436 | 73 | 825 | AC
RS_KS_CO_00002 | N-1 TIE 400 kV Kosovo B - Nis 2 | [GR-MK] [OPP] TIE 400 kV Meliti - Bitola | XFL_BI11 GMELIT11 1 | 1149 | 1587 | -438 | 72 | 824 | AC
GR_CO_00005 | N-1 OHL 400 kV Thessaloniki - Lagadas ck. 1&2 | [GR-MK] [OPP] TIE 400 kV Meliti - Bitola | XFL_BI11 GMELIT11 1 | 1147 | 1587 | -440 | 72 | 822 | AC
BG-CO_00002 | N-1 OHL 400 kV Sofia Zapad - Chervena Mogila ck. 1&2 | [GR-MK] [OPP] TIE 400 kV Meliti - Bitola | XFL_BI11 GMELIT11 1 | 1147 | 1587 | -440 | 72 | 823 | AC
BG-CO_00017 | N-1 OHL 400 kV Kozloduy - Sofia Zapad ck. 1&2 | [GR-MK] [OPP] TIE 400 kV Meliti - Bitola | XFL_BI11 GMELIT11 1 | 1147 | 1587 | -440 | 72 | 822 | AC
GR_CO_00010 | N-1 OHL 400 kV Amideo - Ptolemaida / N-1 OHL 400 kV Amideo - Vermio | [GR-AL] [OPP] TIE 400 kV Kardia - Zemblak | XZE_KA11 GKARDI13 1 | 1146 | 1587 | -441 | 72 | 812 | AC
Base case | Base case | [GR-MK] [OPP] TIE 400 kV Meliti - Bitola | XFL_BI11 GMELIT11 1 | 1145 | 1587 | -442 | 72 | 821 | AC
BG-CO_00005 | N-1 OHL 400 kV Vetren - Chervena Mogila | [GR-MK] [OPP] TIE 400 kV Meliti - Bitola | XFL_BI11 GMELIT11 1 | 1144 | 1587 | -443 | 72 | 820 | AC
GR_CO_00009 | N-1 OHL 400 kV Filippoi - Lagadas ck. 3 | [GR-MK] [OPP] TIE 400 kV Meliti - Bitola | XFL_BI11 GMELIT11 1 | 1144 | 1587 | -443 | 72 | 820 | AC
BG-CO_00006 | N-1 OHL 400 kV Plovdiv - Vetren | [GR-MK] [OPP] TIE 400 kV Meliti - Bitola | XFL_BI11 GMELIT11 1 | 1144 | 1587 | -443 | 72 | 820 | AC
GR_IT_CO_00001 | N-1 TIE 400 kV Arachthos - Galatina | [GR-AL] [OPP] TIE 400 kV Kardia - Zemblak | XZE_KA11 GKARDI13 1 | 1144 | 1587 | -443 | 72 | 810 | AC
GR_CO_00002 | N-1 OHL 400 kV Filippoi - Lagadas ck. 1&2 | [GR-MK] [OPP] TIE 400 kV Meliti - Bitola | XFL_BI11 GMELIT11 1 | 1141 | 1587 | -446 | 72 | 818 | AC
GR_MK_CO_00002 | N-1 TIE 400 kV Thessaloniki - Dubrovo | [GR-AL] [OPP] TIE 400 kV Kardia - Zemblak | XZE_KA11 GKARDI13 1 | 1138 | 1587 | -449 | 72 | 806 | AC
BG-CO_00018 | N-1 OHL 400 kV Burgas- Maritsa Iztok 2 | [GR-MK] [OPP] TIE 400 kV Meliti - Bitola | XFL_BI11 GMELIT11 1 | 1138 | 1587 | -449 | 72 | 816 | AC
MK_BG_CO_00001 | N-1 TIE 400 kV Chervena Mogila - Stip | [GR-MK] [OPP] TIE 400 kV Meliti - Bitola | XFL_BI11 GMELIT11 1 | 1136 | 1587 | -451 | 72 | 815 | AC
GR_BG_CO_00001 | N-1 TIE 400 kV Lagadas - Blagoevgrad | [GR-AL] [OPP] TIE 400 kV Kardia - Zemblak | XZE_KA11 GKARDI13 1 | 1128 | 1587 | -459 | 71 | 800 | AC
GR_CO_00007 | N-1 OHL 400 kV Thessaloniki - Agios Dimitrios ck. 1&2 | [GR-AL] [OPP] TIE 400 kV Kardia - Zemblak | XZE_KA11 GKARDI13 1 | 1127 | 1587 | -460 | 71 | 799 | AC
RS_CO_00004 | N-1 OHL 400 kV Nis 2 - Leskovac 2 | [GR-MK] [OPP] TIE 400 kV Meliti - Bitola | XFL_BI11 GMELIT11 1 | 1125 | 1587 | -462 | 71 | 807 | AC
KS_CO_00001 | N-1 OHL 400 kV Kosovo B - Urosevac | [GR-AL] [OPP] TIE 400 kV Kardia - Zemblak | XZE_KA11 GKARDI13 1 | 1121 | 1587 | -466 | 71 | 794 | AC
RS_CO_00003 | N-1 OHL 400 kV Vranje 4 - Leskovac 2 | [GR-MK] [OPP] TIE 400 kV Meliti - Bitola | XFL_BI11 GMELIT11 1 | 1119 | 1587 | -468 | 70 | 802 | AC
RS_BG_CO_00001 | N-1 TIE 400 kV Sofia Zapad - Nis | [GR-AL] [OPP] TIE 400 kV Kardia - Zemblak | XZE_KA11 GKARDI13 1 | 1113 | 1587 | -474 | 70 | 789 | AC
KS_ME_CO_00001 | N-1 TIE 400 kV Pec 3 - Ribarevina | [GR-MK] [OPP] TIE 400 kV Meliti - Bitola | XFL_BI11 GMELIT11 1 | 1112 | 1587 | -475 | 70 | 798 | AC

## 1730
Detailed results
Generated at: | 14/07/2026 21:22:09
Business day: | 2026-07-16
Horizon: | 2DA
Timestamp | 17:30
Border & direction: | North-Greece Exporting
Remedial actions | False
Margin satisfied | True
Final step | Margin Calculation
TTC [MW]: | 3428.52
Loading threshold | 0.7
Limiting CNEC | N-1 TIE 400 kV Thessaloniki - Dubrovo/[GR-MK] [OPP] TIE 400 kV Meliti - Bitola
Applied RAs
Non Costly RAO
CO ID | RA ID | Name of the RA | Usage | Type | Location | Status | Details
Costly RAO
RA RD ID | TSO | Generator Name | Minimum Power [MW] | Maximum Power [MW] | RDP- | RDP+ | P [MW] before RAO | P [MW] after RAO | P0 [MW] | Plimit+ [MW] | Plimit- [MW] | Started up | Shutdown
Non Costly Reduction
CO ID | RA ID | Name of the RA | Usage | Type | Location | Status | Details
Limiting CNECs
CO ID | Name of the CO | Name of the CNE | CNE UCTE branch | Calculated I (A) | I max (PATL) | Margin (A) | Loading (%) | Flow [MW] | LF type
GR_MK_CO_00002 | N-1 TIE 400 kV Thessaloniki - Dubrovo | [GR-MK] [OPP] TIE 400 kV Meliti - Bitola | XFL_BI11 GMELIT11 1 | 1589 | 1587 | 2 | 100 | 1138 | AC
GR_AL_CO_00001 | N-1 TIE 400 kV Kardia - Zemblak / N-1 TIE 150 kV Mourtos - Bistrica | [GR-MK] [OPP] TIE 400 kV Meliti - Bitola | XFL_BI11 GMELIT11 1 | 1588 | 1587 | 1 | 100 | 1136 | AC
AL_CO_00002 | N-1 OHL 400 kV Elbasan 3 - Zemblak | [GR-MK] [OPP] TIE 400 kV Meliti - Bitola | XFL_BI11 GMELIT11 1 | 1493 | 1587 | -94 | 94 | 1068 | AC
GR_CO_00006 | N-1 OHL 400 kV Komotini - Nea Santa ck. 1&2 | [GR-MK] [OPP] TIE 400 kV Meliti - Bitola | XFL_BI11 GMELIT11 1 | 1444 | 1587 | -143 | 91 | 1033 | AC
GR_CO_00004 | N-1 OHL 400 kV Amideo - Lagadas ck. 1&2 | [GR-MK] [OPP] TIE 400 kV Meliti - Bitola | XFL_BI11 GMELIT11 1 | 1439 | 1587 | -148 | 91 | 1031 | AC
GR_CO_00007 | N-1 OHL 400 kV Thessaloniki - Agios Dimitrios ck. 1&2 | [GR-MK] [OPP] TIE 400 kV Meliti - Bitola | XFL_BI11 GMELIT11 1 | 1393 | 1587 | -194 | 88 | 997 | AC
GR_BG_CO_00001 | N-1 TIE 400 kV Lagadas - Blagoevgrad | [GR-MK] [OPP] TIE 400 kV Meliti - Bitola | XFL_BI11 GMELIT11 1 | 1383 | 1587 | -204 | 87 | 991 | AC
GR_CO_00003 | N-1 OHL 400 kV Meliti - Amideo ck. 1&2 | [GR-MK] [OPP] TIE 400 kV Thessaloniki - Dubrovo | XTH_DU11 GTHESS11 1 | 1346 | 1587 | -241 | 85 | 951 | AC
GR_MK_CO_00001 | N-1 TIE 400 kV Meliti - Bitola | [GR-MK] [OPP] TIE 400 kV Thessaloniki - Dubrovo | XTH_DU11 GTHESS11 1 | 1345 | 1587 | -242 | 85 | 950 | AC
GR_IT_CO_00001 | N-1 TIE 400 kV Arachthos - Galatina | [GR-MK] [OPP] TIE 400 kV Meliti - Bitola | XFL_BI11 GMELIT11 1 | 1311 | 1587 | -276 | 83 | 940 | AC
BG-CO_00001 | N-1 OHL 400 kV Chervena Mogila - Blagoevgrad ck. 1&2 | [GR-MK] [OPP] TIE 400 kV Meliti - Bitola | XFL_BI11 GMELIT11 1 | 1307 | 1587 | -280 | 82 | 937 | AC
GR_BG_CO_00002 | N-1 TIE 400 kV Nea Santa - Maritsa Iztok | [GR-MK] [OPP] TIE 400 kV Meliti - Bitola | XFL_BI11 GMELIT11 1 | 1304 | 1600 | -296 | 82 | 935 | AC
AL_CO_00001 | N-1 OHL 400 kV Elbasan 3 - Tirana 2 | [GR-MK] [OPP] TIE 400 kV Meliti - Bitola | XFL_BI11 GMELIT11 1 | 1282 | 1587 | -305 | 81 | 919 | AC
GR_TR_CO_00001 | N-1 TIE 400 kV Nea Santa - Babaeski | [GR-MK] [OPP] TIE 400 kV Meliti - Bitola | XFL_BI11 GMELIT11 1 | 1263 | 1587 | -324 | 80 | 905 | AC
BG-CO_00013 | N-1 OHL 400 kV Maritsa Iztok - Plovdiv ck. 1&2 | [GR-MK] [OPP] TIE 400 kV Meliti - Bitola | XFL_BI11 GMELIT11 1 | 1254 | 1587 | -333 | 79 | 899 | AC
AL_ME_CO_00001 | N-1 TIE 400 kV Tirana 2 – Podgorica 2 | [GR-MK] [OPP] TIE 400 kV Meliti - Bitola | XFL_BI11 GMELIT11 1 | 1253 | 1587 | -334 | 79 | 898 | AC
BG-CO_00012 | N-1 OHL 400 kV Varna - Burgas ck. 1&2 | [GR-MK] [OPP] TIE 400 kV Meliti - Bitola | XFL_BI11 GMELIT11 1 | 1246 | 1587 | -341 | 79 | 893 | AC
GR_CO_00001 | N-1 OHL 400 kV Filippoi - Komotini ck. 1&2 | [GR-MK] [OPP] TIE 400 kV Meliti - Bitola | XFL_BI11 GMELIT11 1 | 1242 | 1587 | -345 | 78 | 890 | AC
TR_BG_CO_00002 | N-1 TIE 400 kV Maritsa 3 - Hamitabat 2 | [GR-MK] [OPP] TIE 400 kV Meliti - Bitola | XFL_BI11 GMELIT11 1 | 1242 | 1587 | -345 | 78 | 890 | AC
GR_CO_00002 | N-1 OHL 400 kV Filippoi - Lagadas ck. 1&2 | [GR-MK] [OPP] TIE 400 kV Meliti - Bitola | XFL_BI11 GMELIT11 1 | 1239 | 1587 | -348 | 78 | 888 | AC
TR_CO_00001 | N-1 OHL 400 kV Habitabat NGCC - Babaeski | [GR-MK] [OPP] TIE 400 kV Meliti - Bitola | XFL_BI11 GMELIT11 1 | 1238 | 1587 | -349 | 78 | 888 | AC
TR_BG_CO_00001 | N-1 TIE 400 kV Maritsa 3 - Hamitabat 1 | [GR-MK] [OPP] TIE 400 kV Meliti - Bitola | XFL_BI11 GMELIT11 1 | 1238 | 1587 | -349 | 78 | 888 | AC
BG-CO_00020 | N-1 OHL 400 kV Maritsa Iztok - Maritsa Iztok 3 ck. 1&2 | [GR-MK] [OPP] TIE 400 kV Meliti - Bitola | XFL_BI11 GMELIT11 1 | 1238 | 1587 | -349 | 78 | 887 | AC
RS_BG_CO_00001 | N-1 TIE 400 kV Sofia Zapad - Nis | [GR-MK] [OPP] TIE 400 kV Meliti - Bitola | XFL_BI11 GMELIT11 1 | 1237 | 1587 | -350 | 78 | 887 | AC
BG-CO_00002 | N-1 OHL 400 kV Sofia Zapad - Chervena Mogila ck. 1&2 | [GR-MK] [OPP] TIE 400 kV Meliti - Bitola | XFL_BI11 GMELIT11 1 | 1234 | 1587 | -353 | 78 | 884 | AC
GR_CO_00009 | N-1 OHL 400 kV Filippoi - Lagadas ck. 3 | [GR-MK] [OPP] TIE 400 kV Meliti - Bitola | XFL_BI11 GMELIT11 1 | 1233 | 1587 | -354 | 78 | 884 | AC
KS_ME_CO_00001 | N-1 TIE 400 kV Pec 3 - Ribarevina | [GR-MK] [OPP] TIE 400 kV Meliti - Bitola | XFL_BI11 GMELIT11 1 | 1233 | 1587 | -354 | 78 | 884 | AC
BG-CO_00017 | N-1 OHL 400 kV Kozloduy - Sofia Zapad ck. 1&2 | [GR-MK] [OPP] TIE 400 kV Meliti - Bitola | XFL_BI11 GMELIT11 1 | 1232 | 1587 | -355 | 78 | 883 | AC
Base case | Base case | [GR-MK] [OPP] TIE 400 kV Meliti - Bitola | XFL_BI11 GMELIT11 1 | 1230 | 1587 | -357 | 78 | 882 | AC
KS_CO_00001 | N-1 OHL 400 kV Kosovo B - Urosevac | [GR-MK] [OPP] TIE 400 kV Meliti - Bitola | XFL_BI11 GMELIT11 1 | 1227 | 1587 | -360 | 77 | 880 | AC
BG-CO_00005 | N-1 OHL 400 kV Vetren - Chervena Mogila | [GR-MK] [OPP] TIE 400 kV Meliti - Bitola | XFL_BI11 GMELIT11 1 | 1223 | 1587 | -364 | 77 | 877 | AC
BG-CO_00018 | N-1 OHL 400 kV Burgas- Maritsa Iztok 2 | [GR-MK] [OPP] TIE 400 kV Meliti - Bitola | XFL_BI11 GMELIT11 1 | 1223 | 1587 | -364 | 77 | 877 | AC
BG-CO_00006 | N-1 OHL 400 kV Plovdiv - Vetren | [GR-MK] [OPP] TIE 400 kV Meliti - Bitola | XFL_BI11 GMELIT11 1 | 1223 | 1587 | -364 | 77 | 877 | AC
RS_KS_CO_00002 | N-1 TIE 400 kV Kosovo B - Nis 2 | [GR-MK] [OPP] TIE 400 kV Meliti - Bitola | XFL_BI11 GMELIT11 1 | 1222 | 1587 | -365 | 77 | 876 | AC
RS_CO_00004 | N-1 OHL 400 kV Nis 2 - Leskovac 2 | [GR-MK] [OPP] TIE 400 kV Meliti - Bitola | XFL_BI11 GMELIT11 1 | 1221 | 1587 | -366 | 77 | 875 | AC
RS_CO_00003 | N-1 OHL 400 kV Vranje 4 - Leskovac 2 | [GR-MK] [OPP] TIE 400 kV Meliti - Bitola | XFL_BI11 GMELIT11 1 | 1212 | 1587 | -375 | 76 | 869 | AC
RS_MK_CO_00001 | N-1 TIE 400 kV Vranje 4 - Stip | [GR-MK] [OPP] TIE 400 kV Meliti - Bitola | XFL_BI11 GMELIT11 1 | 1204 | 1587 | -383 | 76 | 863 | AC
GR_CO_00008 | N-1 OHL 400 kV Kardia - Ptolemaida / N-1 OHL 400 kV Kardia - Vermio | [GR-MK] [OPP] TIE 400 kV Meliti - Bitola | XFL_BI11 GMELIT11 1 | 1197 | 1587 | -390 | 75 | 858 | AC
GR_CO_00005 | N-1 OHL 400 kV Thessaloniki - Lagadas ck. 1&2 | [GR-MK] [OPP] TIE 400 kV Meliti - Bitola | XFL_BI11 GMELIT11 1 | 1196 | 1587 | -391 | 75 | 857 | AC
MK_BG_CO_00001 | N-1 TIE 400 kV Chervena Mogila - Stip | [GR-MK] [OPP] TIE 400 kV Meliti - Bitola | XFL_BI11 GMELIT11 1 | 1189 | 1587 | -398 | 75 | 853 | AC
MK_AL_CO_00001 | N-1 TIE 400 kV Skopje 5 - Urosevac / N-1 TIE 150 kV Mourtos - Bistrica | [GR-MK] [OPP] TIE 400 kV Meliti - Bitola | XFL_BI11 GMELIT11 1 | 1154 | 1587 | -433 | 73 | 828 | AC
MK_KS_CO_00001 | N-1 TIE 400 kV Skopje 5 - Urosevac | [GR-MK] [OPP] TIE 400 kV Meliti - Bitola | XFL_BI11 GMELIT11 1 | 1146 | 1587 | -441 | 72 | 822 | AC
MK_CO_00002 | N-1 OHL 400 kV Dubrovo - Stip | [GR-MK] [OPP] TIE 400 kV Meliti - Bitola | XFL_BI11 GMELIT11 1 | 1120 | 1587 | -467 | 71 | 803 | AC
MK_CO_00003 | N-1 OHL 400 kV Skopje 4 - Skopje 5 | [GR-MK] [OPP] TIE 400 kV Meliti - Bitola | XFL_BI11 GMELIT11 1 | 1117 | 1587 | -470 | 70 | 801 | AC

## 1830
Detailed results
Generated at: | 14/07/2026 21:22:10
Business day: | 2026-07-16
Horizon: | 2DA
Timestamp | 18:30
Border & direction: | North-Greece Exporting
Remedial actions | False
Margin satisfied | True
Final step | Margin Calculation
TTC [MW]: | 3407.01
Loading threshold | 0.7
Limiting CNEC | N-1 TIE 400 kV Thessaloniki - Dubrovo/[GR-MK] [OPP] TIE 400 kV Meliti - Bitola
Applied RAs
Non Costly RAO
CO ID | RA ID | Name of the RA | Usage | Type | Location | Status | Details
Costly RAO
RA RD ID | TSO | Generator Name | Minimum Power [MW] | Maximum Power [MW] | RDP- | RDP+ | P [MW] before RAO | P [MW] after RAO | P0 [MW] | Plimit+ [MW] | Plimit- [MW] | Started up | Shutdown
Non Costly Reduction
CO ID | RA ID | Name of the RA | Usage | Type | Location | Status | Details
Limiting CNECs
CO ID | Name of the CO | Name of the CNE | CNE UCTE branch | Calculated I (A) | I max (PATL) | Margin (A) | Loading (%) | Flow [MW] | LF type
GR_MK_CO_00002 | N-1 TIE 400 kV Thessaloniki - Dubrovo | [GR-MK] [OPP] TIE 400 kV Meliti - Bitola | XFL_BI11 GMELIT11 1 | 1585 | 1587 | -2 | 100 | 1135 | AC
GR_AL_CO_00001 | N-1 TIE 400 kV Kardia - Zemblak / N-1 TIE 150 kV Mourtos - Bistrica | [GR-MK] [OPP] TIE 400 kV Meliti - Bitola | XFL_BI11 GMELIT11 1 | 1572 | 1587 | -15 | 99 | 1125 | AC
AL_CO_00002 | N-1 OHL 400 kV Elbasan 3 - Zemblak | [GR-MK] [OPP] TIE 400 kV Meliti - Bitola | XFL_BI11 GMELIT11 1 | 1471 | 1587 | -116 | 93 | 1053 | AC
GR_CO_00006 | N-1 OHL 400 kV Komotini - Nea Santa ck. 1&2 | [GR-MK] [OPP] TIE 400 kV Meliti - Bitola | XFL_BI11 GMELIT11 1 | 1439 | 1587 | -148 | 91 | 1029 | AC
GR_CO_00004 | N-1 OHL 400 kV Amideo - Lagadas ck. 1&2 | [GR-MK] [OPP] TIE 400 kV Meliti - Bitola | XFL_BI11 GMELIT11 1 | 1431 | 1587 | -156 | 90 | 1026 | AC
GR_CO_00007 | N-1 OHL 400 kV Thessaloniki - Agios Dimitrios ck. 1&2 | [GR-MK] [OPP] TIE 400 kV Meliti - Bitola | XFL_BI11 GMELIT11 1 | 1399 | 1587 | -188 | 88 | 1001 | AC
GR_BG_CO_00001 | N-1 TIE 400 kV Lagadas - Blagoevgrad | [GR-MK] [OPP] TIE 400 kV Meliti - Bitola | XFL_BI11 GMELIT11 1 | 1377 | 1587 | -210 | 87 | 987 | AC
GR_CO_00003 | N-1 OHL 400 kV Meliti - Amideo ck. 1&2 | [GR-MK] [OPP] TIE 400 kV Thessaloniki - Dubrovo | XTH_DU11 GTHESS11 1 | 1347 | 1587 | -240 | 85 | 952 | AC
GR_MK_CO_00001 | N-1 TIE 400 kV Meliti - Bitola | [GR-MK] [OPP] TIE 400 kV Thessaloniki - Dubrovo | XTH_DU11 GTHESS11 1 | 1346 | 1587 | -241 | 85 | 952 | AC
BG-CO_00001 | N-1 OHL 400 kV Chervena Mogila - Blagoevgrad ck. 1&2 | [GR-MK] [OPP] TIE 400 kV Meliti - Bitola | XFL_BI11 GMELIT11 1 | 1306 | 1587 | -281 | 82 | 936 | AC
GR_BG_CO_00002 | N-1 TIE 400 kV Nea Santa - Maritsa Iztok | [GR-MK] [OPP] TIE 400 kV Meliti - Bitola | XFL_BI11 GMELIT11 1 | 1300 | 1600 | -300 | 81 | 932 | AC
AL_CO_00001 | N-1 OHL 400 kV Elbasan 3 - Tirana 2 | [GR-MK] [OPP] TIE 400 kV Meliti - Bitola | XFL_BI11 GMELIT11 1 | 1266 | 1587 | -321 | 80 | 908 | AC
GR_TR_CO_00001 | N-1 TIE 400 kV Nea Santa - Babaeski | [GR-MK] [OPP] TIE 400 kV Meliti - Bitola | XFL_BI11 GMELIT11 1 | 1257 | 1587 | -330 | 79 | 901 | AC
BG-CO_00012 | N-1 OHL 400 kV Varna - Burgas ck. 1&2 | [GR-MK] [OPP] TIE 400 kV Meliti - Bitola | XFL_BI11 GMELIT11 1 | 1257 | 1587 | -330 | 79 | 901 | AC
BG-CO_00013 | N-1 OHL 400 kV Maritsa Iztok - Plovdiv ck. 1&2 | [GR-MK] [OPP] TIE 400 kV Meliti - Bitola | XFL_BI11 GMELIT11 1 | 1244 | 1587 | -343 | 78 | 892 | AC
RS_BG_CO_00001 | N-1 TIE 400 kV Sofia Zapad - Nis | [GR-MK] [OPP] TIE 400 kV Meliti - Bitola | XFL_BI11 GMELIT11 1 | 1237 | 1587 | -350 | 78 | 887 | AC
TR_BG_CO_00002 | N-1 TIE 400 kV Maritsa 3 - Hamitabat 2 | [GR-MK] [OPP] TIE 400 kV Meliti - Bitola | XFL_BI11 GMELIT11 1 | 1236 | 1587 | -351 | 78 | 886 | AC
GR_CO_00001 | N-1 OHL 400 kV Filippoi - Komotini ck. 1&2 | [GR-MK] [OPP] TIE 400 kV Meliti - Bitola | XFL_BI11 GMELIT11 1 | 1235 | 1587 | -352 | 78 | 885 | AC
BG-CO_00018 | N-1 OHL 400 kV Burgas- Maritsa Iztok 2 | [GR-MK] [OPP] TIE 400 kV Meliti - Bitola | XFL_BI11 GMELIT11 1 | 1234 | 1587 | -353 | 78 | 885 | AC
AL_ME_CO_00001 | N-1 TIE 400 kV Tirana 2 – Podgorica 2 | [GR-MK] [OPP] TIE 400 kV Meliti - Bitola | XFL_BI11 GMELIT11 1 | 1234 | 1587 | -353 | 78 | 885 | AC
KS_ME_CO_00001 | N-1 TIE 400 kV Pec 3 - Ribarevina | [GR-MK] [OPP] TIE 400 kV Meliti - Bitola | XFL_BI11 GMELIT11 1 | 1234 | 1587 | -353 | 78 | 885 | AC
GR_CO_00002 | N-1 OHL 400 kV Filippoi - Lagadas ck. 1&2 | [GR-MK] [OPP] TIE 400 kV Meliti - Bitola | XFL_BI11 GMELIT11 1 | 1233 | 1587 | -354 | 78 | 883 | AC
TR_BG_CO_00001 | N-1 TIE 400 kV Maritsa 3 - Hamitabat 1 | [GR-MK] [OPP] TIE 400 kV Meliti - Bitola | XFL_BI11 GMELIT11 1 | 1232 | 1587 | -355 | 78 | 883 | AC
TR_CO_00001 | N-1 OHL 400 kV Habitabat NGCC - Babaeski | [GR-MK] [OPP] TIE 400 kV Meliti - Bitola | XFL_BI11 GMELIT11 1 | 1231 | 1587 | -356 | 78 | 883 | AC
BG-CO_00019 | N-1 OHL 400 kV Maritsa Iztok 2 - Maritsa Iztok 3 | [GR-MK] [OPP] TIE 400 kV Meliti - Bitola | XFL_BI11 GMELIT11 1 | 1231 | 1587 | -356 | 78 | 882 | AC
BG-CO_00002 | N-1 OHL 400 kV Sofia Zapad - Chervena Mogila ck. 1&2 | [GR-MK] [OPP] TIE 400 kV Meliti - Bitola | XFL_BI11 GMELIT11 1 | 1228 | 1587 | -359 | 77 | 881 | AC
GR_CO_00009 | N-1 OHL 400 kV Filippoi - Lagadas ck. 3 | [GR-MK] [OPP] TIE 400 kV Meliti - Bitola | XFL_BI11 GMELIT11 1 | 1226 | 1587 | -361 | 77 | 879 | AC
BG-CO_00020 | N-1 OHL 400 kV Maritsa Iztok - Maritsa Iztok 3 ck. 1&2 | [GR-MK] [OPP] TIE 400 kV Meliti - Bitola | XFL_BI11 GMELIT11 1 | 1226 | 1587 | -361 | 77 | 879 | AC
BG-CO_00017 | N-1 OHL 400 kV Kozloduy - Sofia Zapad ck. 1&2 | [GR-MK] [OPP] TIE 400 kV Meliti - Bitola | XFL_BI11 GMELIT11 1 | 1225 | 1587 | -362 | 77 | 879 | AC
Base case | Base case | [GR-MK] [OPP] TIE 400 kV Meliti - Bitola | XFL_BI11 GMELIT11 1 | 1224 | 1587 | -363 | 77 | 877 | AC
KS_CO_00001 | N-1 OHL 400 kV Kosovo B - Urosevac | [GR-MK] [OPP] TIE 400 kV Meliti - Bitola | XFL_BI11 GMELIT11 1 | 1222 | 1587 | -365 | 77 | 876 | AC
BG-CO_00005 | N-1 OHL 400 kV Vetren - Chervena Mogila | [GR-MK] [OPP] TIE 400 kV Meliti - Bitola | XFL_BI11 GMELIT11 1 | 1218 | 1587 | -369 | 77 | 874 | AC
BG-CO_00006 | N-1 OHL 400 kV Plovdiv - Vetren | [GR-MK] [OPP] TIE 400 kV Meliti - Bitola | XFL_BI11 GMELIT11 1 | 1218 | 1587 | -369 | 77 | 874 | AC
RS_CO_00004 | N-1 OHL 400 kV Nis 2 - Leskovac 2 | [GR-MK] [OPP] TIE 400 kV Meliti - Bitola | XFL_BI11 GMELIT11 1 | 1211 | 1587 | -376 | 76 | 868 | AC
RS_KS_CO_00002 | N-1 TIE 400 kV Kosovo B - Nis 2 | [GR-MK] [OPP] TIE 400 kV Meliti - Bitola | XFL_BI11 GMELIT11 1 | 1209 | 1587 | -378 | 76 | 867 | AC
RS_CO_00003 | N-1 OHL 400 kV Vranje 4 - Leskovac 2 | [GR-MK] [OPP] TIE 400 kV Meliti - Bitola | XFL_BI11 GMELIT11 1 | 1201 | 1587 | -386 | 76 | 861 | AC
RS_MK_CO_00001 | N-1 TIE 400 kV Vranje 4 - Stip | [GR-MK] [OPP] TIE 400 kV Meliti - Bitola | XFL_BI11 GMELIT11 1 | 1192 | 1587 | -395 | 75 | 854 | AC
GR_CO_00005 | N-1 OHL 400 kV Thessaloniki - Lagadas ck. 1&2 | [GR-MK] [OPP] TIE 400 kV Meliti - Bitola | XFL_BI11 GMELIT11 1 | 1185 | 1587 | -402 | 75 | 849 | AC
MK_BG_CO_00001 | N-1 TIE 400 kV Chervena Mogila - Stip | [GR-MK] [OPP] TIE 400 kV Meliti - Bitola | XFL_BI11 GMELIT11 1 | 1184 | 1587 | -403 | 75 | 849 | AC
GR_IT_CO_00001 | N-1 TIE 400 kV Arachthos - Galatina | [GR-MK] [OPP] TIE 400 kV Meliti - Bitola | XFL_BI11 GMELIT11 1 | 1183 | 1587 | -404 | 75 | 848 | AC
MK_AL_CO_00001 | N-1 TIE 400 kV Skopje 5 - Urosevac / N-1 TIE 150 kV Mourtos - Bistrica | [GR-MK] [OPP] TIE 400 kV Meliti - Bitola | XFL_BI11 GMELIT11 1 | 1154 | 1587 | -433 | 73 | 828 | AC
GR_CO_00008 | N-1 OHL 400 kV Kardia - Ptolemaida / N-1 OHL 400 kV Kardia - Vermio | [GR-MK] [OPP] TIE 400 kV Meliti - Bitola | XFL_BI11 GMELIT11 1 | 1149 | 1587 | -438 | 72 | 824 | AC
MK_KS_CO_00001 | N-1 TIE 400 kV Skopje 5 - Urosevac | [GR-MK] [OPP] TIE 400 kV Meliti - Bitola | XFL_BI11 GMELIT11 1 | 1146 | 1587 | -441 | 72 | 822 | AC
MK_CO_00003 | N-1 OHL 400 kV Skopje 4 - Skopje 5 | [GR-MK] [OPP] TIE 400 kV Meliti - Bitola | XFL_BI11 GMELIT11 1 | 1116 | 1587 | -471 | 70 | 800 | AC

## 1930
Detailed results
Generated at: | 14/07/2026 21:22:10
Business day: | 2026-07-16
Horizon: | 2DA
Timestamp | 19:30
Border & direction: | North-Greece Exporting
Remedial actions | False
Margin satisfied | True
Final step | Margin Calculation
TTC [MW]: | 3028.18
Loading threshold | 0.7
Limiting CNEC | N-1 TIE 400 kV Kardia - Zemblak / N-1 TIE 150 kV Mourtos - Bistrica/[GR-MK] [OPP] TIE 400 kV Meliti - Bitola
Applied RAs
Non Costly RAO
CO ID | RA ID | Name of the RA | Usage | Type | Location | Status | Details
Costly RAO
RA RD ID | TSO | Generator Name | Minimum Power [MW] | Maximum Power [MW] | RDP- | RDP+ | P [MW] before RAO | P [MW] after RAO | P0 [MW] | Plimit+ [MW] | Plimit- [MW] | Started up | Shutdown
Non Costly Reduction
CO ID | RA ID | Name of the RA | Usage | Type | Location | Status | Details
Limiting CNECs
CO ID | Name of the CO | Name of the CNE | CNE UCTE branch | Calculated I (A) | I max (PATL) | Margin (A) | Loading (%) | Flow [MW] | LF type
GR_AL_CO_00001 | N-1 TIE 400 kV Kardia - Zemblak / N-1 TIE 150 kV Mourtos - Bistrica | [GR-MK] [OPP] TIE 400 kV Meliti - Bitola | XFL_BI11 GMELIT11 1 | 1588 | 1587 | 1 | 100 | 1135 | AC
GR_MK_CO_00002 | N-1 TIE 400 kV Thessaloniki - Dubrovo | [GR-MK] [OPP] TIE 400 kV Meliti - Bitola | XFL_BI11 GMELIT11 1 | 1564 | 1587 | -23 | 99 | 1119 | AC
AL_CO_00002 | N-1 OHL 400 kV Elbasan 3 - Zemblak | [GR-MK] [OPP] TIE 400 kV Meliti - Bitola | XFL_BI11 GMELIT11 1 | 1468 | 1587 | -119 | 92 | 1050 | AC
GR_CO_00003 | N-1 OHL 400 kV Meliti - Amideo ck. 1&2 | [GR-MK] [OPP] TIE 400 kV Thessaloniki - Dubrovo | XTH_DU11 GTHESS11 1 | 1355 | 1587 | -232 | 85 | 956 | AC
GR_MK_CO_00001 | N-1 TIE 400 kV Meliti - Bitola | [GR-MK] [OPP] TIE 400 kV Thessaloniki - Dubrovo | XTH_DU11 GTHESS11 1 | 1354 | 1587 | -233 | 85 | 956 | AC
GR_CO_00006 | N-1 OHL 400 kV Komotini - Nea Santa ck. 1&2 | [GR-MK] [OPP] TIE 400 kV Meliti - Bitola | XFL_BI11 GMELIT11 1 | 1344 | 1587 | -243 | 85 | 962 | AC
GR_CO_00007 | N-1 OHL 400 kV Thessaloniki - Agios Dimitrios ck. 1&2 | [GR-MK] [OPP] TIE 400 kV Meliti - Bitola | XFL_BI11 GMELIT11 1 | 1338 | 1587 | -249 | 84 | 957 | AC
GR_CO_00004 | N-1 OHL 400 kV Amideo - Lagadas ck. 1&2 | [GR-MK] [OPP] TIE 400 kV Meliti - Bitola | XFL_BI11 GMELIT11 1 | 1329 | 1587 | -258 | 84 | 952 | AC
GR_BG_CO_00001 | N-1 TIE 400 kV Lagadas - Blagoevgrad | [GR-MK] [OPP] TIE 400 kV Meliti - Bitola | XFL_BI11 GMELIT11 1 | 1289 | 1587 | -298 | 81 | 924 | AC
GR_IT_CO_00001 | N-1 TIE 400 kV Arachthos - Galatina | [GR-MK] [OPP] TIE 400 kV Meliti - Bitola | XFL_BI11 GMELIT11 1 | 1264 | 1587 | -323 | 80 | 906 | AC
BG-CO_00001 | N-1 OHL 400 kV Chervena Mogila - Blagoevgrad ck. 1&2 | [GR-MK] [OPP] TIE 400 kV Meliti - Bitola | XFL_BI11 GMELIT11 1 | 1242 | 1587 | -345 | 78 | 890 | AC
BG-CO_00012 | N-1 OHL 400 kV Varna - Burgas ck. 1&2 | [GR-MK] [OPP] TIE 400 kV Meliti - Bitola | XFL_BI11 GMELIT11 1 | 1236 | 1587 | -351 | 78 | 886 | AC
AL_CO_00001 | N-1 OHL 400 kV Elbasan 3 - Tirana 2 | [GR-MK] [OPP] TIE 400 kV Meliti - Bitola | XFL_BI11 GMELIT11 1 | 1232 | 1587 | -355 | 78 | 883 | AC
GR_BG_CO_00002 | N-1 TIE 400 kV Nea Santa - Maritsa Iztok | [GR-MK] [OPP] TIE 400 kV Meliti - Bitola | XFL_BI11 GMELIT11 1 | 1240 | 1600 | -360 | 78 | 889 | AC
RS_BG_CO_00001 | N-1 TIE 400 kV Sofia Zapad - Nis | [GR-MK] [OPP] TIE 400 kV Meliti - Bitola | XFL_BI11 GMELIT11 1 | 1228 | 1587 | -359 | 77 | 880 | AC
GR_TR_CO_00001 | N-1 TIE 400 kV Nea Santa - Babaeski | [GR-MK] [OPP] TIE 400 kV Meliti - Bitola | XFL_BI11 GMELIT11 1 | 1213 | 1587 | -374 | 76 | 870 | AC
MK_BG_CO_00001 | N-1 TIE 400 kV Chervena Mogila - Stip | [GR-MK] [OPP] TIE 400 kV Meliti - Bitola | XFL_BI11 GMELIT11 1 | 1205 | 1587 | -382 | 76 | 863 | AC
BG-CO_00013 | N-1 OHL 400 kV Maritsa Iztok - Plovdiv ck. 1&2 | [GR-MK] [OPP] TIE 400 kV Meliti - Bitola | XFL_BI11 GMELIT11 1 | 1203 | 1587 | -384 | 76 | 862 | AC
BG-CO_00018 | N-1 OHL 400 kV Burgas- Maritsa Iztok 2 | [GR-MK] [OPP] TIE 400 kV Meliti - Bitola | XFL_BI11 GMELIT11 1 | 1201 | 1587 | -386 | 76 | 861 | AC
BG-CO_00005 | N-1 OHL 400 kV Vetren - Chervena Mogila | [GR-MK] [OPP] TIE 400 kV Meliti - Bitola | XFL_BI11 GMELIT11 1 | 1201 | 1587 | -386 | 76 | 861 | AC
AL_ME_CO_00001 | N-1 TIE 400 kV Tirana 2 – Podgorica 2 | [GR-MK] [OPP] TIE 400 kV Meliti - Bitola | XFL_BI11 GMELIT11 1 | 1198 | 1587 | -389 | 76 | 859 | AC
TR_BG_CO_00002 | N-1 TIE 400 kV Maritsa 3 - Hamitabat 2 | [GR-MK] [OPP] TIE 400 kV Meliti - Bitola | XFL_BI11 GMELIT11 1 | 1198 | 1587 | -389 | 76 | 859 | AC
BG-CO_00019 | N-1 OHL 400 kV Maritsa Iztok 2 - Maritsa Iztok 3 | [GR-MK] [OPP] TIE 400 kV Meliti - Bitola | XFL_BI11 GMELIT11 1 | 1197 | 1587 | -390 | 75 | 858 | AC
TR_BG_CO_00001 | N-1 TIE 400 kV Maritsa 3 - Hamitabat 1 | [GR-MK] [OPP] TIE 400 kV Meliti - Bitola | XFL_BI11 GMELIT11 1 | 1195 | 1587 | -392 | 75 | 857 | AC
KS_ME_CO_00001 | N-1 TIE 400 kV Pec 3 - Ribarevina | [GR-MK] [OPP] TIE 400 kV Meliti - Bitola | XFL_BI11 GMELIT11 1 | 1195 | 1587 | -392 | 75 | 856 | AC
TR_CO_00001 | N-1 OHL 400 kV Habitabat NGCC - Babaeski | [GR-MK] [OPP] TIE 400 kV Meliti - Bitola | XFL_BI11 GMELIT11 1 | 1194 | 1587 | -393 | 75 | 856 | AC
BG-CO_00002 | N-1 OHL 400 kV Sofia Zapad - Chervena Mogila ck. 1&2 | [GR-MK] [OPP] TIE 400 kV Meliti - Bitola | XFL_BI11 GMELIT11 1 | 1193 | 1587 | -394 | 75 | 855 | AC
BG-CO_00017 | N-1 OHL 400 kV Kozloduy - Sofia Zapad ck. 1&2 | [GR-MK] [OPP] TIE 400 kV Meliti - Bitola | XFL_BI11 GMELIT11 1 | 1192 | 1587 | -395 | 75 | 854 | AC
BG-CO_00020 | N-1 OHL 400 kV Maritsa Iztok - Maritsa Iztok 3 ck. 1&2 | [GR-MK] [OPP] TIE 400 kV Meliti - Bitola | XFL_BI11 GMELIT11 1 | 1191 | 1587 | -396 | 75 | 854 | AC
Base case | Base case | [GR-MK] [OPP] TIE 400 kV Meliti - Bitola | XFL_BI11 GMELIT11 1 | 1190 | 1587 | -397 | 75 | 853 | AC
GR_CO_00009 | N-1 OHL 400 kV Filippoi - Lagadas ck. 3 | [GR-MK] [OPP] TIE 400 kV Meliti - Bitola | XFL_BI11 GMELIT11 1 | 1190 | 1587 | -397 | 75 | 853 | AC
GR_CO_00002 | N-1 OHL 400 kV Filippoi - Lagadas ck. 1&2 | [GR-MK] [OPP] TIE 400 kV Meliti - Bitola | XFL_BI11 GMELIT11 1 | 1189 | 1587 | -398 | 75 | 852 | AC
KS_CO_00001 | N-1 OHL 400 kV Kosovo B - Urosevac | [GR-MK] [OPP] TIE 400 kV Meliti - Bitola | XFL_BI11 GMELIT11 1 | 1187 | 1587 | -400 | 75 | 851 | AC
BG-CO_00006 | N-1 OHL 400 kV Plovdiv - Vetren | [GR-MK] [OPP] TIE 400 kV Meliti - Bitola | XFL_BI11 GMELIT11 1 | 1185 | 1587 | -402 | 75 | 849 | AC
RS_KS_CO_00002 | N-1 TIE 400 kV Kosovo B - Nis 2 | [GR-MK] [OPP] TIE 400 kV Meliti - Bitola | XFL_BI11 GMELIT11 1 | 1182 | 1587 | -405 | 75 | 848 | AC
RS_CO_00004 | N-1 OHL 400 kV Nis 2 - Leskovac 2 | [GR-MK] [OPP] TIE 400 kV Meliti - Bitola | XFL_BI11 GMELIT11 1 | 1177 | 1587 | -410 | 74 | 844 | AC
GR_CO_00005 | N-1 OHL 400 kV Thessaloniki - Lagadas ck. 1&2 | [GR-MK] [OPP] TIE 400 kV Meliti - Bitola | XFL_BI11 GMELIT11 1 | 1171 | 1587 | -416 | 74 | 839 | AC
RS_CO_00003 | N-1 OHL 400 kV Vranje 4 - Leskovac 2 | [GR-MK] [OPP] TIE 400 kV Meliti - Bitola | XFL_BI11 GMELIT11 1 | 1168 | 1587 | -419 | 74 | 837 | AC
RS_MK_CO_00001 | N-1 TIE 400 kV Vranje 4 - Stip | [GR-MK] [OPP] TIE 400 kV Meliti - Bitola | XFL_BI11 GMELIT11 1 | 1159 | 1587 | -428 | 73 | 831 | AC
GR_MK_CO_00001 | N-1 TIE 400 kV Meliti - Bitola | [GR-AL] [OPP] TIE 400 kV Kardia - Zemblak | XZE_KA11 GKARDI13 1 | 1146 | 1587 | -441 | 72 | 812 | AC
GR_CO_00003 | N-1 OHL 400 kV Meliti - Amideo ck. 1&2 | [GR-AL] [OPP] TIE 400 kV Kardia - Zemblak | XZE_KA11 GKARDI13 1 | 1145 | 1587 | -442 | 72 | 811 | AC
GR_CO_00001 | N-1 OHL 400 kV Filippoi - Komotini ck. 1&2 | [GR-MK] [OPP] TIE 400 kV Meliti - Bitola | XFL_BI11 GMELIT11 1 | 1141 | 1587 | -446 | 72 | 817 | AC
MK_AL_CO_00001 | N-1 TIE 400 kV Skopje 5 - Urosevac / N-1 TIE 150 kV Mourtos - Bistrica | [GR-MK] [OPP] TIE 400 kV Meliti - Bitola | XFL_BI11 GMELIT11 1 | 1121 | 1587 | -466 | 71 | 803 | AC
GR_CO_00010 | N-1 OHL 400 kV Amideo - Ptolemaida / N-1 OHL 400 kV Amideo - Vermio | [GR-AL] [OPP] TIE 400 kV Kardia - Zemblak | XZE_KA11 GKARDI13 1 | 1112 | 1587 | -475 | 70 | 788 | AC

## 2030
Detailed results
Generated at: | 14/07/2026 21:22:10
Business day: | 2026-07-16
Horizon: | 2DA
Timestamp | 20:30
Border & direction: | North-Greece Exporting
Remedial actions | False
Margin satisfied | True
Final step | Margin Calculation
TTC [MW]: | 2983.85
Loading threshold | 0.7
Limiting CNEC | N-1 TIE 400 kV Kardia - Zemblak / N-1 TIE 150 kV Mourtos - Bistrica/[GR-MK] [OPP] TIE 400 kV Meliti - Bitola
Applied RAs
Non Costly RAO
CO ID | RA ID | Name of the RA | Usage | Type | Location | Status | Details
Costly RAO
RA RD ID | TSO | Generator Name | Minimum Power [MW] | Maximum Power [MW] | RDP- | RDP+ | P [MW] before RAO | P [MW] after RAO | P0 [MW] | Plimit+ [MW] | Plimit- [MW] | Started up | Shutdown
Non Costly Reduction
CO ID | RA ID | Name of the RA | Usage | Type | Location | Status | Details
Limiting CNECs
CO ID | Name of the CO | Name of the CNE | CNE UCTE branch | Calculated I (A) | I max (PATL) | Margin (A) | Loading (%) | Flow [MW] | LF type
GR_AL_CO_00001 | N-1 TIE 400 kV Kardia - Zemblak / N-1 TIE 150 kV Mourtos - Bistrica | [GR-MK] [OPP] TIE 400 kV Meliti - Bitola | XFL_BI11 GMELIT11 1 | 1594 | 1587 | 7 | 100 | 1138 | AC
GR_MK_CO_00002 | N-1 TIE 400 kV Thessaloniki - Dubrovo | [GR-MK] [OPP] TIE 400 kV Meliti - Bitola | XFL_BI11 GMELIT11 1 | 1569 | 1587 | -18 | 99 | 1122 | AC
AL_CO_00002 | N-1 OHL 400 kV Elbasan 3 - Zemblak | [GR-MK] [OPP] TIE 400 kV Meliti - Bitola | XFL_BI11 GMELIT11 1 | 1470 | 1587 | -117 | 93 | 1051 | AC
GR_CO_00003 | N-1 OHL 400 kV Meliti - Amideo ck. 1&2 | [GR-MK] [OPP] TIE 400 kV Thessaloniki - Dubrovo | XTH_DU11 GTHESS11 1 | 1369 | 1587 | -218 | 86 | 965 | AC
GR_MK_CO_00001 | N-1 TIE 400 kV Meliti - Bitola | [GR-MK] [OPP] TIE 400 kV Thessaloniki - Dubrovo | XTH_DU11 GTHESS11 1 | 1369 | 1587 | -218 | 86 | 964 | AC
GR_CO_00007 | N-1 OHL 400 kV Thessaloniki - Agios Dimitrios ck. 1&2 | [GR-MK] [OPP] TIE 400 kV Meliti - Bitola | XFL_BI11 GMELIT11 1 | 1338 | 1587 | -249 | 84 | 957 | AC
GR_CO_00006 | N-1 OHL 400 kV Komotini - Nea Santa ck. 1&2 | [GR-MK] [OPP] TIE 400 kV Meliti - Bitola | XFL_BI11 GMELIT11 1 | 1332 | 1587 | -255 | 84 | 953 | AC
GR_CO_00004 | N-1 OHL 400 kV Amideo - Lagadas ck. 1&2 | [GR-MK] [OPP] TIE 400 kV Meliti - Bitola | XFL_BI11 GMELIT11 1 | 1305 | 1587 | -282 | 82 | 935 | AC
GR_BG_CO_00001 | N-1 TIE 400 kV Lagadas - Blagoevgrad | [GR-MK] [OPP] TIE 400 kV Meliti - Bitola | XFL_BI11 GMELIT11 1 | 1275 | 1587 | -312 | 80 | 913 | AC
GR_IT_CO_00001 | N-1 TIE 400 kV Arachthos - Galatina | [GR-MK] [OPP] TIE 400 kV Meliti - Bitola | XFL_BI11 GMELIT11 1 | 1268 | 1587 | -319 | 80 | 908 | AC
BG-CO_00001 | N-1 OHL 400 kV Chervena Mogila - Blagoevgrad ck. 1&2 | [GR-MK] [OPP] TIE 400 kV Meliti - Bitola | XFL_BI11 GMELIT11 1 | 1234 | 1587 | -353 | 78 | 884 | AC
BG-CO_00012 | N-1 OHL 400 kV Varna - Burgas ck. 1&2 | [GR-MK] [OPP] TIE 400 kV Meliti - Bitola | XFL_BI11 GMELIT11 1 | 1232 | 1587 | -355 | 78 | 883 | AC
AL_CO_00001 | N-1 OHL 400 kV Elbasan 3 - Tirana 2 | [GR-MK] [OPP] TIE 400 kV Meliti - Bitola | XFL_BI11 GMELIT11 1 | 1230 | 1587 | -357 | 78 | 881 | AC
RS_BG_CO_00001 | N-1 TIE 400 kV Sofia Zapad - Nis | [GR-MK] [OPP] TIE 400 kV Meliti - Bitola | XFL_BI11 GMELIT11 1 | 1230 | 1587 | -357 | 78 | 881 | AC
GR_BG_CO_00002 | N-1 TIE 400 kV Nea Santa - Maritsa Iztok | [GR-MK] [OPP] TIE 400 kV Meliti - Bitola | XFL_BI11 GMELIT11 1 | 1235 | 1600 | -365 | 77 | 885 | AC
MK_BG_CO_00001 | N-1 TIE 400 kV Chervena Mogila - Stip | [GR-MK] [OPP] TIE 400 kV Meliti - Bitola | XFL_BI11 GMELIT11 1 | 1213 | 1587 | -374 | 76 | 869 | AC
GR_TR_CO_00001 | N-1 TIE 400 kV Nea Santa - Babaeski | [GR-MK] [OPP] TIE 400 kV Meliti - Bitola | XFL_BI11 GMELIT11 1 | 1210 | 1587 | -377 | 76 | 867 | AC
BG-CO_00005 | N-1 OHL 400 kV Vetren - Chervena Mogila | [GR-MK] [OPP] TIE 400 kV Meliti - Bitola | XFL_BI11 GMELIT11 1 | 1199 | 1587 | -388 | 76 | 859 | AC
BG-CO_00018 | N-1 OHL 400 kV Burgas- Maritsa Iztok 2 | [GR-MK] [OPP] TIE 400 kV Meliti - Bitola | XFL_BI11 GMELIT11 1 | 1199 | 1587 | -388 | 76 | 859 | AC
BG-CO_00013 | N-1 OHL 400 kV Maritsa Iztok - Plovdiv ck. 1&2 | [GR-MK] [OPP] TIE 400 kV Meliti - Bitola | XFL_BI11 GMELIT11 1 | 1198 | 1587 | -389 | 76 | 859 | AC
AL_ME_CO_00001 | N-1 TIE 400 kV Tirana 2 – Podgorica 2 | [GR-MK] [OPP] TIE 400 kV Meliti - Bitola | XFL_BI11 GMELIT11 1 | 1195 | 1587 | -392 | 75 | 857 | AC
TR_BG_CO_00002 | N-1 TIE 400 kV Maritsa 3 - Hamitabat 2 | [GR-MK] [OPP] TIE 400 kV Meliti - Bitola | XFL_BI11 GMELIT11 1 | 1195 | 1587 | -392 | 75 | 856 | AC
BG-CO_00019 | N-1 OHL 400 kV Maritsa Iztok 2 - Maritsa Iztok 3 | [GR-MK] [OPP] TIE 400 kV Meliti - Bitola | XFL_BI11 GMELIT11 1 | 1195 | 1587 | -392 | 75 | 856 | AC
KS_ME_CO_00001 | N-1 TIE 400 kV Pec 3 - Ribarevina | [GR-MK] [OPP] TIE 400 kV Meliti - Bitola | XFL_BI11 GMELIT11 1 | 1193 | 1587 | -394 | 75 | 855 | AC
TR_BG_CO_00001 | N-1 TIE 400 kV Maritsa 3 - Hamitabat 1 | [GR-MK] [OPP] TIE 400 kV Meliti - Bitola | XFL_BI11 GMELIT11 1 | 1193 | 1587 | -394 | 75 | 855 | AC
TR_CO_00001 | N-1 OHL 400 kV Habitabat NGCC - Babaeski | [GR-MK] [OPP] TIE 400 kV Meliti - Bitola | XFL_BI11 GMELIT11 1 | 1192 | 1587 | -395 | 75 | 854 | AC
KS_CO_00001 | N-1 OHL 400 kV Kosovo B - Urosevac | [GR-MK] [OPP] TIE 400 kV Meliti - Bitola | XFL_BI11 GMELIT11 1 | 1191 | 1587 | -396 | 75 | 853 | AC
BG-CO_00017 | N-1 OHL 400 kV Kozloduy - Sofia Zapad ck. 1&2 | [GR-MK] [OPP] TIE 400 kV Meliti - Bitola | XFL_BI11 GMELIT11 1 | 1190 | 1587 | -397 | 75 | 852 | AC
BG-CO_00002 | N-1 OHL 400 kV Sofia Zapad - Chervena Mogila ck. 1&2 | [GR-MK] [OPP] TIE 400 kV Meliti - Bitola | XFL_BI11 GMELIT11 1 | 1189 | 1587 | -398 | 75 | 852 | AC
BG-CO_00020 | N-1 OHL 400 kV Maritsa Iztok - Maritsa Iztok 3 ck. 1&2 | [GR-MK] [OPP] TIE 400 kV Meliti - Bitola | XFL_BI11 GMELIT11 1 | 1189 | 1587 | -398 | 75 | 852 | AC
Base case | Base case | [GR-MK] [OPP] TIE 400 kV Meliti - Bitola | XFL_BI11 GMELIT11 1 | 1188 | 1587 | -399 | 75 | 851 | AC
GR_CO_00009 | N-1 OHL 400 kV Filippoi - Lagadas ck. 3 | [GR-MK] [OPP] TIE 400 kV Meliti - Bitola | XFL_BI11 GMELIT11 1 | 1187 | 1587 | -400 | 75 | 851 | AC
GR_CO_00002 | N-1 OHL 400 kV Filippoi - Lagadas ck. 1&2 | [GR-MK] [OPP] TIE 400 kV Meliti - Bitola | XFL_BI11 GMELIT11 1 | 1185 | 1587 | -402 | 75 | 849 | AC
BG-CO_00006 | N-1 OHL 400 kV Plovdiv - Vetren | [GR-MK] [OPP] TIE 400 kV Meliti - Bitola | XFL_BI11 GMELIT11 1 | 1184 | 1587 | -403 | 75 | 848 | AC
RS_KS_CO_00002 | N-1 TIE 400 kV Kosovo B - Nis 2 | [GR-MK] [OPP] TIE 400 kV Meliti - Bitola | XFL_BI11 GMELIT11 1 | 1182 | 1587 | -405 | 74 | 847 | AC
RS_CO_00004 | N-1 OHL 400 kV Nis 2 - Leskovac 2 | [GR-MK] [OPP] TIE 400 kV Meliti - Bitola | XFL_BI11 GMELIT11 1 | 1176 | 1587 | -411 | 74 | 843 | AC
GR_CO_00005 | N-1 OHL 400 kV Thessaloniki - Lagadas ck. 1&2 | [GR-MK] [OPP] TIE 400 kV Meliti - Bitola | XFL_BI11 GMELIT11 1 | 1168 | 1587 | -419 | 74 | 837 | AC
RS_CO_00003 | N-1 OHL 400 kV Vranje 4 - Leskovac 2 | [GR-MK] [OPP] TIE 400 kV Meliti - Bitola | XFL_BI11 GMELIT11 1 | 1166 | 1587 | -421 | 74 | 836 | AC
RS_MK_CO_00001 | N-1 TIE 400 kV Vranje 4 - Stip | [GR-MK] [OPP] TIE 400 kV Meliti - Bitola | XFL_BI11 GMELIT11 1 | 1158 | 1587 | -429 | 73 | 830 | AC
GR_MK_CO_00001 | N-1 TIE 400 kV Meliti - Bitola | [GR-AL] [OPP] TIE 400 kV Kardia - Zemblak | XZE_KA11 GKARDI13 1 | 1154 | 1587 | -433 | 73 | 817 | AC
GR_CO_00003 | N-1 OHL 400 kV Meliti - Amideo ck. 1&2 | [GR-AL] [OPP] TIE 400 kV Kardia - Zemblak | XZE_KA11 GKARDI13 1 | 1154 | 1587 | -433 | 73 | 817 | AC
GR_CO_00010 | N-1 OHL 400 kV Amideo - Ptolemaida / N-1 OHL 400 kV Amideo - Vermio | [GR-AL] [OPP] TIE 400 kV Kardia - Zemblak | XZE_KA11 GKARDI13 1 | 1135 | 1587 | -452 | 72 | 804 | AC
MK_AL_CO_00001 | N-1 TIE 400 kV Skopje 5 - Urosevac / N-1 TIE 150 kV Mourtos - Bistrica | [GR-MK] [OPP] TIE 400 kV Meliti - Bitola | XFL_BI11 GMELIT11 1 | 1129 | 1587 | -458 | 71 | 810 | AC
GR_CO_00001 | N-1 OHL 400 kV Filippoi - Komotini ck. 1&2 | [GR-MK] [OPP] TIE 400 kV Meliti - Bitola | XFL_BI11 GMELIT11 1 | 1128 | 1587 | -459 | 71 | 808 | AC
MK_KS_CO_00001 | N-1 TIE 400 kV Skopje 5 - Urosevac | [GR-MK] [OPP] TIE 400 kV Meliti - Bitola | XFL_BI11 GMELIT11 1 | 1117 | 1587 | -470 | 70 | 801 | AC
MK_CO_00002 | N-1 OHL 400 kV Dubrovo - Stip | [GR-MK] [OPP] TIE 400 kV Meliti - Bitola | XFL_BI11 GMELIT11 1 | 1117 | 1587 | -470 | 70 | 800 | AC

## 2130
Detailed results
Generated at: | 14/07/2026 21:22:10
Business day: | 2026-07-16
Horizon: | 2DA
Timestamp | 21:30
Border & direction: | North-Greece Exporting
Remedial actions | False
Margin satisfied | True
Final step | Margin Calculation
TTC [MW]: | 3041.37
Loading threshold | 0.7
Limiting CNEC | N-1 TIE 400 kV Kardia - Zemblak / N-1 TIE 150 kV Mourtos - Bistrica/[GR-MK] [OPP] TIE 400 kV Meliti - Bitola
Applied RAs
Non Costly RAO
CO ID | RA ID | Name of the RA | Usage | Type | Location | Status | Details
Costly RAO
RA RD ID | TSO | Generator Name | Minimum Power [MW] | Maximum Power [MW] | RDP- | RDP+ | P [MW] before RAO | P [MW] after RAO | P0 [MW] | Plimit+ [MW] | Plimit- [MW] | Started up | Shutdown
Non Costly Reduction
CO ID | RA ID | Name of the RA | Usage | Type | Location | Status | Details
Limiting CNECs
CO ID | Name of the CO | Name of the CNE | CNE UCTE branch | Calculated I (A) | I max (PATL) | Margin (A) | Loading (%) | Flow [MW] | LF type
GR_AL_CO_00001 | N-1 TIE 400 kV Kardia - Zemblak / N-1 TIE 150 kV Mourtos - Bistrica | [GR-MK] [OPP] TIE 400 kV Meliti - Bitola | XFL_BI11 GMELIT11 1 | 1592 | 1587 | 5 | 100 | 1130 | AC
GR_MK_CO_00002 | N-1 TIE 400 kV Thessaloniki - Dubrovo | [GR-MK] [OPP] TIE 400 kV Meliti - Bitola | XFL_BI11 GMELIT11 1 | 1559 | 1587 | -28 | 98 | 1110 | AC
AL_CO_00002 | N-1 OHL 400 kV Elbasan 3 - Zemblak | [GR-MK] [OPP] TIE 400 kV Meliti - Bitola | XFL_BI11 GMELIT11 1 | 1467 | 1587 | -120 | 92 | 1044 | AC
GR_CO_00003 | N-1 OHL 400 kV Meliti - Amideo ck. 1&2 | [GR-MK] [OPP] TIE 400 kV Thessaloniki - Dubrovo | XTH_DU11 GTHESS11 1 | 1373 | 1587 | -214 | 87 | 965 | AC
GR_MK_CO_00001 | N-1 TIE 400 kV Meliti - Bitola | [GR-MK] [OPP] TIE 400 kV Thessaloniki - Dubrovo | XTH_DU11 GTHESS11 1 | 1372 | 1587 | -215 | 86 | 965 | AC
GR_CO_00007 | N-1 OHL 400 kV Thessaloniki - Agios Dimitrios ck. 1&2 | [GR-MK] [OPP] TIE 400 kV Meliti - Bitola | XFL_BI11 GMELIT11 1 | 1325 | 1587 | -262 | 84 | 941 | AC
GR_CO_00006 | N-1 OHL 400 kV Komotini - Nea Santa ck. 1&2 | [GR-MK] [OPP] TIE 400 kV Meliti - Bitola | XFL_BI11 GMELIT11 1 | 1322 | 1587 | -265 | 83 | 941 | AC
GR_CO_00004 | N-1 OHL 400 kV Amideo - Lagadas ck. 1&2 | [GR-MK] [OPP] TIE 400 kV Meliti - Bitola | XFL_BI11 GMELIT11 1 | 1284 | 1587 | -303 | 81 | 916 | AC
GR_BG_CO_00001 | N-1 TIE 400 kV Lagadas - Blagoevgrad | [GR-MK] [OPP] TIE 400 kV Meliti - Bitola | XFL_BI11 GMELIT11 1 | 1270 | 1587 | -317 | 80 | 906 | AC
GR_IT_CO_00001 | N-1 TIE 400 kV Arachthos - Galatina | [GR-MK] [OPP] TIE 400 kV Meliti - Bitola | XFL_BI11 GMELIT11 1 | 1229 | 1587 | -358 | 77 | 877 | AC
BG-CO_00001 | N-1 OHL 400 kV Chervena Mogila - Blagoevgrad ck. 1&2 | [GR-MK] [OPP] TIE 400 kV Meliti - Bitola | XFL_BI11 GMELIT11 1 | 1226 | 1587 | -361 | 77 | 875 | AC
BG-CO_00012 | N-1 OHL 400 kV Varna - Burgas ck. 1&2 | [GR-MK] [OPP] TIE 400 kV Meliti - Bitola | XFL_BI11 GMELIT11 1 | 1222 | 1587 | -365 | 77 | 872 | AC
AL_CO_00001 | N-1 OHL 400 kV Elbasan 3 - Tirana 2 | [GR-MK] [OPP] TIE 400 kV Meliti - Bitola | XFL_BI11 GMELIT11 1 | 1220 | 1587 | -367 | 77 | 870 | AC
RS_BG_CO_00001 | N-1 TIE 400 kV Sofia Zapad - Nis | [GR-MK] [OPP] TIE 400 kV Meliti - Bitola | XFL_BI11 GMELIT11 1 | 1218 | 1587 | -369 | 77 | 869 | AC
GR_BG_CO_00002 | N-1 TIE 400 kV Nea Santa - Maritsa Iztok | [GR-MK] [OPP] TIE 400 kV Meliti - Bitola | XFL_BI11 GMELIT11 1 | 1227 | 1600 | -373 | 77 | 876 | AC
GR_TR_CO_00001 | N-1 TIE 400 kV Nea Santa - Babaeski | [GR-MK] [OPP] TIE 400 kV Meliti - Bitola | XFL_BI11 GMELIT11 1 | 1195 | 1587 | -392 | 75 | 853 | AC
MK_BG_CO_00001 | N-1 TIE 400 kV Chervena Mogila - Stip | [GR-MK] [OPP] TIE 400 kV Meliti - Bitola | XFL_BI11 GMELIT11 1 | 1193 | 1587 | -394 | 75 | 851 | AC
AL_ME_CO_00001 | N-1 TIE 400 kV Tirana 2 – Podgorica 2 | [GR-MK] [OPP] TIE 400 kV Meliti - Bitola | XFL_BI11 GMELIT11 1 | 1187 | 1587 | -400 | 75 | 847 | AC
BG-CO_00013 | N-1 OHL 400 kV Maritsa Iztok - Plovdiv ck. 1&2 | [GR-MK] [OPP] TIE 400 kV Meliti - Bitola | XFL_BI11 GMELIT11 1 | 1186 | 1587 | -401 | 75 | 846 | AC
BG-CO_00018 | N-1 OHL 400 kV Burgas- Maritsa Iztok 2 | [GR-MK] [OPP] TIE 400 kV Meliti - Bitola | XFL_BI11 GMELIT11 1 | 1185 | 1587 | -402 | 75 | 846 | AC
BG-CO_00005 | N-1 OHL 400 kV Vetren - Chervena Mogila | [GR-MK] [OPP] TIE 400 kV Meliti - Bitola | XFL_BI11 GMELIT11 1 | 1184 | 1587 | -403 | 75 | 845 | AC
TR_BG_CO_00002 | N-1 TIE 400 kV Maritsa 3 - Hamitabat 2 | [GR-MK] [OPP] TIE 400 kV Meliti - Bitola | XFL_BI11 GMELIT11 1 | 1183 | 1587 | -404 | 75 | 844 | AC
BG-CO_00019 | N-1 OHL 400 kV Maritsa Iztok 2 - Maritsa Iztok 3 | [GR-MK] [OPP] TIE 400 kV Meliti - Bitola | XFL_BI11 GMELIT11 1 | 1181 | 1587 | -406 | 74 | 843 | AC
TR_BG_CO_00001 | N-1 TIE 400 kV Maritsa 3 - Hamitabat 1 | [GR-MK] [OPP] TIE 400 kV Meliti - Bitola | XFL_BI11 GMELIT11 1 | 1180 | 1587 | -407 | 74 | 842 | AC
TR_CO_00001 | N-1 OHL 400 kV Habitabat NGCC - Babaeski | [GR-MK] [OPP] TIE 400 kV Meliti - Bitola | XFL_BI11 GMELIT11 1 | 1178 | 1587 | -409 | 74 | 841 | AC
BG-CO_00002 | N-1 OHL 400 kV Sofia Zapad - Chervena Mogila ck. 1&2 | [GR-MK] [OPP] TIE 400 kV Meliti - Bitola | XFL_BI11 GMELIT11 1 | 1176 | 1587 | -411 | 74 | 840 | AC
BG-CO_00017 | N-1 OHL 400 kV Kozloduy - Sofia Zapad ck. 1&2 | [GR-MK] [OPP] TIE 400 kV Meliti - Bitola | XFL_BI11 GMELIT11 1 | 1175 | 1587 | -412 | 74 | 839 | AC
BG-CO_00020 | N-1 OHL 400 kV Maritsa Iztok - Maritsa Iztok 3 ck. 1&2 | [GR-MK] [OPP] TIE 400 kV Meliti - Bitola | XFL_BI11 GMELIT11 1 | 1175 | 1587 | -412 | 74 | 838 | AC
KS_ME_CO_00001 | N-1 TIE 400 kV Pec 3 - Ribarevina | [GR-MK] [OPP] TIE 400 kV Meliti - Bitola | XFL_BI11 GMELIT11 1 | 1174 | 1587 | -413 | 74 | 838 | AC
Base case | Base case | [GR-MK] [OPP] TIE 400 kV Meliti - Bitola | XFL_BI11 GMELIT11 1 | 1173 | 1587 | -414 | 74 | 837 | AC
GR_CO_00009 | N-1 OHL 400 kV Filippoi - Lagadas ck. 3 | [GR-MK] [OPP] TIE 400 kV Meliti - Bitola | XFL_BI11 GMELIT11 1 | 1173 | 1587 | -414 | 74 | 837 | AC
GR_CO_00002 | N-1 OHL 400 kV Filippoi - Lagadas ck. 1&2 | [GR-MK] [OPP] TIE 400 kV Meliti - Bitola | XFL_BI11 GMELIT11 1 | 1171 | 1587 | -416 | 74 | 834 | AC
BG-CO_00006 | N-1 OHL 400 kV Plovdiv - Vetren | [GR-MK] [OPP] TIE 400 kV Meliti - Bitola | XFL_BI11 GMELIT11 1 | 1169 | 1587 | -418 | 74 | 834 | AC
RS_KS_CO_00002 | N-1 TIE 400 kV Kosovo B - Nis 2 | [GR-MK] [OPP] TIE 400 kV Meliti - Bitola | XFL_BI11 GMELIT11 1 | 1166 | 1587 | -421 | 74 | 832 | AC
KS_CO_00001 | N-1 OHL 400 kV Kosovo B - Urosevac | [GR-MK] [OPP] TIE 400 kV Meliti - Bitola | XFL_BI11 GMELIT11 1 | 1165 | 1587 | -422 | 73 | 831 | AC
GR_CO_00003 | N-1 OHL 400 kV Meliti - Amideo ck. 1&2 | [GR-AL] [OPP] TIE 400 kV Kardia - Zemblak | XZE_KA11 GKARDI13 1 | 1165 | 1587 | -422 | 73 | 823 | AC
GR_MK_CO_00001 | N-1 TIE 400 kV Meliti - Bitola | [GR-AL] [OPP] TIE 400 kV Kardia - Zemblak | XZE_KA11 GKARDI13 1 | 1164 | 1587 | -423 | 73 | 823 | AC
RS_CO_00004 | N-1 OHL 400 kV Nis 2 - Leskovac 2 | [GR-MK] [OPP] TIE 400 kV Meliti - Bitola | XFL_BI11 GMELIT11 1 | 1159 | 1587 | -428 | 73 | 827 | AC
GR_CO_00010 | N-1 OHL 400 kV Amideo - Ptolemaida / N-1 OHL 400 kV Amideo - Vermio | [GR-AL] [OPP] TIE 400 kV Kardia - Zemblak | XZE_KA11 GKARDI13 1 | 1154 | 1587 | -433 | 73 | 815 | AC
GR_CO_00005 | N-1 OHL 400 kV Thessaloniki - Lagadas ck. 1&2 | [GR-MK] [OPP] TIE 400 kV Meliti - Bitola | XFL_BI11 GMELIT11 1 | 1154 | 1587 | -433 | 73 | 823 | AC
RS_CO_00003 | N-1 OHL 400 kV Vranje 4 - Leskovac 2 | [GR-MK] [OPP] TIE 400 kV Meliti - Bitola | XFL_BI11 GMELIT11 1 | 1150 | 1587 | -437 | 72 | 821 | AC
RS_MK_CO_00001 | N-1 TIE 400 kV Vranje 4 - Stip | [GR-MK] [OPP] TIE 400 kV Meliti - Bitola | XFL_BI11 GMELIT11 1 | 1140 | 1587 | -447 | 72 | 814 | AC
GR_CO_00001 | N-1 OHL 400 kV Filippoi - Komotini ck. 1&2 | [GR-MK] [OPP] TIE 400 kV Meliti - Bitola | XFL_BI11 GMELIT11 1 | 1117 | 1587 | -470 | 70 | 796 | AC

## 2230
Detailed results
Generated at: | 14/07/2026 21:22:10
Business day: | 2026-07-16
Horizon: | 2DA
Timestamp | 22:30
Border & direction: | North-Greece Exporting
Remedial actions | False
Margin satisfied | True
Final step | Margin Calculation
TTC [MW]: | 3189.17
Loading threshold | 0.7
Limiting CNEC | N-1 TIE 400 kV Kardia - Zemblak / N-1 TIE 150 kV Mourtos - Bistrica/[GR-MK] [OPP] TIE 400 kV Meliti - Bitola
Applied RAs
Non Costly RAO
CO ID | RA ID | Name of the RA | Usage | Type | Location | Status | Details
Costly RAO
RA RD ID | TSO | Generator Name | Minimum Power [MW] | Maximum Power [MW] | RDP- | RDP+ | P [MW] before RAO | P [MW] after RAO | P0 [MW] | Plimit+ [MW] | Plimit- [MW] | Started up | Shutdown
Non Costly Reduction
CO ID | RA ID | Name of the RA | Usage | Type | Location | Status | Details
Limiting CNECs
CO ID | Name of the CO | Name of the CNE | CNE UCTE branch | Calculated I (A) | I max (PATL) | Margin (A) | Loading (%) | Flow [MW] | LF type
GR_AL_CO_00001 | N-1 TIE 400 kV Kardia - Zemblak / N-1 TIE 150 kV Mourtos - Bistrica | [GR-MK] [OPP] TIE 400 kV Meliti - Bitola | XFL_BI11 GMELIT11 1 | 1586 | 1587 | -1 | 100 | 1128 | AC
GR_MK_CO_00002 | N-1 TIE 400 kV Thessaloniki - Dubrovo | [GR-MK] [OPP] TIE 400 kV Meliti - Bitola | XFL_BI11 GMELIT11 1 | 1568 | 1587 | -19 | 99 | 1118 | AC
AL_CO_00002 | N-1 OHL 400 kV Elbasan 3 - Zemblak | [GR-MK] [OPP] TIE 400 kV Meliti - Bitola | XFL_BI11 GMELIT11 1 | 1467 | 1587 | -120 | 92 | 1045 | AC
GR_CO_00003 | N-1 OHL 400 kV Meliti - Amideo ck. 1&2 | [GR-MK] [OPP] TIE 400 kV Thessaloniki - Dubrovo | XTH_DU11 GTHESS11 1 | 1380 | 1587 | -207 | 87 | 971 | AC
GR_MK_CO_00001 | N-1 TIE 400 kV Meliti - Bitola | [GR-MK] [OPP] TIE 400 kV Thessaloniki - Dubrovo | XTH_DU11 GTHESS11 1 | 1379 | 1587 | -208 | 87 | 971 | AC
GR_CO_00006 | N-1 OHL 400 kV Komotini - Nea Santa ck. 1&2 | [GR-MK] [OPP] TIE 400 kV Meliti - Bitola | XFL_BI11 GMELIT11 1 | 1347 | 1587 | -240 | 85 | 958 | AC
GR_CO_00007 | N-1 OHL 400 kV Thessaloniki - Agios Dimitrios ck. 1&2 | [GR-MK] [OPP] TIE 400 kV Meliti - Bitola | XFL_BI11 GMELIT11 1 | 1345 | 1587 | -242 | 85 | 955 | AC
GR_CO_00004 | N-1 OHL 400 kV Amideo - Lagadas ck. 1&2 | [GR-MK] [OPP] TIE 400 kV Meliti - Bitola | XFL_BI11 GMELIT11 1 | 1308 | 1587 | -279 | 82 | 933 | AC
GR_BG_CO_00001 | N-1 TIE 400 kV Lagadas - Blagoevgrad | [GR-MK] [OPP] TIE 400 kV Meliti - Bitola | XFL_BI11 GMELIT11 1 | 1299 | 1587 | -288 | 82 | 927 | AC
BG-CO_00001 | N-1 OHL 400 kV Chervena Mogila - Blagoevgrad ck. 1&2 | [GR-MK] [OPP] TIE 400 kV Meliti - Bitola | XFL_BI11 GMELIT11 1 | 1243 | 1587 | -344 | 78 | 887 | AC
GR_IT_CO_00001 | N-1 TIE 400 kV Arachthos - Galatina | [GR-MK] [OPP] TIE 400 kV Meliti - Bitola | XFL_BI11 GMELIT11 1 | 1237 | 1587 | -350 | 78 | 882 | AC
GR_BG_CO_00002 | N-1 TIE 400 kV Nea Santa - Maritsa Iztok | [GR-MK] [OPP] TIE 400 kV Meliti - Bitola | XFL_BI11 GMELIT11 1 | 1245 | 1600 | -355 | 78 | 888 | AC
AL_CO_00001 | N-1 OHL 400 kV Elbasan 3 - Tirana 2 | [GR-MK] [OPP] TIE 400 kV Meliti - Bitola | XFL_BI11 GMELIT11 1 | 1229 | 1587 | -358 | 77 | 877 | AC
BG-CO_00012 | N-1 OHL 400 kV Varna - Burgas ck. 1&2 | [GR-MK] [OPP] TIE 400 kV Meliti - Bitola | XFL_BI11 GMELIT11 1 | 1222 | 1587 | -365 | 77 | 871 | AC
RS_BG_CO_00001 | N-1 TIE 400 kV Sofia Zapad - Nis | [GR-MK] [OPP] TIE 400 kV Meliti - Bitola | XFL_BI11 GMELIT11 1 | 1217 | 1587 | -370 | 77 | 868 | AC
GR_TR_CO_00001 | N-1 TIE 400 kV Nea Santa - Babaeski | [GR-MK] [OPP] TIE 400 kV Meliti - Bitola | XFL_BI11 GMELIT11 1 | 1206 | 1587 | -381 | 76 | 860 | AC
BG-CO_00013 | N-1 OHL 400 kV Maritsa Iztok - Plovdiv ck. 1&2 | [GR-MK] [OPP] TIE 400 kV Meliti - Bitola | XFL_BI11 GMELIT11 1 | 1200 | 1587 | -387 | 76 | 856 | AC
AL_ME_CO_00001 | N-1 TIE 400 kV Tirana 2 – Podgorica 2 | [GR-MK] [OPP] TIE 400 kV Meliti - Bitola | XFL_BI11 GMELIT11 1 | 1197 | 1587 | -390 | 75 | 854 | AC
TR_BG_CO_00002 | N-1 TIE 400 kV Maritsa 3 - Hamitabat 2 | [GR-MK] [OPP] TIE 400 kV Meliti - Bitola | XFL_BI11 GMELIT11 1 | 1193 | 1587 | -394 | 75 | 851 | AC
BG-CO_00018 | N-1 OHL 400 kV Burgas- Maritsa Iztok 2 | [GR-MK] [OPP] TIE 400 kV Meliti - Bitola | XFL_BI11 GMELIT11 1 | 1193 | 1587 | -394 | 75 | 851 | AC
TR_BG_CO_00001 | N-1 TIE 400 kV Maritsa 3 - Hamitabat 1 | [GR-MK] [OPP] TIE 400 kV Meliti - Bitola | XFL_BI11 GMELIT11 1 | 1189 | 1587 | -398 | 75 | 848 | AC
BG-CO_00019 | N-1 OHL 400 kV Maritsa Iztok 2 - Maritsa Iztok 3 | [GR-MK] [OPP] TIE 400 kV Meliti - Bitola | XFL_BI11 GMELIT11 1 | 1188 | 1587 | -399 | 75 | 848 | AC
TR_CO_00001 | N-1 OHL 400 kV Habitabat NGCC - Babaeski | [GR-MK] [OPP] TIE 400 kV Meliti - Bitola | XFL_BI11 GMELIT11 1 | 1188 | 1587 | -399 | 75 | 848 | AC
BG-CO_00005 | N-1 OHL 400 kV Vetren - Chervena Mogila | [GR-MK] [OPP] TIE 400 kV Meliti - Bitola | XFL_BI11 GMELIT11 1 | 1186 | 1587 | -401 | 75 | 846 | AC
BG-CO_00002 | N-1 OHL 400 kV Sofia Zapad - Chervena Mogila ck. 1&2 | [GR-MK] [OPP] TIE 400 kV Meliti - Bitola | XFL_BI11 GMELIT11 1 | 1185 | 1587 | -402 | 75 | 845 | AC
BG-CO_00017 | N-1 OHL 400 kV Kozloduy - Sofia Zapad ck. 1&2 | [GR-MK] [OPP] TIE 400 kV Meliti - Bitola | XFL_BI11 GMELIT11 1 | 1184 | 1587 | -403 | 75 | 844 | AC
BG-CO_00020 | N-1 OHL 400 kV Maritsa Iztok - Maritsa Iztok 3 ck. 1&2 | [GR-MK] [OPP] TIE 400 kV Meliti - Bitola | XFL_BI11 GMELIT11 1 | 1183 | 1587 | -404 | 75 | 844 | AC
MK_BG_CO_00001 | N-1 TIE 400 kV Chervena Mogila - Stip | [GR-MK] [OPP] TIE 400 kV Meliti - Bitola | XFL_BI11 GMELIT11 1 | 1183 | 1587 | -404 | 75 | 844 | AC
GR_CO_00009 | N-1 OHL 400 kV Filippoi - Lagadas ck. 3 | [GR-MK] [OPP] TIE 400 kV Meliti - Bitola | XFL_BI11 GMELIT11 1 | 1182 | 1587 | -405 | 74 | 843 | AC
KS_ME_CO_00001 | N-1 TIE 400 kV Pec 3 - Ribarevina | [GR-MK] [OPP] TIE 400 kV Meliti - Bitola | XFL_BI11 GMELIT11 1 | 1182 | 1587 | -405 | 74 | 843 | AC
Base case | Base case | [GR-MK] [OPP] TIE 400 kV Meliti - Bitola | XFL_BI11 GMELIT11 1 | 1182 | 1587 | -405 | 74 | 843 | AC
GR_CO_00002 | N-1 OHL 400 kV Filippoi - Lagadas ck. 1&2 | [GR-MK] [OPP] TIE 400 kV Meliti - Bitola | XFL_BI11 GMELIT11 1 | 1181 | 1587 | -406 | 74 | 842 | AC
BG-CO_00006 | N-1 OHL 400 kV Plovdiv - Vetren | [GR-MK] [OPP] TIE 400 kV Meliti - Bitola | XFL_BI11 GMELIT11 1 | 1177 | 1587 | -410 | 74 | 840 | AC
RS_KS_CO_00002 | N-1 TIE 400 kV Kosovo B - Nis 2 | [GR-MK] [OPP] TIE 400 kV Meliti - Bitola | XFL_BI11 GMELIT11 1 | 1173 | 1587 | -414 | 74 | 836 | AC
KS_CO_00001 | N-1 OHL 400 kV Kosovo B - Urosevac | [GR-MK] [OPP] TIE 400 kV Meliti - Bitola | XFL_BI11 GMELIT11 1 | 1171 | 1587 | -416 | 74 | 835 | AC
RS_CO_00004 | N-1 OHL 400 kV Nis 2 - Leskovac 2 | [GR-MK] [OPP] TIE 400 kV Meliti - Bitola | XFL_BI11 GMELIT11 1 | 1168 | 1587 | -419 | 74 | 833 | AC
RS_CO_00003 | N-1 OHL 400 kV Vranje 4 - Leskovac 2 | [GR-MK] [OPP] TIE 400 kV Meliti - Bitola | XFL_BI11 GMELIT11 1 | 1158 | 1587 | -429 | 73 | 826 | AC
GR_CO_00005 | N-1 OHL 400 kV Thessaloniki - Lagadas ck. 1&2 | [GR-MK] [OPP] TIE 400 kV Meliti - Bitola | XFL_BI11 GMELIT11 1 | 1155 | 1587 | -432 | 73 | 823 | AC
RS_MK_CO_00001 | N-1 TIE 400 kV Vranje 4 - Stip | [GR-MK] [OPP] TIE 400 kV Meliti - Bitola | XFL_BI11 GMELIT11 1 | 1148 | 1587 | -439 | 72 | 819 | AC
GR_CO_00001 | N-1 OHL 400 kV Filippoi - Komotini ck. 1&2 | [GR-MK] [OPP] TIE 400 kV Meliti - Bitola | XFL_BI11 GMELIT11 1 | 1141 | 1587 | -446 | 72 | 813 | AC
GR_CO_00003 | N-1 OHL 400 kV Meliti - Amideo ck. 1&2 | [GR-AL] [OPP] TIE 400 kV Kardia - Zemblak | XZE_KA11 GKARDI13 1 | 1141 | 1587 | -446 | 72 | 806 | AC
GR_MK_CO_00001 | N-1 TIE 400 kV Meliti - Bitola | [GR-AL] [OPP] TIE 400 kV Kardia - Zemblak | XZE_KA11 GKARDI13 1 | 1140 | 1587 | -447 | 72 | 806 | AC
GR_CO_00010 | N-1 OHL 400 kV Amideo - Ptolemaida / N-1 OHL 400 kV Amideo - Vermio | [GR-AL] [OPP] TIE 400 kV Kardia - Zemblak | XZE_KA11 GKARDI13 1 | 1137 | 1587 | -450 | 72 | 803 | AC

## 2330
Detailed results
Generated at: | 14/07/2026 21:22:10
Business day: | 2026-07-16
Horizon: | 2DA
Timestamp | 23:30
Border & direction: | North-Greece Exporting
Remedial actions | False
Margin satisfied | True
Final step | Margin Calculation
TTC [MW]: | 3564.2
Loading threshold | 0.7
Limiting CNEC | N-1 TIE 400 kV Thessaloniki - Dubrovo/[GR-MK] [OPP] TIE 400 kV Meliti - Bitola
Applied RAs
Non Costly RAO
CO ID | RA ID | Name of the RA | Usage | Type | Location | Status | Details
Costly RAO
RA RD ID | TSO | Generator Name | Minimum Power [MW] | Maximum Power [MW] | RDP- | RDP+ | P [MW] before RAO | P [MW] after RAO | P0 [MW] | Plimit+ [MW] | Plimit- [MW] | Started up | Shutdown
Non Costly Reduction
CO ID | RA ID | Name of the RA | Usage | Type | Location | Status | Details
Limiting CNECs
CO ID | Name of the CO | Name of the CNE | CNE UCTE branch | Calculated I (A) | I max (PATL) | Margin (A) | Loading (%) | Flow [MW] | LF type
GR_MK_CO_00002 | N-1 TIE 400 kV Thessaloniki - Dubrovo | [GR-MK] [OPP] TIE 400 kV Meliti - Bitola | XFL_BI11 GMELIT11 1 | 1589 | 1587 | 2 | 100 | 1133 | AC
GR_AL_CO_00001 | N-1 TIE 400 kV Kardia - Zemblak / N-1 TIE 150 kV Mourtos - Bistrica | [GR-MK] [OPP] TIE 400 kV Meliti - Bitola | XFL_BI11 GMELIT11 1 | 1544 | 1587 | -43 | 97 | 1100 | AC
AL_CO_00002 | N-1 OHL 400 kV Elbasan 3 - Zemblak | [GR-MK] [OPP] TIE 400 kV Meliti - Bitola | XFL_BI11 GMELIT11 1 | 1444 | 1587 | -143 | 91 | 1029 | AC
GR_CO_00006 | N-1 OHL 400 kV Komotini - Nea Santa ck. 1&2 | [GR-MK] [OPP] TIE 400 kV Meliti - Bitola | XFL_BI11 GMELIT11 1 | 1425 | 1587 | -162 | 90 | 1012 | AC
GR_CO_00003 | N-1 OHL 400 kV Meliti - Amideo ck. 1&2 | [GR-MK] [OPP] TIE 400 kV Thessaloniki - Dubrovo | XTH_DU11 GTHESS11 1 | 1393 | 1587 | -194 | 88 | 981 | AC
GR_MK_CO_00001 | N-1 TIE 400 kV Meliti - Bitola | [GR-MK] [OPP] TIE 400 kV Thessaloniki - Dubrovo | XTH_DU11 GTHESS11 1 | 1391 | 1587 | -196 | 88 | 980 | AC
GR_CO_00007 | N-1 OHL 400 kV Thessaloniki - Agios Dimitrios ck. 1&2 | [GR-MK] [OPP] TIE 400 kV Meliti - Bitola | XFL_BI11 GMELIT11 1 | 1375 | 1587 | -212 | 87 | 977 | AC
GR_BG_CO_00001 | N-1 TIE 400 kV Lagadas - Blagoevgrad | [GR-MK] [OPP] TIE 400 kV Meliti - Bitola | XFL_BI11 GMELIT11 1 | 1351 | 1587 | -236 | 85 | 964 | AC
GR_CO_00004 | N-1 OHL 400 kV Amideo - Lagadas ck. 1&2 | [GR-MK] [OPP] TIE 400 kV Meliti - Bitola | XFL_BI11 GMELIT11 1 | 1346 | 1587 | -241 | 85 | 960 | AC
GR_IT_CO_00001 | N-1 TIE 400 kV Arachthos - Galatina | [GR-MK] [OPP] TIE 400 kV Meliti - Bitola | XFL_BI11 GMELIT11 1 | 1279 | 1587 | -308 | 81 | 912 | AC
BG-CO_00001 | N-1 OHL 400 kV Chervena Mogila - Blagoevgrad ck. 1&2 | [GR-MK] [OPP] TIE 400 kV Meliti - Bitola | XFL_BI11 GMELIT11 1 | 1275 | 1587 | -312 | 80 | 910 | AC
GR_BG_CO_00002 | N-1 TIE 400 kV Nea Santa - Maritsa Iztok | [GR-MK] [OPP] TIE 400 kV Meliti - Bitola | XFL_BI11 GMELIT11 1 | 1281 | 1600 | -319 | 80 | 913 | AC
GR_TR_CO_00001 | N-1 TIE 400 kV Nea Santa - Babaeski | [GR-BG] [OPP] TIE 400 kV Nea Santa - Maritsa Iztok | XMI_NS11 GNSANT15 1 | 1262 | 1600 | -338 | 79 | 906 | AC
GR_TR_CO_00001 | N-1 TIE 400 kV Nea Santa - Babaeski | [GR-MK] [OPP] TIE 400 kV Meliti - Bitola | XFL_BI11 GMELIT11 1 | 1242 | 1587 | -345 | 78 | 886 | AC
AL_CO_00001 | N-1 OHL 400 kV Elbasan 3 - Tirana 2 | [GR-MK] [OPP] TIE 400 kV Meliti - Bitola | XFL_BI11 GMELIT11 1 | 1237 | 1587 | -350 | 78 | 883 | AC
BG-CO_00013 | N-1 OHL 400 kV Maritsa Iztok - Plovdiv ck. 1&2 | [GR-MK] [OPP] TIE 400 kV Meliti - Bitola | XFL_BI11 GMELIT11 1 | 1220 | 1587 | -367 | 77 | 871 | AC
GR_CO_00001 | N-1 OHL 400 kV Filippoi - Komotini ck. 1&2 | [GR-MK] [OPP] TIE 400 kV Meliti - Bitola | XFL_BI11 GMELIT11 1 | 1220 | 1587 | -367 | 77 | 868 | AC
BG-CO_00012 | N-1 OHL 400 kV Varna - Burgas ck. 1&2 | [GR-MK] [OPP] TIE 400 kV Meliti - Bitola | XFL_BI11 GMELIT11 1 | 1217 | 1587 | -370 | 77 | 868 | AC
KS_CO_00001 | N-1 OHL 400 kV Kosovo B - Urosevac | [GR-MK] [OPP] TIE 400 kV Meliti - Bitola | XFL_BI11 GMELIT11 1 | 1213 | 1587 | -374 | 76 | 865 | AC
KS_ME_CO_00001 | N-1 TIE 400 kV Pec 3 - Ribarevina | [GR-MK] [OPP] TIE 400 kV Meliti - Bitola | XFL_BI11 GMELIT11 1 | 1211 | 1587 | -376 | 76 | 864 | AC
TR_BG_CO_00002 | N-1 TIE 400 kV Maritsa 3 - Hamitabat 2 | [GR-MK] [OPP] TIE 400 kV Meliti - Bitola | XFL_BI11 GMELIT11 1 | 1210 | 1587 | -377 | 76 | 863 | AC
BG-CO_00018 | N-1 OHL 400 kV Burgas- Maritsa Iztok 2 | [GR-MK] [OPP] TIE 400 kV Meliti - Bitola | XFL_BI11 GMELIT11 1 | 1208 | 1587 | -379 | 76 | 862 | AC
RS_BG_CO_00001 | N-1 TIE 400 kV Sofia Zapad - Nis | [GR-MK] [OPP] TIE 400 kV Meliti - Bitola | XFL_BI11 GMELIT11 1 | 1208 | 1587 | -379 | 76 | 861 | AC
TR_CO_00001 | N-1 OHL 400 kV Habitabat NGCC - Babaeski | [GR-MK] [OPP] TIE 400 kV Meliti - Bitola | XFL_BI11 GMELIT11 1 | 1206 | 1587 | -381 | 76 | 861 | AC
TR_BG_CO_00001 | N-1 TIE 400 kV Maritsa 3 - Hamitabat 1 | [GR-MK] [OPP] TIE 400 kV Meliti - Bitola | XFL_BI11 GMELIT11 1 | 1206 | 1587 | -381 | 76 | 861 | AC
BG-CO_00019 | N-1 OHL 400 kV Maritsa Iztok 2 - Maritsa Iztok 3 | [GR-MK] [OPP] TIE 400 kV Meliti - Bitola | XFL_BI11 GMELIT11 1 | 1204 | 1587 | -383 | 76 | 859 | AC
GR_CO_00002 | N-1 OHL 400 kV Filippoi - Lagadas ck. 1&2 | [GR-MK] [OPP] TIE 400 kV Meliti - Bitola | XFL_BI11 GMELIT11 1 | 1203 | 1587 | -384 | 76 | 857 | AC
AL_ME_CO_00001 | N-1 TIE 400 kV Tirana 2 – Podgorica 2 | [GR-MK] [OPP] TIE 400 kV Meliti - Bitola | XFL_BI11 GMELIT11 1 | 1203 | 1587 | -384 | 76 | 858 | AC
BG-CO_00002 | N-1 OHL 400 kV Sofia Zapad - Chervena Mogila ck. 1&2 | [GR-MK] [OPP] TIE 400 kV Meliti - Bitola | XFL_BI11 GMELIT11 1 | 1202 | 1587 | -385 | 76 | 857 | AC
BG-CO_00017 | N-1 OHL 400 kV Kozloduy - Sofia Zapad ck. 1&2 | [GR-MK] [OPP] TIE 400 kV Meliti - Bitola | XFL_BI11 GMELIT11 1 | 1201 | 1587 | -386 | 76 | 857 | AC
GR_CO_00009 | N-1 OHL 400 kV Filippoi - Lagadas ck. 3 | [GR-MK] [OPP] TIE 400 kV Meliti - Bitola | XFL_BI11 GMELIT11 1 | 1201 | 1587 | -386 | 76 | 856 | AC
BG-CO_00020 | N-1 OHL 400 kV Maritsa Iztok - Maritsa Iztok 3 ck. 1&2 | [GR-MK] [OPP] TIE 400 kV Meliti - Bitola | XFL_BI11 GMELIT11 1 | 1200 | 1587 | -387 | 76 | 856 | AC
Base case | Base case | [GR-MK] [OPP] TIE 400 kV Meliti - Bitola | XFL_BI11 GMELIT11 1 | 1199 | 1587 | -388 | 76 | 855 | AC
RS_CO_00004 | N-1 OHL 400 kV Nis 2 - Leskovac 2 | [GR-MK] [OPP] TIE 400 kV Meliti - Bitola | XFL_BI11 GMELIT11 1 | 1192 | 1587 | -395 | 75 | 850 | AC
BG-CO_00005 | N-1 OHL 400 kV Vetren - Chervena Mogila | [GR-MK] [OPP] TIE 400 kV Meliti - Bitola | XFL_BI11 GMELIT11 1 | 1191 | 1587 | -396 | 75 | 850 | AC
BG-CO_00006 | N-1 OHL 400 kV Plovdiv - Vetren | [GR-MK] [OPP] TIE 400 kV Meliti - Bitola | XFL_BI11 GMELIT11 1 | 1191 | 1587 | -396 | 75 | 850 | AC
RS_KS_CO_00002 | N-1 TIE 400 kV Kosovo B - Nis 2 | [GR-MK] [OPP] TIE 400 kV Meliti - Bitola | XFL_BI11 GMELIT11 1 | 1188 | 1587 | -399 | 75 | 847 | AC
RS_CO_00003 | N-1 OHL 400 kV Vranje 4 - Leskovac 2 | [GR-MK] [OPP] TIE 400 kV Meliti - Bitola | XFL_BI11 GMELIT11 1 | 1183 | 1587 | -404 | 75 | 844 | AC
RS_MK_CO_00001 | N-1 TIE 400 kV Vranje 4 - Stip | [GR-MK] [OPP] TIE 400 kV Meliti - Bitola | XFL_BI11 GMELIT11 1 | 1174 | 1587 | -413 | 74 | 838 | AC
MK_BG_CO_00001 | N-1 TIE 400 kV Chervena Mogila - Stip | [GR-MK] [OPP] TIE 400 kV Meliti - Bitola | XFL_BI11 GMELIT11 1 | 1167 | 1587 | -420 | 74 | 832 | AC
MK_AL_CO_00001 | N-1 TIE 400 kV Skopje 5 - Urosevac / N-1 TIE 150 kV Mourtos - Bistrica | [GR-MK] [OPP] TIE 400 kV Meliti - Bitola | XFL_BI11 GMELIT11 1 | 1167 | 1587 | -420 | 74 | 832 | AC
GR_CO_00005 | N-1 OHL 400 kV Thessaloniki - Lagadas ck. 1&2 | [GR-MK] [OPP] TIE 400 kV Meliti - Bitola | XFL_BI11 GMELIT11 1 | 1162 | 1587 | -425 | 73 | 828 | AC
MK_KS_CO_00001 | N-1 TIE 400 kV Skopje 5 - Urosevac | [GR-MK] [OPP] TIE 400 kV Meliti - Bitola | XFL_BI11 GMELIT11 1 | 1158 | 1587 | -429 | 73 | 825 | AC