## 0030
Detailed results
Generated at: | 14/07/2026 22:45:26
Business day: | 2026-07-16
Horizon: | 2DA
Timestamp | 00:30
Border & direction: | South-Romania Importing
Remedial actions | False
Margin satisfied | True
Final step | Margin Calculation
TTC [MW]: | 3497.04
Loading threshold | 0.7
Limiting CNEC | N-1 TIE 400 kV TINTARENI-KOZLODUI 2/[RO-RS] [OPP] TIE 400 kV Portile de Fier-Djerdap
Applied RAs
Non Costly RAO
CO ID | RA ID | Name of the RA | Usage | Type | Location | Status | Details
Costly RAO
RA RD ID | TSO | Generator Name | Minimum Power [MW] | Maximum Power [MW] | RDP- | RDP+ | P [MW] before RAO | P [MW] after RAO | P0 [MW] | Plimit+ [MW] | Plimit- [MW] | Started up | Shutdown
Non Costly Reduction
CO ID | RA ID | Name of the RA | Usage | Type | Location | Status | Details
Limiting CNECs
CO ID | Name of the CO | Name of the CNE | CNE UCTE branch | Calculated I (A) | I max (PATL) | Margin (A) | Loading (%) | Flow [MW] | LF type
RO-BG_CO_00001 | N-1 TIE 400 kV TINTARENI-KOZLODUI 1 | [RO-RS] [OPP] TIE 400 kV Portile de Fier-Djerdap | RPDFE41 XPF_DJ11 1 | 1568 | 1570 | -2 | 100 | -1114 | AC
RO-BG_CO_00002 | N-1 TIE 400 kV TINTARENI-KOZLODUI 2 | [RO-RS] [OPP] TIE 400 kV Portile de Fier-Djerdap | RPDFE41 XPF_DJ11 1 | 1568 | 1570 | -2 | 100 | -1114 | AC
RO-UA_CO_00001 | N-1 TIE 400 kV Rosiori-Mukacevo | [RO-RS] [OPP] TIE 400 kV Portile de Fier-Djerdap | RPDFE41 XPF_DJ11 1 | 1510 | 1570 | -60 | 96 | -1069 | AC
RO_CO_00002 | N-1 OHL 400 kV Mintia-Arad | [RO-RS] [OPP] TIE 400 kV Portile de Fier-Djerdap | RPDFE41 XPF_DJ11 1 | 1461 | 1570 | -109 | 93 | -1034 | AC
RO-HU_CO_00001 | N-1 TIE 400 kV Arad-Sandorfalva | [RO-RS] [OPP] TIE 400 kV Portile de Fier-Djerdap | RPDFE41 XPF_DJ11 1 | 1461 | 1570 | -109 | 93 | -1034 | AC
RO-RS_CO_00003 | N-1 TIE 400 kV Resita-Pancevo c2 | [RO-RS] [OPP] TIE 400 kV Portile de Fier-Djerdap | RPDFE41 XPF_DJ11 1 | 1446 | 1570 | -124 | 92 | -1023 | AC
RO-RS_CO_00004 | N-1 TIE 400 kV Resita-Pancevo c1 | [RO-RS] [OPP] TIE 400 kV Portile de Fier-Djerdap | RPDFE41 XPF_DJ11 1 | 1446 | 1570 | -124 | 92 | -1023 | AC
RO-HU_CO_00002 | N-1 TIE 400 kV Nadab-Bekescsaba | [RO-RS] [OPP] TIE 400 kV Portile de Fier-Djerdap | RPDFE41 XPF_DJ11 1 | 1434 | 1570 | -136 | 91 | -1015 | AC
RO_CO_00027 | N-1 TRA 400/220 kV AT3 Arad | [RO-RS] [OPP] TIE 400 kV Portile de Fier-Djerdap | RPDFE41 XPF_DJ11 1 | 1422 | 1570 | -148 | 91 | -1006 | AC
Base case | Base case | [RO-RS] [OPP] TIE 400 kV Portile de Fier-Djerdap | RPDFE41 XPF_DJ11 1 | 1415 | 1570 | -155 | 90 | -1001 | AC
BG_RO_CO_00002 | N-1 TIE 400 kV TINTARENI-KOZLODUI 2 | [BG-RO] [OPP] TIE 400 kV TINTARENI-KOZLODUI 1 | XKO_TI11 VAECKO11 1 | 1687 | 1890 | -203 | 89 | 1194 | AC
BG_RO_CO_00001 | N-1 TIE 400 kV TINTARENI-KOZLODUI 1 | [BG-RO] [OPP] TIE 400 kV TINTARENI-KOZLODUI 2 | XKO_TI12 VAECKO11 1 | 1687 | 1890 | -203 | 89 | 1194 | AC
RO_CO_00029 | N-1 OHL 220 kV Resita-Timisoara 1&2 | [RO-RS] [OPP] TIE 400 kV Portile de Fier-Djerdap | RPDFE41 XPF_DJ11 1 | 1395 | 1570 | -175 | 89 | -986 | AC
RO-BG_CO_00001 | N-1 TIE 400 kV TINTARENI-KOZLODUI 1 | [RO-BG] [OPP] TIE 400 kV TINTARENI-KOZLODUI 2 | RTINTB1 XKO_TI12 1 | 1687 | 1920 | -233 | 88 | -1161 | AC
RO-BG_CO_00002 | N-1 TIE 400 kV TINTARENI-KOZLODUI 2 | [RO-BG] [OPP] TIE 400 kV TINTARENI-KOZLODUI 1 | RTINTB1 XKO_TI11 1 | 1687 | 1920 | -233 | 88 | -1161 | AC
RO-MD_CO_00001 | N-1 TIE 400 kV Isaccea - Vulcanesti | [RO-RS] [OPP] TIE 400 kV Portile de Fier-Djerdap | RPDFE41 XPF_DJ11 1 | 1374 | 1570 | -196 | 88 | -972 | AC
RO_CO_00052 | N-1 OHL 400 kV Sofia Zapad -Nis | [RO-RS] [OPP] TIE 400 kV Portile de Fier-Djerdap | RPDFE41 XPF_DJ11 1 | 1330 | 1570 | -240 | 85 | -938 | AC
RO_CO_00001 | N-1 OHL 220 kV Portile de Fier-Resita 1&2 | [RO-RS] [OPP] TIE 400 kV Portile de Fier-Djerdap | RPDFE41 XPF_DJ11 1 | 1319 | 1570 | -251 | 84 | -928 | AC
RO_CO_00009 | N-1 OHL 400 kV Iernut-Sibiu Sud | [RO-RO] [DIR] TRA 400/220 kV AT Rosiori | RROS241 RROSI22 2 | 814 | 999 | -185 | 81 | 313 | AC
RO_CO_00020 | N-1 OHL 400 kV Bucuresti Sud - Domnesti | [RO-RO] [DIR] OHL 220 kV Bucuresti Sud - Fundeni c1 | RBUC122 RFUD212 1 | 705 | 870 | -165 | 81 | 284 | AC
RO_CO_00020 | N-1 OHL 400 kV Bucuresti Sud - Domnesti | [RO-RO] [DIR] OHL 220 kV Bucuresti Sud - Fundeni c2 | RBUCU22 RFUD222 2 | 705 | 870 | -165 | 81 | 284 | AC
Base case | Base case | [RO-RO] [DIR] TRA 400/220 kV AT Rosiori | RROS241 RROSI22 2 | 802 | 999 | -197 | 80 | 308 | AC
Base case | Base case | [RO-RO] [DIR] OHL 220 kV Bucuresti Sud - Fundeni c1 | RBUC122 RFUD212 1 | 687 | 870 | -183 | 79 | 278 | AC
Base case | Base case | [RO-RO] [DIR] OHL 220 kV Bucuresti Sud - Fundeni c2 | RBUCU22 RFUD222 2 | 687 | 870 | -183 | 79 | 278 | AC
RO_RS_CO_00001 | N-1 TIE 400 kV PORTILE DE FIER - DJERDAP | [BG-RO] [OPP] TIE 400 kV TINTARENI-KOZLODUI 1 | XKO_TI11 VAECKO11 1 | 1326 | 1890 | -564 | 70 | 938 | AC
RO_RS_CO_00001 | N-1 TIE 400 kV PORTILE DE FIER - DJERDAP | [BG-RO] [OPP] TIE 400 kV TINTARENI-KOZLODUI 2 | XKO_TI12 VAECKO11 1 | 1326 | 1890 | -564 | 70 | 938 | AC

## 0130
Detailed results
Generated at: | 14/07/2026 22:45:26
Business day: | 2026-07-16
Horizon: | 2DA
Timestamp | 01:30
Border & direction: | South-Romania Importing
Remedial actions | False
Margin satisfied | True
Final step | Margin Calculation
TTC [MW]: | 3674.97
Loading threshold | 0.7
Limiting CNEC | N-1 TIE 400 kV TINTARENI-KOZLODUI 1/[RO-RS] [OPP] TIE 400 kV Portile de Fier-Djerdap
Applied RAs
Non Costly RAO
CO ID | RA ID | Name of the RA | Usage | Type | Location | Status | Details
Costly RAO
RA RD ID | TSO | Generator Name | Minimum Power [MW] | Maximum Power [MW] | RDP- | RDP+ | P [MW] before RAO | P [MW] after RAO | P0 [MW] | Plimit+ [MW] | Plimit- [MW] | Started up | Shutdown
Non Costly Reduction
CO ID | RA ID | Name of the RA | Usage | Type | Location | Status | Details
Limiting CNECs
CO ID | Name of the CO | Name of the CNE | CNE UCTE branch | Calculated I (A) | I max (PATL) | Margin (A) | Loading (%) | Flow [MW] | LF type
RO-BG_CO_00001 | N-1 TIE 400 kV TINTARENI-KOZLODUI 1 | [RO-RS] [OPP] TIE 400 kV Portile de Fier-Djerdap | RPDFE41 XPF_DJ11 1 | 1559 | 1570 | -11 | 99 | -1106 | AC
RO-BG_CO_00002 | N-1 TIE 400 kV TINTARENI-KOZLODUI 2 | [RO-RS] [OPP] TIE 400 kV Portile de Fier-Djerdap | RPDFE41 XPF_DJ11 1 | 1559 | 1570 | -11 | 99 | -1106 | AC
RO-UA_CO_00001 | N-1 TIE 400 kV Rosiori-Mukacevo | [RO-RS] [OPP] TIE 400 kV Portile de Fier-Djerdap | RPDFE41 XPF_DJ11 1 | 1491 | 1570 | -79 | 95 | -1054 | AC
BG_RO_CO_00002 | N-1 TIE 400 kV TINTARENI-KOZLODUI 2 | [BG-RO] [OPP] TIE 400 kV TINTARENI-KOZLODUI 1 | XKO_TI11 VAECKO11 1 | 1781 | 1890 | -109 | 94 | 1260 | AC
BG_RO_CO_00001 | N-1 TIE 400 kV TINTARENI-KOZLODUI 1 | [BG-RO] [OPP] TIE 400 kV TINTARENI-KOZLODUI 2 | XKO_TI12 VAECKO11 1 | 1781 | 1890 | -109 | 94 | 1260 | AC
RO-BG_CO_00002 | N-1 TIE 400 kV TINTARENI-KOZLODUI 2 | [RO-BG] [OPP] TIE 400 kV TINTARENI-KOZLODUI 1 | RTINTB1 XKO_TI11 1 | 1781 | 1920 | -139 | 93 | -1224 | AC
RO-BG_CO_00001 | N-1 TIE 400 kV TINTARENI-KOZLODUI 1 | [RO-BG] [OPP] TIE 400 kV TINTARENI-KOZLODUI 2 | RTINTB1 XKO_TI12 1 | 1781 | 1920 | -139 | 93 | -1224 | AC
RO_CO_00002 | N-1 OHL 400 kV Mintia-Arad | [RO-RS] [OPP] TIE 400 kV Portile de Fier-Djerdap | RPDFE41 XPF_DJ11 1 | 1444 | 1570 | -126 | 92 | -1020 | AC
RO-HU_CO_00001 | N-1 TIE 400 kV Arad-Sandorfalva | [RO-RS] [OPP] TIE 400 kV Portile de Fier-Djerdap | RPDFE41 XPF_DJ11 1 | 1444 | 1570 | -126 | 92 | -1020 | AC
RO-RS_CO_00003 | N-1 TIE 400 kV Resita-Pancevo c2 | [RO-RS] [OPP] TIE 400 kV Portile de Fier-Djerdap | RPDFE41 XPF_DJ11 1 | 1430 | 1570 | -140 | 91 | -1010 | AC
RO-RS_CO_00004 | N-1 TIE 400 kV Resita-Pancevo c1 | [RO-RS] [OPP] TIE 400 kV Portile de Fier-Djerdap | RPDFE41 XPF_DJ11 1 | 1430 | 1570 | -140 | 91 | -1010 | AC
RO-HU_CO_00002 | N-1 TIE 400 kV Nadab-Bekescsaba | [RO-RS] [OPP] TIE 400 kV Portile de Fier-Djerdap | RPDFE41 XPF_DJ11 1 | 1417 | 1570 | -153 | 90 | -1002 | AC
RO_CO_00027 | N-1 TRA 400/220 kV AT3 Arad | [RO-RS] [OPP] TIE 400 kV Portile de Fier-Djerdap | RPDFE41 XPF_DJ11 1 | 1404 | 1570 | -166 | 89 | -992 | AC
Base case | Base case | [RO-RS] [OPP] TIE 400 kV Portile de Fier-Djerdap | RPDFE41 XPF_DJ11 1 | 1397 | 1570 | -173 | 89 | -987 | AC
RO_CO_00029 | N-1 OHL 220 kV Resita-Timisoara 1&2 | [RO-RS] [OPP] TIE 400 kV Portile de Fier-Djerdap | RPDFE41 XPF_DJ11 1 | 1376 | 1570 | -194 | 88 | -971 | AC
RO-MD_CO_00001 | N-1 TIE 400 kV Isaccea - Vulcanesti | [RO-RS] [OPP] TIE 400 kV Portile de Fier-Djerdap | RPDFE41 XPF_DJ11 1 | 1347 | 1570 | -223 | 86 | -951 | AC
RO_CO_00052 | N-1 OHL 400 kV Sofia Zapad -Nis | [RO-RS] [OPP] TIE 400 kV Portile de Fier-Djerdap | RPDFE41 XPF_DJ11 1 | 1311 | 1570 | -259 | 84 | -923 | AC
RO_CO_00001 | N-1 OHL 220 kV Portile de Fier-Resita 1&2 | [RO-RS] [OPP] TIE 400 kV Portile de Fier-Djerdap | RPDFE41 XPF_DJ11 1 | 1308 | 1570 | -262 | 83 | -919 | AC
RO_CO_00020 | N-1 OHL 400 kV Bucuresti Sud - Domnesti | [RO-RO] [DIR] OHL 220 kV Bucuresti Sud - Fundeni c2 | RBUCU22 RFUD222 2 | 723 | 870 | -147 | 83 | 291 | AC
RO_CO_00020 | N-1 OHL 400 kV Bucuresti Sud - Domnesti | [RO-RO] [DIR] OHL 220 kV Bucuresti Sud - Fundeni c1 | RBUC122 RFUD212 1 | 723 | 870 | -147 | 83 | 291 | AC
RO_CO_00009 | N-1 OHL 400 kV Iernut-Sibiu Sud | [RO-RO] [DIR] TRA 400/220 kV AT Rosiori | RROS241 RROSI22 2 | 817 | 999 | -182 | 82 | 315 | AC
Base case | Base case | [RO-RO] [DIR] OHL 220 kV Bucuresti Sud - Fundeni c2 | RBUCU22 RFUD222 2 | 703 | 870 | -167 | 81 | 284 | AC
Base case | Base case | [RO-RO] [DIR] OHL 220 kV Bucuresti Sud - Fundeni c1 | RBUC122 RFUD212 1 | 703 | 870 | -167 | 81 | 284 | AC
Base case | Base case | [RO-RO] [DIR] TRA 400/220 kV AT Rosiori | RROS241 RROSI22 2 | 803 | 999 | -196 | 80 | 310 | AC
RO_RS_CO_00001 | N-1 TIE 400 kV PORTILE DE FIER - DJERDAP | [BG-RO] [OPP] TIE 400 kV TINTARENI-KOZLODUI 1 | XKO_TI11 VAECKO11 1 | 1381 | 1890 | -509 | 73 | 976 | AC
RO_RS_CO_00001 | N-1 TIE 400 kV PORTILE DE FIER - DJERDAP | [BG-RO] [OPP] TIE 400 kV TINTARENI-KOZLODUI 2 | XKO_TI12 VAECKO11 1 | 1381 | 1890 | -509 | 73 | 976 | AC
RO-RS_CO_00001 | N-1 TIE 400 kV Portile de Fier-Djerdap | [RO-BG] [OPP] TIE 400 kV TINTARENI-KOZLODUI 2 | RTINTB1 XKO_TI12 1 | 1381 | 1920 | -539 | 72 | -955 | AC
RO-RS_CO_00001 | N-1 TIE 400 kV Portile de Fier-Djerdap | [RO-BG] [OPP] TIE 400 kV TINTARENI-KOZLODUI 1 | RTINTB1 XKO_TI11 1 | 1381 | 1920 | -539 | 72 | -955 | AC

## 0230
Detailed results
Generated at: | 14/07/2026 22:45:26
Business day: | 2026-07-16
Horizon: | 2DA
Timestamp | 02:30
Border & direction: | South-Romania Importing
Remedial actions | False
Margin satisfied | True
Final step | Margin Calculation
TTC [MW]: | 3708.96
Loading threshold | 0.7
Limiting CNEC | N-1 TIE 400 kV TINTARENI-KOZLODUI 2/[RO-RS] [OPP] TIE 400 kV Portile de Fier-Djerdap
Applied RAs
Non Costly RAO
CO ID | RA ID | Name of the RA | Usage | Type | Location | Status | Details
Costly RAO
RA RD ID | TSO | Generator Name | Minimum Power [MW] | Maximum Power [MW] | RDP- | RDP+ | P [MW] before RAO | P [MW] after RAO | P0 [MW] | Plimit+ [MW] | Plimit- [MW] | Started up | Shutdown
Non Costly Reduction
CO ID | RA ID | Name of the RA | Usage | Type | Location | Status | Details
Limiting CNECs
CO ID | Name of the CO | Name of the CNE | CNE UCTE branch | Calculated I (A) | I max (PATL) | Margin (A) | Loading (%) | Flow [MW] | LF type
RO-BG_CO_00001 | N-1 TIE 400 kV TINTARENI-KOZLODUI 1 | [RO-RS] [OPP] TIE 400 kV Portile de Fier-Djerdap | RPDFE41 XPF_DJ11 1 | 1565 | 1570 | -5 | 100 | -1110 | AC
RO-BG_CO_00002 | N-1 TIE 400 kV TINTARENI-KOZLODUI 2 | [RO-RS] [OPP] TIE 400 kV Portile de Fier-Djerdap | RPDFE41 XPF_DJ11 1 | 1565 | 1570 | -5 | 100 | -1110 | AC
BG_RO_CO_00002 | N-1 TIE 400 kV TINTARENI-KOZLODUI 2 | [BG-RO] [OPP] TIE 400 kV TINTARENI-KOZLODUI 1 | XKO_TI11 VAECKO11 1 | 1817 | 1890 | -73 | 96 | 1285 | AC
BG_RO_CO_00001 | N-1 TIE 400 kV TINTARENI-KOZLODUI 1 | [BG-RO] [OPP] TIE 400 kV TINTARENI-KOZLODUI 2 | XKO_TI12 VAECKO11 1 | 1817 | 1890 | -73 | 96 | 1285 | AC
RO-UA_CO_00001 | N-1 TIE 400 kV Rosiori-Mukacevo | [RO-RS] [OPP] TIE 400 kV Portile de Fier-Djerdap | RPDFE41 XPF_DJ11 1 | 1501 | 1570 | -69 | 96 | -1061 | AC
RO-BG_CO_00001 | N-1 TIE 400 kV TINTARENI-KOZLODUI 1 | [RO-BG] [OPP] TIE 400 kV TINTARENI-KOZLODUI 2 | RTINTB1 XKO_TI12 1 | 1817 | 1920 | -103 | 95 | -1248 | AC
RO-BG_CO_00002 | N-1 TIE 400 kV TINTARENI-KOZLODUI 2 | [RO-BG] [OPP] TIE 400 kV TINTARENI-KOZLODUI 1 | RTINTB1 XKO_TI11 1 | 1817 | 1920 | -103 | 95 | -1248 | AC
RO_CO_00002 | N-1 OHL 400 kV Mintia-Arad | [RO-RS] [OPP] TIE 400 kV Portile de Fier-Djerdap | RPDFE41 XPF_DJ11 1 | 1453 | 1570 | -117 | 93 | -1026 | AC
RO-HU_CO_00001 | N-1 TIE 400 kV Arad-Sandorfalva | [RO-RS] [OPP] TIE 400 kV Portile de Fier-Djerdap | RPDFE41 XPF_DJ11 1 | 1450 | 1570 | -120 | 92 | -1024 | AC
RO-RS_CO_00003 | N-1 TIE 400 kV Resita-Pancevo c2 | [RO-RS] [OPP] TIE 400 kV Portile de Fier-Djerdap | RPDFE41 XPF_DJ11 1 | 1434 | 1570 | -136 | 91 | -1012 | AC
RO-RS_CO_00004 | N-1 TIE 400 kV Resita-Pancevo c1 | [RO-RS] [OPP] TIE 400 kV Portile de Fier-Djerdap | RPDFE41 XPF_DJ11 1 | 1434 | 1570 | -136 | 91 | -1012 | AC
RO-HU_CO_00002 | N-1 TIE 400 kV Nadab-Bekescsaba | [RO-RS] [OPP] TIE 400 kV Portile de Fier-Djerdap | RPDFE41 XPF_DJ11 1 | 1423 | 1570 | -147 | 91 | -1005 | AC
RO_CO_00027 | N-1 TRA 400/220 kV AT3 Arad | [RO-RS] [OPP] TIE 400 kV Portile de Fier-Djerdap | RPDFE41 XPF_DJ11 1 | 1407 | 1570 | -163 | 90 | -993 | AC
Base case | Base case | [RO-RS] [OPP] TIE 400 kV Portile de Fier-Djerdap | RPDFE41 XPF_DJ11 1 | 1400 | 1570 | -170 | 89 | -988 | AC
RO_CO_00009 | N-1 OHL 400 kV Iernut-Sibiu Sud | [RO-RO] [DIR] TRA 400/220 kV AT Rosiori | RROS241 RROSI22 2 | 879 | 999 | -120 | 88 | 339 | AC
RO_CO_00029 | N-1 OHL 220 kV Resita-Timisoara 1&2 | [RO-RS] [OPP] TIE 400 kV Portile de Fier-Djerdap | RPDFE41 XPF_DJ11 1 | 1379 | 1570 | -191 | 88 | -972 | AC
RO_CO_00020 | N-1 OHL 400 kV Bucuresti Sud - Domnesti | [RO-RO] [DIR] OHL 220 kV Bucuresti Sud - Fundeni c2 | RBUCU22 RFUD222 2 | 753 | 870 | -117 | 87 | 303 | AC
RO_CO_00020 | N-1 OHL 400 kV Bucuresti Sud - Domnesti | [RO-RO] [DIR] OHL 220 kV Bucuresti Sud - Fundeni c1 | RBUC122 RFUD212 1 | 753 | 870 | -117 | 87 | 303 | AC
Base case | Base case | [RO-RO] [DIR] TRA 400/220 kV AT Rosiori | RROS241 RROSI22 2 | 862 | 999 | -137 | 86 | 332 | AC
RO-MD_CO_00001 | N-1 TIE 400 kV Isaccea - Vulcanesti | [RO-RS] [OPP] TIE 400 kV Portile de Fier-Djerdap | RPDFE41 XPF_DJ11 1 | 1354 | 1570 | -216 | 86 | -955 | AC
RO_CO_00001 | N-1 OHL 220 kV Portile de Fier-Resita 1&2 | [RO-RS] [OPP] TIE 400 kV Portile de Fier-Djerdap | RPDFE41 XPF_DJ11 1 | 1326 | 1570 | -244 | 84 | -932 | AC
Base case | Base case | [RO-RO] [DIR] OHL 220 kV Bucuresti Sud - Fundeni c2 | RBUCU22 RFUD222 2 | 733 | 870 | -137 | 84 | 296 | AC
Base case | Base case | [RO-RO] [DIR] OHL 220 kV Bucuresti Sud - Fundeni c1 | RBUC122 RFUD212 1 | 733 | 870 | -137 | 84 | 296 | AC
RO_CO_00052 | N-1 OHL 400 kV Sofia Zapad -Nis | [RO-RS] [OPP] TIE 400 kV Portile de Fier-Djerdap | RPDFE41 XPF_DJ11 1 | 1322 | 1570 | -248 | 84 | -930 | AC
RO_RS_CO_00001 | N-1 TIE 400 kV PORTILE DE FIER - DJERDAP | [BG-RO] [OPP] TIE 400 kV TINTARENI-KOZLODUI 1 | XKO_TI11 VAECKO11 1 | 1404 | 1890 | -486 | 74 | 993 | AC
RO_RS_CO_00001 | N-1 TIE 400 kV PORTILE DE FIER - DJERDAP | [BG-RO] [OPP] TIE 400 kV TINTARENI-KOZLODUI 2 | XKO_TI12 VAECKO11 1 | 1404 | 1890 | -486 | 74 | 993 | AC
RO-RS_CO_00001 | N-1 TIE 400 kV Portile de Fier-Djerdap | [RO-BG] [OPP] TIE 400 kV TINTARENI-KOZLODUI 2 | RTINTB1 XKO_TI12 1 | 1404 | 1920 | -516 | 73 | -970 | AC
RO-RS_CO_00001 | N-1 TIE 400 kV Portile de Fier-Djerdap | [RO-BG] [OPP] TIE 400 kV TINTARENI-KOZLODUI 1 | RTINTB1 XKO_TI11 1 | 1404 | 1920 | -516 | 73 | -970 | AC

## 0330
Detailed results
Generated at: | 14/07/2026 22:45:26
Business day: | 2026-07-16
Horizon: | 2DA
Timestamp | 03:30
Border & direction: | South-Romania Importing
Remedial actions | False
Margin satisfied | True
Final step | Margin Calculation
TTC [MW]: | 3646.13
Loading threshold | 0.7
Limiting CNEC | N-1 TIE 400 kV TINTARENI-KOZLODUI 1/[BG-RO] [OPP] TIE 400 kV TINTARENI-KOZLODUI 2
Applied RAs
Non Costly RAO
CO ID | RA ID | Name of the RA | Usage | Type | Location | Status | Details
Costly RAO
RA RD ID | TSO | Generator Name | Minimum Power [MW] | Maximum Power [MW] | RDP- | RDP+ | P [MW] before RAO | P [MW] after RAO | P0 [MW] | Plimit+ [MW] | Plimit- [MW] | Started up | Shutdown
Non Costly Reduction
CO ID | RA ID | Name of the RA | Usage | Type | Location | Status | Details
Limiting CNECs
CO ID | Name of the CO | Name of the CNE | CNE UCTE branch | Calculated I (A) | I max (PATL) | Margin (A) | Loading (%) | Flow [MW] | LF type
BG_RO_CO_00001 | N-1 TIE 400 kV TINTARENI-KOZLODUI 1 | [BG-RO] [OPP] TIE 400 kV TINTARENI-KOZLODUI 2 | XKO_TI12 VAECKO11 1 | 1824 | 1890 | -66 | 97 | 1290 | AC
BG_RO_CO_00002 | N-1 TIE 400 kV TINTARENI-KOZLODUI 2 | [BG-RO] [OPP] TIE 400 kV TINTARENI-KOZLODUI 1 | XKO_TI11 VAECKO11 1 | 1824 | 1890 | -66 | 97 | 1290 | AC
RO-BG_CO_00001 | N-1 TIE 400 kV TINTARENI-KOZLODUI 1 | [RO-BG] [OPP] TIE 400 kV TINTARENI-KOZLODUI 2 | RTINTB1 XKO_TI12 1 | 1824 | 1920 | -96 | 95 | -1253 | AC
RO-BG_CO_00002 | N-1 TIE 400 kV TINTARENI-KOZLODUI 2 | [RO-BG] [OPP] TIE 400 kV TINTARENI-KOZLODUI 1 | RTINTB1 XKO_TI11 1 | 1824 | 1920 | -96 | 95 | -1253 | AC
RO-BG_CO_00002 | N-1 TIE 400 kV TINTARENI-KOZLODUI 2 | [RO-RS] [OPP] TIE 400 kV Portile de Fier-Djerdap | RPDFE41 XPF_DJ11 1 | 1483 | 1570 | -87 | 94 | -1050 | AC
RO-BG_CO_00001 | N-1 TIE 400 kV TINTARENI-KOZLODUI 1 | [RO-RS] [OPP] TIE 400 kV Portile de Fier-Djerdap | RPDFE41 XPF_DJ11 1 | 1483 | 1570 | -87 | 94 | -1050 | AC
RO-UA_CO_00001 | N-1 TIE 400 kV Rosiori-Mukacevo | [RO-RS] [OPP] TIE 400 kV Portile de Fier-Djerdap | RPDFE41 XPF_DJ11 1 | 1411 | 1570 | -159 | 90 | -995 | AC
RO_CO_00002 | N-1 OHL 400 kV Mintia-Arad | [RO-RS] [OPP] TIE 400 kV Portile de Fier-Djerdap | RPDFE41 XPF_DJ11 1 | 1367 | 1570 | -203 | 87 | -963 | AC
RO-HU_CO_00001 | N-1 TIE 400 kV Arad-Sandorfalva | [RO-RS] [OPP] TIE 400 kV Portile de Fier-Djerdap | RPDFE41 XPF_DJ11 1 | 1366 | 1570 | -204 | 87 | -963 | AC
RO-RS_CO_00003 | N-1 TIE 400 kV Resita-Pancevo c2 | [RO-RS] [OPP] TIE 400 kV Portile de Fier-Djerdap | RPDFE41 XPF_DJ11 1 | 1353 | 1570 | -217 | 86 | -952 | AC
RO-RS_CO_00004 | N-1 TIE 400 kV Resita-Pancevo c1 | [RO-RS] [OPP] TIE 400 kV Portile de Fier-Djerdap | RPDFE41 XPF_DJ11 1 | 1353 | 1570 | -217 | 86 | -952 | AC
RO-HU_CO_00002 | N-1 TIE 400 kV Nadab-Bekescsaba | [RO-RS] [OPP] TIE 400 kV Portile de Fier-Djerdap | RPDFE41 XPF_DJ11 1 | 1339 | 1570 | -231 | 85 | -944 | AC
RO_CO_00020 | N-1 OHL 400 kV Bucuresti Sud - Domnesti | [RO-RO] [DIR] OHL 220 kV Bucuresti Sud - Fundeni c1 | RBUC122 RFUD212 1 | 739 | 870 | -131 | 85 | 298 | AC
RO_CO_00020 | N-1 OHL 400 kV Bucuresti Sud - Domnesti | [RO-RO] [DIR] OHL 220 kV Bucuresti Sud - Fundeni c2 | RBUCU22 RFUD222 2 | 739 | 870 | -131 | 85 | 298 | AC
RO_CO_00027 | N-1 TRA 400/220 kV AT3 Arad | [RO-RS] [OPP] TIE 400 kV Portile de Fier-Djerdap | RPDFE41 XPF_DJ11 1 | 1324 | 1570 | -246 | 84 | -932 | AC
RO_CO_00009 | N-1 OHL 400 kV Iernut-Sibiu Sud | [RO-RO] [DIR] TRA 400/220 kV AT Rosiori | RROS241 RROSI22 2 | 841 | 999 | -158 | 84 | 326 | AC
Base case | Base case | [RO-RS] [OPP] TIE 400 kV Portile de Fier-Djerdap | RPDFE41 XPF_DJ11 1 | 1318 | 1570 | -252 | 84 | -928 | AC
RO_CO_00029 | N-1 OHL 220 kV Resita-Timisoara 1&2 | [RO-RS] [OPP] TIE 400 kV Portile de Fier-Djerdap | RPDFE41 XPF_DJ11 1 | 1297 | 1570 | -273 | 83 | -912 | AC
Base case | Base case | [RO-RO] [DIR] OHL 220 kV Bucuresti Sud - Fundeni c1 | RBUC122 RFUD212 1 | 718 | 870 | -152 | 83 | 290 | AC
Base case | Base case | [RO-RO] [DIR] OHL 220 kV Bucuresti Sud - Fundeni c2 | RBUCU22 RFUD222 2 | 718 | 870 | -152 | 83 | 290 | AC
Base case | Base case | [RO-RO] [DIR] TRA 400/220 kV AT Rosiori | RROS241 RROSI22 2 | 819 | 999 | -180 | 82 | 317 | AC
RO-MD_CO_00001 | N-1 TIE 400 kV Isaccea - Vulcanesti | [RO-RS] [OPP] TIE 400 kV Portile de Fier-Djerdap | RPDFE41 XPF_DJ11 1 | 1269 | 1570 | -301 | 81 | -892 | AC
RO_CO_00001 | N-1 OHL 220 kV Portile de Fier-Resita 1&2 | [RO-RS] [OPP] TIE 400 kV Portile de Fier-Djerdap | RPDFE41 XPF_DJ11 1 | 1248 | 1570 | -322 | 79 | -874 | AC
RO_CO_00052 | N-1 OHL 400 kV Sofia Zapad -Nis | [RO-RS] [OPP] TIE 400 kV Portile de Fier-Djerdap | RPDFE41 XPF_DJ11 1 | 1240 | 1570 | -330 | 79 | -870 | AC
RO_RS_CO_00001 | N-1 TIE 400 kV PORTILE DE FIER - DJERDAP | [BG-RO] [OPP] TIE 400 kV TINTARENI-KOZLODUI 1 | XKO_TI11 VAECKO11 1 | 1391 | 1890 | -499 | 74 | 984 | AC
RO_RS_CO_00001 | N-1 TIE 400 kV PORTILE DE FIER - DJERDAP | [BG-RO] [OPP] TIE 400 kV TINTARENI-KOZLODUI 2 | XKO_TI12 VAECKO11 1 | 1391 | 1890 | -499 | 74 | 984 | AC
RO-RS_CO_00001 | N-1 TIE 400 kV Portile de Fier-Djerdap | [RO-BG] [OPP] TIE 400 kV TINTARENI-KOZLODUI 2 | RTINTB1 XKO_TI12 1 | 1391 | 1920 | -529 | 72 | -962 | AC
RO-RS_CO_00001 | N-1 TIE 400 kV Portile de Fier-Djerdap | [RO-BG] [OPP] TIE 400 kV TINTARENI-KOZLODUI 1 | RTINTB1 XKO_TI11 1 | 1391 | 1920 | -529 | 72 | -962 | AC
RO_CO_00031 | N-1 OHL 220 kV Resita-Timisoara c2 | [RO-RO] [DIR] OHL 220 kV Resita-Timisoara c1 | RRESI12 RTIMI12 1 | 615 | 870 | -255 | 71 | 249 | AC

## 0430
Detailed results
Generated at: | 14/07/2026 22:45:26
Business day: | 2026-07-16
Horizon: | 2DA
Timestamp | 04:30
Border & direction: | South-Romania Importing
Remedial actions | False
Margin satisfied | True
Final step | Margin Calculation
TTC [MW]: | 3691.77
Loading threshold | 0.7
Limiting CNEC | N-1 TIE 400 kV TINTARENI-KOZLODUI 1/[BG-RO] [OPP] TIE 400 kV TINTARENI-KOZLODUI 2
Applied RAs
Non Costly RAO
CO ID | RA ID | Name of the RA | Usage | Type | Location | Status | Details
Costly RAO
RA RD ID | TSO | Generator Name | Minimum Power [MW] | Maximum Power [MW] | RDP- | RDP+ | P [MW] before RAO | P [MW] after RAO | P0 [MW] | Plimit+ [MW] | Plimit- [MW] | Started up | Shutdown
Non Costly Reduction
CO ID | RA ID | Name of the RA | Usage | Type | Location | Status | Details
Limiting CNECs
CO ID | Name of the CO | Name of the CNE | CNE UCTE branch | Calculated I (A) | I max (PATL) | Margin (A) | Loading (%) | Flow [MW] | LF type
BG_RO_CO_00002 | N-1 TIE 400 kV TINTARENI-KOZLODUI 2 | [BG-RO] [OPP] TIE 400 kV TINTARENI-KOZLODUI 1 | XKO_TI11 VAECKO11 1 | 1827 | 1890 | -63 | 97 | 1293 | AC
BG_RO_CO_00001 | N-1 TIE 400 kV TINTARENI-KOZLODUI 1 | [BG-RO] [OPP] TIE 400 kV TINTARENI-KOZLODUI 2 | XKO_TI12 VAECKO11 1 | 1827 | 1890 | -63 | 97 | 1293 | AC
RO-BG_CO_00002 | N-1 TIE 400 kV TINTARENI-KOZLODUI 2 | [RO-BG] [OPP] TIE 400 kV TINTARENI-KOZLODUI 1 | RTINTB1 XKO_TI11 1 | 1827 | 1920 | -93 | 95 | -1255 | AC
RO-BG_CO_00001 | N-1 TIE 400 kV TINTARENI-KOZLODUI 1 | [RO-BG] [OPP] TIE 400 kV TINTARENI-KOZLODUI 2 | RTINTB1 XKO_TI12 1 | 1827 | 1920 | -93 | 95 | -1255 | AC
RO-BG_CO_00001 | N-1 TIE 400 kV TINTARENI-KOZLODUI 1 | [RO-RS] [OPP] TIE 400 kV Portile de Fier-Djerdap | RPDFE41 XPF_DJ11 1 | 1492 | 1570 | -78 | 95 | -1056 | AC
RO-BG_CO_00002 | N-1 TIE 400 kV TINTARENI-KOZLODUI 2 | [RO-RS] [OPP] TIE 400 kV Portile de Fier-Djerdap | RPDFE41 XPF_DJ11 1 | 1492 | 1570 | -78 | 95 | -1056 | AC
RO-UA_CO_00001 | N-1 TIE 400 kV Rosiori-Mukacevo | [RO-RS] [OPP] TIE 400 kV Portile de Fier-Djerdap | RPDFE41 XPF_DJ11 1 | 1418 | 1570 | -152 | 90 | -999 | AC
RO-HU_CO_00001 | N-1 TIE 400 kV Arad-Sandorfalva | [RO-RS] [OPP] TIE 400 kV Portile de Fier-Djerdap | RPDFE41 XPF_DJ11 1 | 1375 | 1570 | -195 | 88 | -968 | AC
RO_CO_00002 | N-1 OHL 400 kV Mintia-Arad | [RO-RS] [OPP] TIE 400 kV Portile de Fier-Djerdap | RPDFE41 XPF_DJ11 1 | 1374 | 1570 | -196 | 87 | -967 | AC
RO-RS_CO_00003 | N-1 TIE 400 kV Resita-Pancevo c2 | [RO-RS] [OPP] TIE 400 kV Portile de Fier-Djerdap | RPDFE41 XPF_DJ11 1 | 1362 | 1570 | -208 | 87 | -958 | AC
RO-RS_CO_00004 | N-1 TIE 400 kV Resita-Pancevo c1 | [RO-RS] [OPP] TIE 400 kV Portile de Fier-Djerdap | RPDFE41 XPF_DJ11 1 | 1362 | 1570 | -208 | 87 | -958 | AC
RO-HU_CO_00002 | N-1 TIE 400 kV Nadab-Bekescsaba | [RO-RS] [OPP] TIE 400 kV Portile de Fier-Djerdap | RPDFE41 XPF_DJ11 1 | 1349 | 1570 | -221 | 86 | -950 | AC
RO_CO_00027 | N-1 TRA 400/220 kV AT3 Arad | [RO-RS] [OPP] TIE 400 kV Portile de Fier-Djerdap | RPDFE41 XPF_DJ11 1 | 1333 | 1570 | -237 | 85 | -938 | AC
RO_CO_00020 | N-1 OHL 400 kV Bucuresti Sud - Domnesti | [RO-RO] [DIR] OHL 220 kV Bucuresti Sud - Fundeni c1 | RBUC122 RFUD212 1 | 736 | 870 | -134 | 85 | 298 | AC
RO_CO_00020 | N-1 OHL 400 kV Bucuresti Sud - Domnesti | [RO-RO] [DIR] OHL 220 kV Bucuresti Sud - Fundeni c2 | RBUCU22 RFUD222 2 | 736 | 870 | -134 | 85 | 298 | AC
Base case | Base case | [RO-RS] [OPP] TIE 400 kV Portile de Fier-Djerdap | RPDFE41 XPF_DJ11 1 | 1327 | 1570 | -243 | 85 | -934 | AC
RO_CO_00029 | N-1 OHL 220 kV Resita-Timisoara 1&2 | [RO-RS] [OPP] TIE 400 kV Portile de Fier-Djerdap | RPDFE41 XPF_DJ11 1 | 1308 | 1570 | -262 | 83 | -917 | AC
RO_CO_00009 | N-1 OHL 400 kV Iernut-Sibiu Sud | [RO-RO] [DIR] TRA 400/220 kV AT Rosiori | RROS241 RROSI22 2 | 821 | 999 | -178 | 82 | 318 | AC
Base case | Base case | [RO-RO] [DIR] OHL 220 kV Bucuresti Sud - Fundeni c2 | RBUCU22 RFUD222 2 | 715 | 870 | -155 | 82 | 290 | AC
Base case | Base case | [RO-RO] [DIR] OHL 220 kV Bucuresti Sud - Fundeni c1 | RBUC122 RFUD212 1 | 715 | 870 | -155 | 82 | 290 | AC
RO-MD_CO_00001 | N-1 TIE 400 kV Isaccea - Vulcanesti | [RO-RS] [OPP] TIE 400 kV Portile de Fier-Djerdap | RPDFE41 XPF_DJ11 1 | 1281 | 1570 | -289 | 82 | -900 | AC
Base case | Base case | [RO-RO] [DIR] TRA 400/220 kV AT Rosiori | RROS241 RROSI22 2 | 807 | 999 | -192 | 81 | 312 | AC
RO_CO_00001 | N-1 OHL 220 kV Portile de Fier-Resita 1&2 | [RO-RS] [OPP] TIE 400 kV Portile de Fier-Djerdap | RPDFE41 XPF_DJ11 1 | 1252 | 1570 | -318 | 80 | -876 | AC
RO_CO_00052 | N-1 OHL 400 kV Sofia Zapad -Nis | [RO-RS] [OPP] TIE 400 kV Portile de Fier-Djerdap | RPDFE41 XPF_DJ11 1 | 1244 | 1570 | -326 | 79 | -872 | AC
RO_RS_CO_00001 | N-1 TIE 400 kV PORTILE DE FIER - DJERDAP | [BG-RO] [OPP] TIE 400 kV TINTARENI-KOZLODUI 1 | XKO_TI11 VAECKO11 1 | 1394 | 1890 | -496 | 74 | 986 | AC
RO_RS_CO_00001 | N-1 TIE 400 kV PORTILE DE FIER - DJERDAP | [BG-RO] [OPP] TIE 400 kV TINTARENI-KOZLODUI 2 | XKO_TI12 VAECKO11 1 | 1394 | 1890 | -496 | 74 | 986 | AC
RO-RS_CO_00001 | N-1 TIE 400 kV Portile de Fier-Djerdap | [RO-BG] [OPP] TIE 400 kV TINTARENI-KOZLODUI 2 | RTINTB1 XKO_TI12 1 | 1394 | 1920 | -526 | 73 | -964 | AC
RO-RS_CO_00001 | N-1 TIE 400 kV Portile de Fier-Djerdap | [RO-BG] [OPP] TIE 400 kV TINTARENI-KOZLODUI 1 | RTINTB1 XKO_TI11 1 | 1394 | 1920 | -526 | 73 | -964 | AC
RO_CO_00031 | N-1 OHL 220 kV Resita-Timisoara c2 | [RO-RO] [DIR] OHL 220 kV Resita-Timisoara c1 | RRESI12 RTIMI12 1 | 622 | 870 | -248 | 72 | 253 | AC

## 0530
Detailed results
Generated at: | 14/07/2026 22:45:26
Business day: | 2026-07-16
Horizon: | 2DA
Timestamp | 05:30
Border & direction: | South-Romania Importing
Remedial actions | False
Margin satisfied | True
Final step | Margin Calculation
TTC [MW]: | 3580.33
Loading threshold | 0.7
Limiting CNEC | N-1 TIE 400 kV TINTARENI-KOZLODUI 2/[BG-RO] [OPP] TIE 400 kV TINTARENI-KOZLODUI 1
Applied RAs
Non Costly RAO
CO ID | RA ID | Name of the RA | Usage | Type | Location | Status | Details
Costly RAO
RA RD ID | TSO | Generator Name | Minimum Power [MW] | Maximum Power [MW] | RDP- | RDP+ | P [MW] before RAO | P [MW] after RAO | P0 [MW] | Plimit+ [MW] | Plimit- [MW] | Started up | Shutdown
Non Costly Reduction
CO ID | RA ID | Name of the RA | Usage | Type | Location | Status | Details
Limiting CNECs
CO ID | Name of the CO | Name of the CNE | CNE UCTE branch | Calculated I (A) | I max (PATL) | Margin (A) | Loading (%) | Flow [MW] | LF type
BG_RO_CO_00001 | N-1 TIE 400 kV TINTARENI-KOZLODUI 1 | [BG-RO] [OPP] TIE 400 kV TINTARENI-KOZLODUI 2 | XKO_TI12 VAECKO11 1 | 1824 | 1890 | -66 | 97 | 1291 | AC
BG_RO_CO_00002 | N-1 TIE 400 kV TINTARENI-KOZLODUI 2 | [BG-RO] [OPP] TIE 400 kV TINTARENI-KOZLODUI 1 | XKO_TI11 VAECKO11 1 | 1824 | 1890 | -66 | 97 | 1291 | AC
RO-BG_CO_00002 | N-1 TIE 400 kV TINTARENI-KOZLODUI 2 | [RO-BG] [OPP] TIE 400 kV TINTARENI-KOZLODUI 1 | RTINTB1 XKO_TI11 1 | 1824 | 1920 | -96 | 95 | -1253 | AC
RO-BG_CO_00001 | N-1 TIE 400 kV TINTARENI-KOZLODUI 1 | [RO-BG] [OPP] TIE 400 kV TINTARENI-KOZLODUI 2 | RTINTB1 XKO_TI12 1 | 1824 | 1920 | -96 | 95 | -1253 | AC
RO-RS_CO_00004 | N-1 TIE 400 kV Resita-Pancevo c1 | [RO-RS] [OPP] TIE 400 kV Portile de Fier-Djerdap | RPDFE41 XPF_DJ11 1 | 1434 | 1570 | -136 | 91 | -1013 | AC
RO-BG_CO_00001 | N-1 TIE 400 kV TINTARENI-KOZLODUI 1 | [RO-RS] [OPP] TIE 400 kV Portile de Fier-Djerdap | RPDFE41 XPF_DJ11 1 | 1373 | 1570 | -197 | 87 | -969 | AC
RO-BG_CO_00002 | N-1 TIE 400 kV TINTARENI-KOZLODUI 2 | [RO-RS] [OPP] TIE 400 kV Portile de Fier-Djerdap | RPDFE41 XPF_DJ11 1 | 1373 | 1570 | -197 | 87 | -969 | AC
RO-UA_CO_00001 | N-1 TIE 400 kV Rosiori-Mukacevo | [RO-RS] [OPP] TIE 400 kV Portile de Fier-Djerdap | RPDFE41 XPF_DJ11 1 | 1278 | 1570 | -292 | 81 | -897 | AC
RO_CO_00020 | N-1 OHL 400 kV Bucuresti Sud - Domnesti | [RO-RO] [DIR] OHL 220 kV Bucuresti Sud - Fundeni c1 | RBUC122 RFUD212 1 | 699 | 870 | -171 | 80 | 284 | AC
RO_CO_00020 | N-1 OHL 400 kV Bucuresti Sud - Domnesti | [RO-RO] [DIR] OHL 220 kV Bucuresti Sud - Fundeni c2 | RBUCU22 RFUD222 2 | 699 | 870 | -171 | 80 | 284 | AC
RO-HU_CO_00001 | N-1 TIE 400 kV Arad-Sandorfalva | [RO-RS] [OPP] TIE 400 kV Portile de Fier-Djerdap | RPDFE41 XPF_DJ11 1 | 1257 | 1570 | -313 | 80 | -882 | AC
RO_CO_00002 | N-1 OHL 400 kV Mintia-Arad | [RO-RS] [OPP] TIE 400 kV Portile de Fier-Djerdap | RPDFE41 XPF_DJ11 1 | 1246 | 1570 | -324 | 79 | -874 | AC
RO-HU_CO_00002 | N-1 TIE 400 kV Nadab-Bekescsaba | [RO-RS] [OPP] TIE 400 kV Portile de Fier-Djerdap | RPDFE41 XPF_DJ11 1 | 1229 | 1570 | -341 | 78 | -861 | AC
Base case | Base case | [RO-RO] [DIR] OHL 220 kV Bucuresti Sud - Fundeni c1 | RBUC122 RFUD212 1 | 678 | 870 | -192 | 78 | 276 | AC
Base case | Base case | [RO-RO] [DIR] OHL 220 kV Bucuresti Sud - Fundeni c2 | RBUCU22 RFUD222 2 | 678 | 870 | -192 | 78 | 276 | AC
RO_CO_00027 | N-1 TRA 400/220 kV AT3 Arad | [RO-RS] [OPP] TIE 400 kV Portile de Fier-Djerdap | RPDFE41 XPF_DJ11 1 | 1216 | 1570 | -354 | 77 | -852 | AC
Base case | Base case | [RO-RS] [OPP] TIE 400 kV Portile de Fier-Djerdap | RPDFE41 XPF_DJ11 1 | 1210 | 1570 | -360 | 77 | -847 | AC
RO_CO_00029 | N-1 OHL 220 kV Resita-Timisoara 1&2 | [RO-RS] [OPP] TIE 400 kV Portile de Fier-Djerdap | RPDFE41 XPF_DJ11 1 | 1178 | 1570 | -392 | 75 | -821 | AC
RO_RS_CO_00001 | N-1 TIE 400 kV PORTILE DE FIER - DJERDAP | [BG-RO] [OPP] TIE 400 kV TINTARENI-KOZLODUI 1 | XKO_TI11 VAECKO11 1 | 1373 | 1890 | -517 | 73 | 971 | AC
RO_RS_CO_00001 | N-1 TIE 400 kV PORTILE DE FIER - DJERDAP | [BG-RO] [OPP] TIE 400 kV TINTARENI-KOZLODUI 2 | XKO_TI12 VAECKO11 1 | 1373 | 1890 | -517 | 73 | 971 | AC
RO-MD_CO_00001 | N-1 TIE 400 kV Isaccea - Vulcanesti | [RO-RS] [OPP] TIE 400 kV Portile de Fier-Djerdap | RPDFE41 XPF_DJ11 1 | 1134 | 1570 | -436 | 72 | -791 | AC
RO-RS_CO_00001 | N-1 TIE 400 kV Portile de Fier-Djerdap | [RO-BG] [OPP] TIE 400 kV TINTARENI-KOZLODUI 1 | RTINTB1 XKO_TI11 1 | 1373 | 1920 | -547 | 72 | -950 | AC
RO-RS_CO_00001 | N-1 TIE 400 kV Portile de Fier-Djerdap | [RO-BG] [OPP] TIE 400 kV TINTARENI-KOZLODUI 2 | RTINTB1 XKO_TI12 1 | 1373 | 1920 | -547 | 72 | -950 | AC
RO_CO_00052 | N-1 OHL 400 kV Sofia Zapad -Nis | [RO-RS] [OPP] TIE 400 kV Portile de Fier-Djerdap | RPDFE41 XPF_DJ11 1 | 1122 | 1570 | -448 | 71 | -781 | AC
RO_CO_00001 | N-1 OHL 220 kV Portile de Fier-Resita 1&2 | [RO-RS] [OPP] TIE 400 kV Portile de Fier-Djerdap | RPDFE41 XPF_DJ11 1 | 1118 | 1570 | -452 | 71 | -776 | AC
RO_CO_00009 | N-1 OHL 400 kV Iernut-Sibiu Sud | [RO-RO] [DIR] TRA 400/220 kV AT Rosiori | RROS241 RROSI22 2 | 705 | 999 | -294 | 71 | 274 | AC

## 0630
Detailed results
Generated at: | 14/07/2026 22:45:27
Business day: | 2026-07-16
Horizon: | 2DA
Timestamp | 06:30
Border & direction: | South-Romania Importing
Remedial actions | False
Margin satisfied | False
Final step | Reduction
TTC [MW]: | 3395
Loading threshold | 0.7
Limiting CNEC | N-1 TIE 400 kV TINTARENI-KOZLODUI 2/[BG-RO] [OPP] TIE 400 kV TINTARENI-KOZLODUI 1
Applied RAs
Non Costly RAO
CO ID | RA ID | Name of the RA | Usage | Type | Location | Status | Details
Costly RAO
RA RD ID | TSO | Generator Name | Minimum Power [MW] | Maximum Power [MW] | RDP- | RDP+ | P [MW] before RAO | P [MW] after RAO | P0 [MW] | Plimit+ [MW] | Plimit- [MW] | Started up | Shutdown
Non Costly Reduction
CO ID | RA ID | Name of the RA | Usage | Type | Location | Status | Details
Limiting CNECs
CO ID | Name of the CO | Name of the CNE | CNE UCTE branch | Calculated I (A) | I max (PATL) | Margin (A) | Loading (%) | Flow [MW] | LF type
BG_RO_CO_00002 | N-1 TIE 400 kV TINTARENI-KOZLODUI 2 | [BG-RO] [OPP] TIE 400 kV TINTARENI-KOZLODUI 1 | XKO_TI11 VAECKO11 1 | 1884 | 1890 | -6 | 100 | 1334 | AC
BG_RO_CO_00001 | N-1 TIE 400 kV TINTARENI-KOZLODUI 1 | [BG-RO] [OPP] TIE 400 kV TINTARENI-KOZLODUI 2 | XKO_TI12 VAECKO11 1 | 1884 | 1890 | -6 | 100 | 1334 | AC
RO-BG_CO_00002 | N-1 TIE 400 kV TINTARENI-KOZLODUI 2 | [RO-BG] [OPP] TIE 400 kV TINTARENI-KOZLODUI 1 | RTINTB1 XKO_TI11 1 | 1884 | 1920 | -36 | 98 | -1293 | AC
RO-BG_CO_00001 | N-1 TIE 400 kV TINTARENI-KOZLODUI 1 | [RO-BG] [OPP] TIE 400 kV TINTARENI-KOZLODUI 2 | RTINTB1 XKO_TI12 1 | 1884 | 1920 | -36 | 98 | -1293 | AC
RO_RS_CO_00001 | N-1 TIE 400 kV PORTILE DE FIER - DJERDAP | [BG-RO] [OPP] TIE 400 kV TINTARENI-KOZLODUI 1 | XKO_TI11 VAECKO11 1 | 1342 | 1890 | -548 | 71 | 950 | AC
RO_RS_CO_00001 | N-1 TIE 400 kV PORTILE DE FIER - DJERDAP | [BG-RO] [OPP] TIE 400 kV TINTARENI-KOZLODUI 2 | XKO_TI12 VAECKO11 1 | 1342 | 1890 | -548 | 71 | 950 | AC

## 0730
Detailed results
Generated at: | 14/07/2026 22:45:27
Business day: | 2026-07-16
Horizon: | 2DA
Timestamp | 07:30
Border & direction: | South-Romania Importing
Remedial actions | False
Margin satisfied | False
Final step | Reduction
TTC [MW]: | 3099
Loading threshold | 0.7
Limiting CNEC | N-1 TIE 400 kV TINTARENI-KOZLODUI 2/[BG-RO] [OPP] TIE 400 kV TINTARENI-KOZLODUI 1
Applied RAs
Non Costly RAO
CO ID | RA ID | Name of the RA | Usage | Type | Location | Status | Details
Costly RAO
RA RD ID | TSO | Generator Name | Minimum Power [MW] | Maximum Power [MW] | RDP- | RDP+ | P [MW] before RAO | P [MW] after RAO | P0 [MW] | Plimit+ [MW] | Plimit- [MW] | Started up | Shutdown
Non Costly Reduction
CO ID | RA ID | Name of the RA | Usage | Type | Location | Status | Details
Limiting CNECs
CO ID | Name of the CO | Name of the CNE | CNE UCTE branch | Calculated I (A) | I max (PATL) | Margin (A) | Loading (%) | Flow [MW] | LF type
BG_RO_CO_00002 | N-1 TIE 400 kV TINTARENI-KOZLODUI 2 | [BG-RO] [OPP] TIE 400 kV TINTARENI-KOZLODUI 1 | XKO_TI11 VAECKO11 1 | 1885 | 1890 | -5 | 100 | 1344 | AC
BG_RO_CO_00001 | N-1 TIE 400 kV TINTARENI-KOZLODUI 1 | [BG-RO] [OPP] TIE 400 kV TINTARENI-KOZLODUI 2 | XKO_TI12 VAECKO11 1 | 1885 | 1890 | -5 | 100 | 1344 | AC
RO-BG_CO_00002 | N-1 TIE 400 kV TINTARENI-KOZLODUI 2 | [RO-BG] [OPP] TIE 400 kV TINTARENI-KOZLODUI 1 | RTINTB1 XKO_TI11 1 | 1885 | 1920 | -35 | 98 | -1304 | AC
RO-BG_CO_00001 | N-1 TIE 400 kV TINTARENI-KOZLODUI 1 | [RO-BG] [OPP] TIE 400 kV TINTARENI-KOZLODUI 2 | RTINTB1 XKO_TI12 1 | 1885 | 1920 | -35 | 98 | -1304 | AC

## 0830
Detailed results
Generated at: | 14/07/2026 22:45:27
Business day: | 2026-07-16
Horizon: | 2DA
Timestamp | 08:30
Border & direction: | South-Romania Importing
Remedial actions | False
Margin satisfied | False
Final step | Reduction
TTC [MW]: | 2736
Loading threshold | 0.7
Limiting CNEC | N-1 TIE 400 kV TINTARENI-KOZLODUI 2/[BG-RO] [OPP] TIE 400 kV TINTARENI-KOZLODUI 1
Applied RAs
Non Costly RAO
CO ID | RA ID | Name of the RA | Usage | Type | Location | Status | Details
Costly RAO
RA RD ID | TSO | Generator Name | Minimum Power [MW] | Maximum Power [MW] | RDP- | RDP+ | P [MW] before RAO | P [MW] after RAO | P0 [MW] | Plimit+ [MW] | Plimit- [MW] | Started up | Shutdown
Non Costly Reduction
CO ID | RA ID | Name of the RA | Usage | Type | Location | Status | Details
Limiting CNECs
CO ID | Name of the CO | Name of the CNE | CNE UCTE branch | Calculated I (A) | I max (PATL) | Margin (A) | Loading (%) | Flow [MW] | LF type
BG_RO_CO_00001 | N-1 TIE 400 kV TINTARENI-KOZLODUI 1 | [BG-RO] [OPP] TIE 400 kV TINTARENI-KOZLODUI 2 | XKO_TI12 VAECKO11 1 | 1885 | 1890 | -5 | 100 | 1340 | AC
BG_RO_CO_00002 | N-1 TIE 400 kV TINTARENI-KOZLODUI 2 | [BG-RO] [OPP] TIE 400 kV TINTARENI-KOZLODUI 1 | XKO_TI11 VAECKO11 1 | 1885 | 1890 | -5 | 100 | 1340 | AC
RO-BG_CO_00002 | N-1 TIE 400 kV TINTARENI-KOZLODUI 2 | [RO-BG] [OPP] TIE 400 kV TINTARENI-KOZLODUI 1 | RTINTB1 XKO_TI11 1 | 1885 | 1920 | -35 | 98 | -1300 | AC
RO-BG_CO_00001 | N-1 TIE 400 kV TINTARENI-KOZLODUI 1 | [RO-BG] [OPP] TIE 400 kV TINTARENI-KOZLODUI 2 | RTINTB1 XKO_TI12 1 | 1885 | 1920 | -35 | 98 | -1300 | AC
BG_RO_CO_00004 | N-1 TIE 400 kV MEDGIDIA SUD - VARNA | [BG-RO] [OPP] TIE 400 kV TINTARENI-KOZLODUI 1 | XKO_TI11 VAECKO11 1 | 1487 | 1890 | -403 | 79 | 1056 | AC
BG_RO_CO_00004 | N-1 TIE 400 kV MEDGIDIA SUD - VARNA | [BG-RO] [OPP] TIE 400 kV TINTARENI-KOZLODUI 2 | XKO_TI12 VAECKO11 1 | 1487 | 1890 | -403 | 79 | 1056 | AC
RO-BG_CO_00004 | N-1 TIE 400 kV MEDGIDIA SUD - VARNA | [RO-BG] [OPP] TIE 400 kV TINTARENI-KOZLODUI 1 | RTINTB1 XKO_TI11 1 | 1487 | 1920 | -433 | 77 | -1031 | AC
RO-BG_CO_00004 | N-1 TIE 400 kV MEDGIDIA SUD - VARNA | [RO-BG] [OPP] TIE 400 kV TINTARENI-KOZLODUI 2 | RTINTB1 XKO_TI12 1 | 1487 | 1920 | -433 | 77 | -1031 | AC

## 0930
Detailed results
Generated at: | 14/07/2026 22:45:27
Business day: | 2026-07-16
Horizon: | 2DA
Timestamp | 09:30
Border & direction: | South-Romania Importing
Remedial actions | False
Margin satisfied | False
Final step | Reduction
TTC [MW]: | 3108
Loading threshold | 0.7
Limiting CNEC | N-1 TIE 400 kV TINTARENI-KOZLODUI 1/[BG-RO] [OPP] TIE 400 kV TINTARENI-KOZLODUI 2
Applied RAs
Non Costly RAO
CO ID | RA ID | Name of the RA | Usage | Type | Location | Status | Details
Costly RAO
RA RD ID | TSO | Generator Name | Minimum Power [MW] | Maximum Power [MW] | RDP- | RDP+ | P [MW] before RAO | P [MW] after RAO | P0 [MW] | Plimit+ [MW] | Plimit- [MW] | Started up | Shutdown
Non Costly Reduction
CO ID | RA ID | Name of the RA | Usage | Type | Location | Status | Details
Limiting CNECs
CO ID | Name of the CO | Name of the CNE | CNE UCTE branch | Calculated I (A) | I max (PATL) | Margin (A) | Loading (%) | Flow [MW] | LF type
BG_RO_CO_00001 | N-1 TIE 400 kV TINTARENI-KOZLODUI 1 | [BG-RO] [OPP] TIE 400 kV TINTARENI-KOZLODUI 2 | XKO_TI12 VAECKO11 1 | 1885 | 1890 | -5 | 100 | 1344 | AC
BG_RO_CO_00002 | N-1 TIE 400 kV TINTARENI-KOZLODUI 2 | [BG-RO] [OPP] TIE 400 kV TINTARENI-KOZLODUI 1 | XKO_TI11 VAECKO11 1 | 1885 | 1890 | -5 | 100 | 1344 | AC
RO-BG_CO_00001 | N-1 TIE 400 kV TINTARENI-KOZLODUI 1 | [RO-BG] [OPP] TIE 400 kV TINTARENI-KOZLODUI 2 | RTINTB1 XKO_TI12 1 | 1885 | 1920 | -35 | 98 | -1304 | AC
RO-BG_CO_00002 | N-1 TIE 400 kV TINTARENI-KOZLODUI 2 | [RO-BG] [OPP] TIE 400 kV TINTARENI-KOZLODUI 1 | RTINTB1 XKO_TI11 1 | 1885 | 1920 | -35 | 98 | -1304 | AC
RO_CO_00031 | N-1 OHL 220 kV Resita-Timisoara c2 | [RO-RO] [DIR] OHL 220 kV Resita-Timisoara c1 | RRESI12 RTIMI12 1 | 699 | 870 | -171 | 80 | 279 | AC
BG_RO_CO_00004 | N-1 TIE 400 kV MEDGIDIA SUD - VARNA | [BG-RO] [OPP] TIE 400 kV TINTARENI-KOZLODUI 2 | XKO_TI12 VAECKO11 1 | 1505 | 1890 | -385 | 80 | 1072 | AC
BG_RO_CO_00004 | N-1 TIE 400 kV MEDGIDIA SUD - VARNA | [BG-RO] [OPP] TIE 400 kV TINTARENI-KOZLODUI 1 | XKO_TI11 VAECKO11 1 | 1505 | 1890 | -385 | 80 | 1072 | AC
RO-BG_CO_00004 | N-1 TIE 400 kV MEDGIDIA SUD - VARNA | [RO-BG] [OPP] TIE 400 kV TINTARENI-KOZLODUI 1 | RTINTB1 XKO_TI11 1 | 1505 | 1920 | -415 | 78 | -1046 | AC
RO-BG_CO_00004 | N-1 TIE 400 kV MEDGIDIA SUD - VARNA | [RO-BG] [OPP] TIE 400 kV TINTARENI-KOZLODUI 2 | RTINTB1 XKO_TI12 1 | 1505 | 1920 | -415 | 78 | -1046 | AC

## 1030
Detailed results
Generated at: | 14/07/2026 22:45:27
Business day: | 2026-07-16
Horizon: | 2DA
Timestamp | 10:30
Border & direction: | South-Romania Importing
Remedial actions | False
Margin satisfied | False
Final step | Reduction
TTC [MW]: | 3282
Loading threshold | 0.7
Limiting CNEC | N-1 TIE 400 kV TINTARENI-KOZLODUI 1/[BG-RO] [OPP] TIE 400 kV TINTARENI-KOZLODUI 2
Applied RAs
Non Costly RAO
CO ID | RA ID | Name of the RA | Usage | Type | Location | Status | Details
Costly RAO
RA RD ID | TSO | Generator Name | Minimum Power [MW] | Maximum Power [MW] | RDP- | RDP+ | P [MW] before RAO | P [MW] after RAO | P0 [MW] | Plimit+ [MW] | Plimit- [MW] | Started up | Shutdown
Non Costly Reduction
CO ID | RA ID | Name of the RA | Usage | Type | Location | Status | Details
Limiting CNECs
CO ID | Name of the CO | Name of the CNE | CNE UCTE branch | Calculated I (A) | I max (PATL) | Margin (A) | Loading (%) | Flow [MW] | LF type
BG_RO_CO_00001 | N-1 TIE 400 kV TINTARENI-KOZLODUI 1 | [BG-RO] [OPP] TIE 400 kV TINTARENI-KOZLODUI 2 | XKO_TI12 VAECKO11 1 | 1885 | 1890 | -5 | 100 | 1343 | AC
BG_RO_CO_00002 | N-1 TIE 400 kV TINTARENI-KOZLODUI 2 | [BG-RO] [OPP] TIE 400 kV TINTARENI-KOZLODUI 1 | XKO_TI11 VAECKO11 1 | 1885 | 1890 | -5 | 100 | 1343 | AC
RO-BG_CO_00002 | N-1 TIE 400 kV TINTARENI-KOZLODUI 2 | [RO-BG] [OPP] TIE 400 kV TINTARENI-KOZLODUI 1 | RTINTB1 XKO_TI11 1 | 1885 | 1920 | -35 | 98 | -1303 | AC
RO-BG_CO_00001 | N-1 TIE 400 kV TINTARENI-KOZLODUI 1 | [RO-BG] [OPP] TIE 400 kV TINTARENI-KOZLODUI 2 | RTINTB1 XKO_TI12 1 | 1885 | 1920 | -35 | 98 | -1303 | AC
RO_CO_00031 | N-1 OHL 220 kV Resita-Timisoara c2 | [RO-RO] [DIR] OHL 220 kV Resita-Timisoara c1 | RRESI12 RTIMI12 1 | 698 | 870 | -172 | 80 | 281 | AC
BG_RO_CO_00004 | N-1 TIE 400 kV MEDGIDIA SUD - VARNA | [BG-RO] [OPP] TIE 400 kV TINTARENI-KOZLODUI 2 | XKO_TI12 VAECKO11 1 | 1515 | 1890 | -375 | 80 | 1079 | AC
BG_RO_CO_00004 | N-1 TIE 400 kV MEDGIDIA SUD - VARNA | [BG-RO] [OPP] TIE 400 kV TINTARENI-KOZLODUI 1 | XKO_TI11 VAECKO11 1 | 1515 | 1890 | -375 | 80 | 1079 | AC
RO-BG_CO_00004 | N-1 TIE 400 kV MEDGIDIA SUD - VARNA | [RO-BG] [OPP] TIE 400 kV TINTARENI-KOZLODUI 1 | RTINTB1 XKO_TI11 1 | 1515 | 1920 | -405 | 79 | -1053 | AC
RO-BG_CO_00004 | N-1 TIE 400 kV MEDGIDIA SUD - VARNA | [RO-BG] [OPP] TIE 400 kV TINTARENI-KOZLODUI 2 | RTINTB1 XKO_TI12 1 | 1515 | 1920 | -405 | 79 | -1053 | AC
RO-BG_CO_00002 | N-1 TIE 400 kV TINTARENI-KOZLODUI 2 | [RO-RS] [OPP] TIE 400 kV Portile de Fier-Djerdap | RPDFE41 XPF_DJ11 1 | 1146 | 1570 | -424 | 73 | -800 | AC
RO-BG_CO_00001 | N-1 TIE 400 kV TINTARENI-KOZLODUI 1 | [RO-RS] [OPP] TIE 400 kV Portile de Fier-Djerdap | RPDFE41 XPF_DJ11 1 | 1146 | 1570 | -424 | 73 | -800 | AC
RO_RS_CO_00001 | N-1 TIE 400 kV PORTILE DE FIER - DJERDAP | [BG-RO] [OPP] TIE 400 kV TINTARENI-KOZLODUI 1 | XKO_TI11 VAECKO11 1 | 1337 | 1890 | -553 | 71 | 953 | AC
RO_RS_CO_00001 | N-1 TIE 400 kV PORTILE DE FIER - DJERDAP | [BG-RO] [OPP] TIE 400 kV TINTARENI-KOZLODUI 2 | XKO_TI12 VAECKO11 1 | 1337 | 1890 | -553 | 71 | 953 | AC

## 1130
Detailed results
Generated at: | 14/07/2026 22:45:27
Business day: | 2026-07-16
Horizon: | 2DA
Timestamp | 11:30
Border & direction: | South-Romania Importing
Remedial actions | False
Margin satisfied | False
Final step | Reduction
TTC [MW]: | 3453
Loading threshold | 0.7
Limiting CNEC | N-1 TIE 400 kV TINTARENI-KOZLODUI 1/[BG-RO] [OPP] TIE 400 kV TINTARENI-KOZLODUI 2
Applied RAs
Non Costly RAO
CO ID | RA ID | Name of the RA | Usage | Type | Location | Status | Details
Costly RAO
RA RD ID | TSO | Generator Name | Minimum Power [MW] | Maximum Power [MW] | RDP- | RDP+ | P [MW] before RAO | P [MW] after RAO | P0 [MW] | Plimit+ [MW] | Plimit- [MW] | Started up | Shutdown
Non Costly Reduction
CO ID | RA ID | Name of the RA | Usage | Type | Location | Status | Details
Limiting CNECs
CO ID | Name of the CO | Name of the CNE | CNE UCTE branch | Calculated I (A) | I max (PATL) | Margin (A) | Loading (%) | Flow [MW] | LF type
BG_RO_CO_00002 | N-1 TIE 400 kV TINTARENI-KOZLODUI 2 | [BG-RO] [OPP] TIE 400 kV TINTARENI-KOZLODUI 1 | XKO_TI11 VAECKO11 1 | 1886 | 1890 | -4 | 100 | 1344 | AC
BG_RO_CO_00001 | N-1 TIE 400 kV TINTARENI-KOZLODUI 1 | [BG-RO] [OPP] TIE 400 kV TINTARENI-KOZLODUI 2 | XKO_TI12 VAECKO11 1 | 1886 | 1890 | -4 | 100 | 1344 | AC
RO-BG_CO_00001 | N-1 TIE 400 kV TINTARENI-KOZLODUI 1 | [RO-BG] [OPP] TIE 400 kV TINTARENI-KOZLODUI 2 | RTINTB1 XKO_TI12 1 | 1886 | 1920 | -34 | 98 | -1303 | AC
RO-BG_CO_00002 | N-1 TIE 400 kV TINTARENI-KOZLODUI 2 | [RO-BG] [OPP] TIE 400 kV TINTARENI-KOZLODUI 1 | RTINTB1 XKO_TI11 1 | 1886 | 1920 | -34 | 98 | -1303 | AC
RO-BG_CO_00002 | N-1 TIE 400 kV TINTARENI-KOZLODUI 2 | [RO-RS] [OPP] TIE 400 kV Portile de Fier-Djerdap | RPDFE41 XPF_DJ11 1 | 1299 | 1570 | -271 | 83 | -925 | AC
RO-BG_CO_00001 | N-1 TIE 400 kV TINTARENI-KOZLODUI 1 | [RO-RS] [OPP] TIE 400 kV Portile de Fier-Djerdap | RPDFE41 XPF_DJ11 1 | 1299 | 1570 | -271 | 83 | -925 | AC
RO_CO_00031 | N-1 OHL 220 kV Resita-Timisoara c2 | [RO-RO] [DIR] OHL 220 kV Resita-Timisoara c1 | RRESI12 RTIMI12 1 | 708 | 870 | -162 | 81 | 286 | AC
BG_RO_CO_00004 | N-1 TIE 400 kV MEDGIDIA SUD - VARNA | [BG-RO] [OPP] TIE 400 kV TINTARENI-KOZLODUI 1 | XKO_TI11 VAECKO11 1 | 1531 | 1890 | -359 | 81 | 1090 | AC
BG_RO_CO_00004 | N-1 TIE 400 kV MEDGIDIA SUD - VARNA | [BG-RO] [OPP] TIE 400 kV TINTARENI-KOZLODUI 2 | XKO_TI12 VAECKO11 1 | 1531 | 1890 | -359 | 81 | 1090 | AC
RO-BG_CO_00004 | N-1 TIE 400 kV MEDGIDIA SUD - VARNA | [RO-BG] [OPP] TIE 400 kV TINTARENI-KOZLODUI 1 | RTINTB1 XKO_TI11 1 | 1531 | 1920 | -389 | 80 | -1063 | AC
RO-BG_CO_00004 | N-1 TIE 400 kV MEDGIDIA SUD - VARNA | [RO-BG] [OPP] TIE 400 kV TINTARENI-KOZLODUI 2 | RTINTB1 XKO_TI12 1 | 1531 | 1920 | -389 | 80 | -1063 | AC
RO-RS_CO_00003 | N-1 TIE 400 kV Resita-Pancevo c2 | [RO-RS] [OPP] TIE 400 kV Portile de Fier-Djerdap | RPDFE41 XPF_DJ11 1 | 1142 | 1570 | -428 | 73 | -813 | AC
RO-RS_CO_00004 | N-1 TIE 400 kV Resita-Pancevo c1 | [RO-RS] [OPP] TIE 400 kV Portile de Fier-Djerdap | RPDFE41 XPF_DJ11 1 | 1142 | 1570 | -428 | 73 | -813 | AC
RO_RS_CO_00001 | N-1 TIE 400 kV PORTILE DE FIER - DJERDAP | [BG-RO] [OPP] TIE 400 kV TINTARENI-KOZLODUI 1 | XKO_TI11 VAECKO11 1 | 1372 | 1890 | -518 | 73 | 978 | AC
RO_RS_CO_00001 | N-1 TIE 400 kV PORTILE DE FIER - DJERDAP | [BG-RO] [OPP] TIE 400 kV TINTARENI-KOZLODUI 2 | XKO_TI12 VAECKO11 1 | 1372 | 1890 | -518 | 73 | 978 | AC
RO-HU_CO_00001 | N-1 TIE 400 kV Arad-Sandorfalva | [RO-RS] [OPP] TIE 400 kV Portile de Fier-Djerdap | RPDFE41 XPF_DJ11 1 | 1139 | 1570 | -431 | 73 | -811 | AC
RO-HU_CO_00002 | N-1 TIE 400 kV Nadab-Bekescsaba | [RO-RS] [OPP] TIE 400 kV Portile de Fier-Djerdap | RPDFE41 XPF_DJ11 1 | 1130 | 1570 | -440 | 72 | -804 | AC
Base case | Base case | [RO-RS] [OPP] TIE 400 kV Portile de Fier-Djerdap | RPDFE41 XPF_DJ11 1 | 1125 | 1570 | -445 | 72 | -801 | AC
RO-UA_CO_00001 | N-1 TIE 400 kV Rosiori-Mukacevo | [RO-RS] [OPP] TIE 400 kV Portile de Fier-Djerdap | RPDFE41 XPF_DJ11 1 | 1125 | 1570 | -445 | 72 | -800 | AC
RO-RS_CO_00001 | N-1 TIE 400 kV Portile de Fier-Djerdap | [RO-BG] [OPP] TIE 400 kV TINTARENI-KOZLODUI 1 | RTINTB1 XKO_TI11 1 | 1372 | 1920 | -548 | 71 | -957 | AC
RO-RS_CO_00001 | N-1 TIE 400 kV Portile de Fier-Djerdap | [RO-BG] [OPP] TIE 400 kV TINTARENI-KOZLODUI 2 | RTINTB1 XKO_TI12 1 | 1372 | 1920 | -548 | 71 | -957 | AC
RO_CO_00002 | N-1 OHL 400 kV Mintia-Arad | [RO-RS] [OPP] TIE 400 kV Portile de Fier-Djerdap | RPDFE41 XPF_DJ11 1 | 1122 | 1570 | -448 | 71 | -798 | AC
RO_CO_00027 | N-1 TRA 400/220 kV AT3 Arad | [RO-RS] [OPP] TIE 400 kV Portile de Fier-Djerdap | RPDFE41 XPF_DJ11 1 | 1121 | 1570 | -449 | 71 | -798 | AC

## 1230
Detailed results
Generated at: | 14/07/2026 22:45:27
Business day: | 2026-07-16
Horizon: | 2DA
Timestamp | 12:30
Border & direction: | South-Romania Importing
Remedial actions | False
Margin satisfied | False
Final step | Reduction
TTC [MW]: | 3479
Loading threshold | 0.7
Limiting CNEC | N-1 TIE 400 kV TINTARENI-KOZLODUI 2/[BG-RO] [OPP] TIE 400 kV TINTARENI-KOZLODUI 1
Applied RAs
Non Costly RAO
CO ID | RA ID | Name of the RA | Usage | Type | Location | Status | Details
Costly RAO
RA RD ID | TSO | Generator Name | Minimum Power [MW] | Maximum Power [MW] | RDP- | RDP+ | P [MW] before RAO | P [MW] after RAO | P0 [MW] | Plimit+ [MW] | Plimit- [MW] | Started up | Shutdown
Non Costly Reduction
CO ID | RA ID | Name of the RA | Usage | Type | Location | Status | Details
Limiting CNECs
CO ID | Name of the CO | Name of the CNE | CNE UCTE branch | Calculated I (A) | I max (PATL) | Margin (A) | Loading (%) | Flow [MW] | LF type
BG_RO_CO_00002 | N-1 TIE 400 kV TINTARENI-KOZLODUI 2 | [BG-RO] [OPP] TIE 400 kV TINTARENI-KOZLODUI 1 | XKO_TI11 VAECKO11 1 | 1885 | 1890 | -5 | 100 | 1343 | AC
BG_RO_CO_00001 | N-1 TIE 400 kV TINTARENI-KOZLODUI 1 | [BG-RO] [OPP] TIE 400 kV TINTARENI-KOZLODUI 2 | XKO_TI12 VAECKO11 1 | 1885 | 1890 | -5 | 100 | 1343 | AC
RO-BG_CO_00002 | N-1 TIE 400 kV TINTARENI-KOZLODUI 2 | [RO-BG] [OPP] TIE 400 kV TINTARENI-KOZLODUI 1 | RTINTB1 XKO_TI11 1 | 1885 | 1920 | -35 | 98 | -1302 | AC
RO-BG_CO_00001 | N-1 TIE 400 kV TINTARENI-KOZLODUI 1 | [RO-BG] [OPP] TIE 400 kV TINTARENI-KOZLODUI 2 | RTINTB1 XKO_TI12 1 | 1885 | 1920 | -35 | 98 | -1302 | AC
RO-BG_CO_00001 | N-1 TIE 400 kV TINTARENI-KOZLODUI 1 | [RO-RS] [OPP] TIE 400 kV Portile de Fier-Djerdap | RPDFE41 XPF_DJ11 1 | 1417 | 1570 | -153 | 90 | -965 | AC
RO-BG_CO_00002 | N-1 TIE 400 kV TINTARENI-KOZLODUI 2 | [RO-RS] [OPP] TIE 400 kV Portile de Fier-Djerdap | RPDFE41 XPF_DJ11 1 | 1417 | 1570 | -153 | 90 | -965 | AC
RO_CO_00031 | N-1 OHL 220 kV Resita-Timisoara c2 | [RO-RO] [DIR] OHL 220 kV Resita-Timisoara c1 | RRESI12 RTIMI12 1 | 703 | 870 | -167 | 81 | 284 | AC
BG_RO_CO_00004 | N-1 TIE 400 kV MEDGIDIA SUD - VARNA | [BG-RO] [OPP] TIE 400 kV TINTARENI-KOZLODUI 1 | XKO_TI11 VAECKO11 1 | 1523 | 1890 | -367 | 81 | 1084 | AC
BG_RO_CO_00004 | N-1 TIE 400 kV MEDGIDIA SUD - VARNA | [BG-RO] [OPP] TIE 400 kV TINTARENI-KOZLODUI 2 | XKO_TI12 VAECKO11 1 | 1523 | 1890 | -367 | 81 | 1084 | AC
RO-HU_CO_00001 | N-1 TIE 400 kV Arad-Sandorfalva | [RO-RS] [OPP] TIE 400 kV Portile de Fier-Djerdap | RPDFE41 XPF_DJ11 1 | 1263 | 1570 | -307 | 80 | -855 | AC
RO-RS_CO_00003 | N-1 TIE 400 kV Resita-Pancevo c2 | [RO-RS] [OPP] TIE 400 kV Portile de Fier-Djerdap | RPDFE41 XPF_DJ11 1 | 1262 | 1570 | -308 | 80 | -854 | AC
RO-RS_CO_00004 | N-1 TIE 400 kV Resita-Pancevo c1 | [RO-RS] [OPP] TIE 400 kV Portile de Fier-Djerdap | RPDFE41 XPF_DJ11 1 | 1262 | 1570 | -308 | 80 | -854 | AC
RO-HU_CO_00002 | N-1 TIE 400 kV Nadab-Bekescsaba | [RO-RS] [OPP] TIE 400 kV Portile de Fier-Djerdap | RPDFE41 XPF_DJ11 1 | 1252 | 1570 | -318 | 80 | -847 | AC
RO_CO_00002 | N-1 OHL 400 kV Mintia-Arad | [RO-RS] [OPP] TIE 400 kV Portile de Fier-Djerdap | RPDFE41 XPF_DJ11 1 | 1248 | 1570 | -322 | 80 | -845 | AC
RO-UA_CO_00001 | N-1 TIE 400 kV Rosiori-Mukacevo | [RO-RS] [OPP] TIE 400 kV Portile de Fier-Djerdap | RPDFE41 XPF_DJ11 1 | 1246 | 1570 | -324 | 79 | -843 | AC
RO-BG_CO_00004 | N-1 TIE 400 kV MEDGIDIA SUD - VARNA | [RO-BG] [OPP] TIE 400 kV TINTARENI-KOZLODUI 1 | RTINTB1 XKO_TI11 1 | 1523 | 1920 | -397 | 79 | -1057 | AC
RO-BG_CO_00004 | N-1 TIE 400 kV MEDGIDIA SUD - VARNA | [RO-BG] [OPP] TIE 400 kV TINTARENI-KOZLODUI 2 | RTINTB1 XKO_TI12 1 | 1523 | 1920 | -397 | 79 | -1057 | AC
Base case | Base case | [RO-RS] [OPP] TIE 400 kV Portile de Fier-Djerdap | RPDFE41 XPF_DJ11 1 | 1245 | 1570 | -325 | 79 | -842 | AC
RO_CO_00027 | N-1 TRA 400/220 kV AT3 Arad | [RO-RS] [OPP] TIE 400 kV Portile de Fier-Djerdap | RPDFE41 XPF_DJ11 1 | 1241 | 1570 | -329 | 79 | -840 | AC
RO_CO_00029 | N-1 OHL 220 kV Resita-Timisoara 1&2 | [RO-RS] [OPP] TIE 400 kV Portile de Fier-Djerdap | RPDFE41 XPF_DJ11 1 | 1214 | 1570 | -356 | 77 | -820 | AC
RO_RS_CO_00001 | N-1 TIE 400 kV PORTILE DE FIER - DJERDAP | [BG-RO] [OPP] TIE 400 kV TINTARENI-KOZLODUI 1 | XKO_TI11 VAECKO11 1 | 1383 | 1890 | -507 | 73 | 985 | AC
RO_RS_CO_00001 | N-1 TIE 400 kV PORTILE DE FIER - DJERDAP | [BG-RO] [OPP] TIE 400 kV TINTARENI-KOZLODUI 2 | XKO_TI12 VAECKO11 1 | 1383 | 1890 | -507 | 73 | 985 | AC
RO-RS_CO_00001 | N-1 TIE 400 kV Portile de Fier-Djerdap | [RO-BG] [OPP] TIE 400 kV TINTARENI-KOZLODUI 2 | RTINTB1 XKO_TI12 1 | 1383 | 1920 | -537 | 72 | -964 | AC
RO-RS_CO_00001 | N-1 TIE 400 kV Portile de Fier-Djerdap | [RO-BG] [OPP] TIE 400 kV TINTARENI-KOZLODUI 1 | RTINTB1 XKO_TI11 1 | 1383 | 1920 | -537 | 72 | -964 | AC

## 1330
Detailed results
Generated at: | 14/07/2026 22:45:27
Business day: | 2026-07-16
Horizon: | 2DA
Timestamp | 13:30
Border & direction: | South-Romania Importing
Remedial actions | False
Margin satisfied | False
Final step | Reduction
TTC [MW]: | 3295
Loading threshold | 0.7
Limiting CNEC | N-1 TIE 400 kV TINTARENI-KOZLODUI 2/[BG-RO] [OPP] TIE 400 kV TINTARENI-KOZLODUI 1
Applied RAs
Non Costly RAO
CO ID | RA ID | Name of the RA | Usage | Type | Location | Status | Details
Costly RAO
RA RD ID | TSO | Generator Name | Minimum Power [MW] | Maximum Power [MW] | RDP- | RDP+ | P [MW] before RAO | P [MW] after RAO | P0 [MW] | Plimit+ [MW] | Plimit- [MW] | Started up | Shutdown
Non Costly Reduction
CO ID | RA ID | Name of the RA | Usage | Type | Location | Status | Details
Limiting CNECs
CO ID | Name of the CO | Name of the CNE | CNE UCTE branch | Calculated I (A) | I max (PATL) | Margin (A) | Loading (%) | Flow [MW] | LF type
BG_RO_CO_00002 | N-1 TIE 400 kV TINTARENI-KOZLODUI 2 | [BG-RO] [OPP] TIE 400 kV TINTARENI-KOZLODUI 1 | XKO_TI11 VAECKO11 1 | 1885 | 1890 | -5 | 100 | 1343 | AC
BG_RO_CO_00001 | N-1 TIE 400 kV TINTARENI-KOZLODUI 1 | [BG-RO] [OPP] TIE 400 kV TINTARENI-KOZLODUI 2 | XKO_TI12 VAECKO11 1 | 1885 | 1890 | -5 | 100 | 1343 | AC
RO-BG_CO_00001 | N-1 TIE 400 kV TINTARENI-KOZLODUI 1 | [RO-BG] [OPP] TIE 400 kV TINTARENI-KOZLODUI 2 | RTINTB1 XKO_TI12 1 | 1885 | 1920 | -35 | 98 | -1302 | AC
RO-BG_CO_00002 | N-1 TIE 400 kV TINTARENI-KOZLODUI 2 | [RO-BG] [OPP] TIE 400 kV TINTARENI-KOZLODUI 1 | RTINTB1 XKO_TI11 1 | 1885 | 1920 | -35 | 98 | -1302 | AC
BG_RO_CO_00004 | N-1 TIE 400 kV MEDGIDIA SUD - VARNA | [BG-RO] [OPP] TIE 400 kV TINTARENI-KOZLODUI 1 | XKO_TI11 VAECKO11 1 | 1506 | 1890 | -384 | 80 | 1073 | AC
BG_RO_CO_00004 | N-1 TIE 400 kV MEDGIDIA SUD - VARNA | [BG-RO] [OPP] TIE 400 kV TINTARENI-KOZLODUI 2 | XKO_TI12 VAECKO11 1 | 1506 | 1890 | -384 | 80 | 1073 | AC
RO-BG_CO_00004 | N-1 TIE 400 kV MEDGIDIA SUD - VARNA | [RO-BG] [OPP] TIE 400 kV TINTARENI-KOZLODUI 2 | RTINTB1 XKO_TI12 1 | 1506 | 1920 | -414 | 78 | -1047 | AC
RO-BG_CO_00004 | N-1 TIE 400 kV MEDGIDIA SUD - VARNA | [RO-BG] [OPP] TIE 400 kV TINTARENI-KOZLODUI 1 | RTINTB1 XKO_TI11 1 | 1506 | 1920 | -414 | 78 | -1047 | AC
RO-BG_CO_00001 | N-1 TIE 400 kV TINTARENI-KOZLODUI 1 | [RO-RS] [OPP] TIE 400 kV Portile de Fier-Djerdap | RPDFE41 XPF_DJ11 1 | 1227 | 1570 | -343 | 78 | -840 | AC
RO-BG_CO_00002 | N-1 TIE 400 kV TINTARENI-KOZLODUI 2 | [RO-RS] [OPP] TIE 400 kV Portile de Fier-Djerdap | RPDFE41 XPF_DJ11 1 | 1227 | 1570 | -343 | 78 | -840 | AC
RO_CO_00031 | N-1 OHL 220 kV Resita-Timisoara c2 | [RO-RO] [DIR] OHL 220 kV Resita-Timisoara c1 | RRESI12 RTIMI12 1 | 658 | 870 | -212 | 76 | 266 | AC
RO_RS_CO_00001 | N-1 TIE 400 kV PORTILE DE FIER - DJERDAP | [BG-RO] [OPP] TIE 400 kV TINTARENI-KOZLODUI 2 | XKO_TI12 VAECKO11 1 | 1347 | 1890 | -543 | 71 | 961 | AC
RO_RS_CO_00001 | N-1 TIE 400 kV PORTILE DE FIER - DJERDAP | [BG-RO] [OPP] TIE 400 kV TINTARENI-KOZLODUI 1 | XKO_TI11 VAECKO11 1 | 1347 | 1890 | -543 | 71 | 961 | AC
RO-RS_CO_00001 | N-1 TIE 400 kV Portile de Fier-Djerdap | [RO-BG] [OPP] TIE 400 kV TINTARENI-KOZLODUI 2 | RTINTB1 XKO_TI12 1 | 1347 | 1920 | -573 | 70 | -940 | AC
RO-RS_CO_00001 | N-1 TIE 400 kV Portile de Fier-Djerdap | [RO-BG] [OPP] TIE 400 kV TINTARENI-KOZLODUI 1 | RTINTB1 XKO_TI11 1 | 1347 | 1920 | -573 | 70 | -940 | AC

## 1430
Detailed results
Generated at: | 14/07/2026 22:45:27
Business day: | 2026-07-16
Horizon: | 2DA
Timestamp | 14:30
Border & direction: | South-Romania Importing
Remedial actions | False
Margin satisfied | False
Final step | Reduction
TTC [MW]: | 3279
Loading threshold | 0.7
Limiting CNEC | N-1 TIE 400 kV TINTARENI-KOZLODUI 1/[BG-RO] [OPP] TIE 400 kV TINTARENI-KOZLODUI 2
Applied RAs
Non Costly RAO
CO ID | RA ID | Name of the RA | Usage | Type | Location | Status | Details
Costly RAO
RA RD ID | TSO | Generator Name | Minimum Power [MW] | Maximum Power [MW] | RDP- | RDP+ | P [MW] before RAO | P [MW] after RAO | P0 [MW] | Plimit+ [MW] | Plimit- [MW] | Started up | Shutdown
Non Costly Reduction
CO ID | RA ID | Name of the RA | Usage | Type | Location | Status | Details
Limiting CNECs
CO ID | Name of the CO | Name of the CNE | CNE UCTE branch | Calculated I (A) | I max (PATL) | Margin (A) | Loading (%) | Flow [MW] | LF type
BG_RO_CO_00001 | N-1 TIE 400 kV TINTARENI-KOZLODUI 1 | [BG-RO] [OPP] TIE 400 kV TINTARENI-KOZLODUI 2 | XKO_TI12 VAECKO11 1 | 1885 | 1890 | -5 | 100 | 1343 | AC
BG_RO_CO_00002 | N-1 TIE 400 kV TINTARENI-KOZLODUI 2 | [BG-RO] [OPP] TIE 400 kV TINTARENI-KOZLODUI 1 | XKO_TI11 VAECKO11 1 | 1885 | 1890 | -5 | 100 | 1343 | AC
RO-BG_CO_00002 | N-1 TIE 400 kV TINTARENI-KOZLODUI 2 | [RO-BG] [OPP] TIE 400 kV TINTARENI-KOZLODUI 1 | RTINTB1 XKO_TI11 1 | 1885 | 1920 | -35 | 98 | -1303 | AC
RO-BG_CO_00001 | N-1 TIE 400 kV TINTARENI-KOZLODUI 1 | [RO-BG] [OPP] TIE 400 kV TINTARENI-KOZLODUI 2 | RTINTB1 XKO_TI12 1 | 1885 | 1920 | -35 | 98 | -1303 | AC
RO-BG_CO_00002 | N-1 TIE 400 kV TINTARENI-KOZLODUI 2 | [RO-RS] [OPP] TIE 400 kV Portile de Fier-Djerdap | RPDFE41 XPF_DJ11 1 | 1244 | 1570 | -326 | 79 | -852 | AC
RO-BG_CO_00001 | N-1 TIE 400 kV TINTARENI-KOZLODUI 1 | [RO-RS] [OPP] TIE 400 kV Portile de Fier-Djerdap | RPDFE41 XPF_DJ11 1 | 1244 | 1570 | -326 | 79 | -852 | AC
BG_RO_CO_00004 | N-1 TIE 400 kV MEDGIDIA SUD - VARNA | [BG-RO] [OPP] TIE 400 kV TINTARENI-KOZLODUI 1 | XKO_TI11 VAECKO11 1 | 1492 | 1890 | -398 | 79 | 1063 | AC no reactive limits
BG_RO_CO_00004 | N-1 TIE 400 kV MEDGIDIA SUD - VARNA | [BG-RO] [OPP] TIE 400 kV TINTARENI-KOZLODUI 2 | XKO_TI12 VAECKO11 1 | 1492 | 1890 | -398 | 79 | 1063 | AC no reactive limits
RO-BG_CO_00004 | N-1 TIE 400 kV MEDGIDIA SUD - VARNA | [RO-BG] [OPP] TIE 400 kV TINTARENI-KOZLODUI 2 | RTINTB1 XKO_TI12 1 | 1492 | 1920 | -428 | 78 | -1037 | AC no reactive limits
RO-BG_CO_00004 | N-1 TIE 400 kV MEDGIDIA SUD - VARNA | [RO-BG] [OPP] TIE 400 kV TINTARENI-KOZLODUI 1 | RTINTB1 XKO_TI11 1 | 1492 | 1920 | -428 | 78 | -1037 | AC no reactive limits
RO_RS_CO_00001 | N-1 TIE 400 kV PORTILE DE FIER - DJERDAP | [BG-RO] [OPP] TIE 400 kV TINTARENI-KOZLODUI 2 | XKO_TI12 VAECKO11 1 | 1351 | 1890 | -539 | 71 | 963 | AC no reactive limits
RO_RS_CO_00001 | N-1 TIE 400 kV PORTILE DE FIER - DJERDAP | [BG-RO] [OPP] TIE 400 kV TINTARENI-KOZLODUI 1 | XKO_TI11 VAECKO11 1 | 1351 | 1890 | -539 | 71 | 963 | AC no reactive limits
RO-RS_CO_00001 | N-1 TIE 400 kV Portile de Fier-Djerdap | [RO-BG] [OPP] TIE 400 kV TINTARENI-KOZLODUI 2 | RTINTB1 XKO_TI12 1 | 1351 | 1920 | -569 | 70 | -942 | AC no reactive limits
RO-RS_CO_00001 | N-1 TIE 400 kV Portile de Fier-Djerdap | [RO-BG] [OPP] TIE 400 kV TINTARENI-KOZLODUI 1 | RTINTB1 XKO_TI11 1 | 1351 | 1920 | -569 | 70 | -942 | AC no reactive limits

## 1530
Detailed results
Generated at: | 14/07/2026 22:45:27
Business day: | 2026-07-16
Horizon: | 2DA
Timestamp | 15:30
Border & direction: | South-Romania Importing
Remedial actions | True
Margin satisfied | False
Final step | Reduction
TTC [MW]: | 3594
Loading threshold | 0.7
Limiting CNEC | N-1 TIE 400 kV TINTARENI-KOZLODUI 1/[BG-RO] [OPP] TIE 400 kV TINTARENI-KOZLODUI 2
Applied RAs
Non Costly RAO
CO ID | RA ID | Name of the RA | Usage | Type | Location | Status | Details
Costly RAO
RA RD ID | TSO | Generator Name | Minimum Power [MW] | Maximum Power [MW] | RDP- | RDP+ | P [MW] before RAO | P [MW] after RAO | P0 [MW] | Plimit+ [MW] | Plimit- [MW] | Started up | Shutdown
RO_RA_00116 | RO | RVMAR_5 _generator | 0 | 50 |  |  | 26 | 0 |  | 50 | 0 | FALSE | TRUE
RO_RA_00117 | RO | RGODI_5 _generator | 0 | 114 |  |  | 53 | 0 |  | 114 | 0 | FALSE | TRUE
RO_RA_00120 | RO | RTOPV_5 _generator | 0 | 10 |  |  | 7 | 0 |  | 10 | 0 | FALSE | TRUE
RO_RA_00122 | RO | RVLCE15 _generator | 0 | 55 |  |  | 1 | 0 |  | 55 | 0 | FALSE | TRUE
RO_RA_00123 | RO | RVALD_5 _generator | 0 | 15 |  |  | 0 | 15 |  | 15 | 0 | TRUE | FALSE
RO_RA_00124 | RO | RELAR_5 _generator | 0 | 10 |  |  | 0 | 10 |  | 10 | 0 | TRUE | FALSE
RO_RA_00125 | RO | RAREF_5 _generator | 0 | 10 |  |  | 0 | 10 |  | 10 | 0 | TRUE | FALSE
RO_RA_00126 | RO | RARGS_5 _generator | 0 | 31 |  |  | 1 | 0 |  | 31 | 0 | FALSE | TRUE
RO_RA_00127 | RO | RALBE_5 _generator | 0 | 30 |  |  | 1 | 30 |  | 30 | 0 | FALSE | FALSE
RO_RA_00128 | RO | RCERB_5 _generator | 0 | 15 |  |  | 0 | 15 |  | 15 | 0 | TRUE | FALSE
RO_RA_00130 | RO | RCLNG_5 _generator | 0 | 90 |  |  | 7 | 0 |  | 90 | 0 | FALSE | TRUE
RO_RA_00134 | RO | RSTUP_5 _generator | 0 | 45 |  |  | 3 | 0 |  | 45 | 0 | FALSE | TRUE
RO_RA_00135 | RO | RDAIES5 _generator | 0 | 37 |  |  | 5 | 0 |  | 37 | 0 | FALSE | TRUE
RO_RA_00136 | RO | RVILN_5 _generator | 0 | 46 |  |  | 3 | 0 |  | 46 | 0 | FALSE | TRUE
RO_RA_00137 | RO | RRIUR15 _generator | 0 | 48 |  |  | 7 | 48 |  | 48 | 0 | FALSE | FALSE
RO_RA_00138 | RO | RMARC_5 _generator | 0 | 39 |  |  | 3 | 37 |  | 39 | 0 | FALSE | FALSE
RO_RA_00139 | RO | RIONE_5 _generator | 0 | 38 |  |  | 5 | 0 |  | 38 | 0 | FALSE | TRUE
RO_RA_00140 | RO | RJIBL_5 _generator | 0 | 38 |  |  | 3 | 0 |  | 38 | 0 | FALSE | TRUE
RO_RA_00141 | RO | RZAVI_5 _generator | 0 | 38 |  |  | 5 | 0 |  | 38 | 0 | FALSE | TRUE
RO_RA_00142 | RO | RCHTU_5 _generator | 0 | 74 |  |  | 5 | 74 |  | 74 | 0 | FALSE | FALSE
RO_RA_00143 | RO | RTRAI_5 _generator | 0 | 45 |  |  | 6 | 0 |  | 45 | 0 | FALSE | TRUE
RO_RA_00144 | RO | RHGLOT5 _generator | 0 | 25 |  |  | 2 | 25 |  | 25 | 0 | FALSE | FALSE
RO_RA_00145 | RO | RCHESJ5 _generator | 0 | 50 |  |  | 11 | 0 |  | 50 | 0 | FALSE | TRUE
RO_RA_00146 | RO | RCHEAC5 _generator | 0 | 38 |  |  | 9 | 0 |  | 38 | 0 | FALSE | TRUE
RO_RA_00147 | RO | RCHEST5 _generator | 0 | 26 |  |  | 6 | 0 |  | 26 | 0 | FALSE | TRUE
RO_RA_00148 | RO | RCHEIO5 _generator | 0 | 53 |  |  | 12 | 53 |  | 53 | 0 | FALSE | FALSE
RO_RA_00149 | RO | RCHDO_5 _generator | 0 | 53 |  |  | 12 | 53 |  | 53 | 0 | FALSE | FALSE
RO_RA_00150 | RO | RFRUN_5 _generator | 0 | 53 |  |  | 12 | 0 |  | 53 | 0 | FALSE | TRUE
RO_RA_00151 | RO | RCIZBI5 _generator | 0 | 53 |  |  | 12 | 0 |  | 53 | 0 | FALSE | TRUE
RO_RA_00152 | RO | RRUSA_5 _generator | 0 | 53 |  |  | 12 | 0 |  | 53 | 0 | FALSE | TRUE
RO_RA_00153 | RO | RHCORN5 _generator | 0 | 59 |  |  | 0 | 59 |  | 59 | 0 | TRUE | FALSE
RO_RA_00155 | RO | RUCEA25 _generator | 0 | 32 |  |  | 10 | 0 |  | 32 | 0 | FALSE | TRUE
RO_RA_00156 | RO | RUCEA15 _generator | 0 | 49 |  |  | 18 | 0 |  | 49 | 0 | FALSE | TRUE
RO_RA_00160 | RO | RVADU_5 _generator | 0 | 67 |  |  | 21 | 0 |  | 67 | 0 | FALSE | TRUE
RO_RA_00161 | RO | RIZVO_5 _generator | 0 | 9 |  |  | 1 | 0 |  | 9 | 0 | FALSE | TRUE
RO_RA_00162 | RO | RDUMB_5 _generator | 0 | 23 |  |  | 3 | 0 |  | 23 | 0 | FALSE | TRUE
RO_RA_00163 | RO | RCOST_5 _generator | 0 | 24 |  |  | 3 | 0 |  | 24 | 0 | FALSE | TRUE
RO_RA_00164 | RO | RBUHU_5 _generator | 0 | 13 |  |  | 1 | 0 |  | 13 | 0 | FALSE | TRUE
RO_RA_00165 | RO | RRACO_5 _generator | 0 | 23 |  |  | 8 | 0 |  | 23 | 0 | FALSE | TRUE
RO_RA_00167 | RO | RLILI_5 _generator | 0 | 23 |  |  | 4 | 0 |  | 23 | 0 | FALSE | TRUE
RO_RA_00168 | RO | RBACS_5 _generator | 0 | 98 |  |  | 26 | 0 |  | 98 | 0 | FALSE | TRUE
RO_RA_00169 | RO | RFARA_5 _generator | 0 | 30 |  |  | 7 | 0 |  | 30 | 0 | FALSE | TRUE
RO_RA_00170 | RO | RSISC_5 _generator | 0 | 44 |  |  | 11 | 0 |  | 44 | 0 | FALSE | TRUE
RO_RA_00171 | RO | RMARA_5 _generator | 0 | 46 |  |  | 13 | 0 |  | 46 | 0 | FALSE | TRUE
RO_RA_00172 | RO | RTECU_5 _generator | 0 | 34 |  |  | 8 | 0 |  | 34 | 0 | FALSE | TRUE
RO_RA_00176 | RO | RSEBE_5 _generator | 0 | 55 |  |  | 30 | 0 |  | 55 | 0 | FALSE | TRUE
RO_RA_00181 | RO | RRETE_5 _generator | 0 | 20 |  |  | 6 | 0 |  | 20 | 0 | FALSE | TRUE
RO_RA_00182 | RO | RCIRNA5 _generator | 0 | 29 |  |  | 9 | 0 |  | 29 | 0 | FALSE | TRUE
RO_RA_00183 | RO | RCIRNB5 _generator | 0 | 27 |  |  | 8 | 0 |  | 27 | 0 | FALSE | TRUE
RO_RA_00184 | RO | RHATE_5 _generator | 0 | 52 |  |  | 13 | 0 |  | 52 | 0 | FALSE | TRUE
Non Costly Reduction
CO ID | RA ID | Name of the RA | Usage | Type | Location | Status | Details
Limiting CNECs
CO ID | Name of the CO | Name of the CNE | CNE UCTE branch | Calculated I (A) | I max (PATL) | Margin (A) | Loading (%) | Flow [MW] | LF type
BG_RO_CO_00002 | N-1 TIE 400 kV TINTARENI-KOZLODUI 2 | [BG-RO] [OPP] TIE 400 kV TINTARENI-KOZLODUI 1 | XKO_TI11 VAECKO11 1 | 1885 | 1890 | -5 | 100 | 1344 | AC
BG_RO_CO_00001 | N-1 TIE 400 kV TINTARENI-KOZLODUI 1 | [BG-RO] [OPP] TIE 400 kV TINTARENI-KOZLODUI 2 | XKO_TI12 VAECKO11 1 | 1885 | 1890 | -5 | 100 | 1344 | AC
RO-BG_CO_00001 | N-1 TIE 400 kV TINTARENI-KOZLODUI 1 | [RO-BG] [OPP] TIE 400 kV TINTARENI-KOZLODUI 2 | RTINTB1 XKO_TI12 1 | 1885 | 1920 | -35 | 98 | -1303 | AC
RO-BG_CO_00002 | N-1 TIE 400 kV TINTARENI-KOZLODUI 2 | [RO-BG] [OPP] TIE 400 kV TINTARENI-KOZLODUI 1 | RTINTB1 XKO_TI11 1 | 1885 | 1920 | -35 | 98 | -1303 | AC
RO-BG_CO_00001 | N-1 TIE 400 kV TINTARENI-KOZLODUI 1 | [RO-RS] [OPP] TIE 400 kV Portile de Fier-Djerdap | RPDFE41 XPF_DJ11 1 | 1191 | 1570 | -379 | 76 | -852 | AC
RO-BG_CO_00002 | N-1 TIE 400 kV TINTARENI-KOZLODUI 2 | [RO-RS] [OPP] TIE 400 kV Portile de Fier-Djerdap | RPDFE41 XPF_DJ11 1 | 1191 | 1570 | -379 | 76 | -852 | AC
RO_CO_00020 | N-1 OHL 400 kV Bucuresti Sud - Domnesti | [RO-RO] [DIR] OHL 220 kV Bucuresti Sud - Fundeni c2 | RBUCU22 RFUD222 2 | 643 | 870 | -227 | 74 | 260 | AC
RO_CO_00020 | N-1 OHL 400 kV Bucuresti Sud - Domnesti | [RO-RO] [DIR] OHL 220 kV Bucuresti Sud - Fundeni c1 | RBUC122 RFUD212 1 | 643 | 870 | -227 | 74 | 260 | AC
RO_RS_CO_00001 | N-1 TIE 400 kV PORTILE DE FIER - DJERDAP | [BG-RO] [OPP] TIE 400 kV TINTARENI-KOZLODUI 2 | XKO_TI12 VAECKO11 1 | 1361 | 1890 | -529 | 72 | 970 | AC
RO_RS_CO_00001 | N-1 TIE 400 kV PORTILE DE FIER - DJERDAP | [BG-RO] [OPP] TIE 400 kV TINTARENI-KOZLODUI 1 | XKO_TI11 VAECKO11 1 | 1361 | 1890 | -529 | 72 | 970 | AC
RO_CO_00031 | N-1 OHL 220 kV Resita-Timisoara c2 | [RO-RO] [DIR] OHL 220 kV Resita-Timisoara c1 | RRESI12 RTIMI12 1 | 622 | 870 | -248 | 71 | 252 | AC
RO-RS_CO_00001 | N-1 TIE 400 kV Portile de Fier-Djerdap | [RO-BG] [OPP] TIE 400 kV TINTARENI-KOZLODUI 1 | RTINTB1 XKO_TI11 1 | 1361 | 1920 | -559 | 71 | -949 | AC
RO-RS_CO_00001 | N-1 TIE 400 kV Portile de Fier-Djerdap | [RO-BG] [OPP] TIE 400 kV TINTARENI-KOZLODUI 2 | RTINTB1 XKO_TI12 1 | 1361 | 1920 | -559 | 71 | -949 | AC

## 1630
Detailed results
Generated at: | 14/07/2026 22:45:28
Business day: | 2026-07-16
Horizon: | 2DA
Timestamp | 16:30
Border & direction: | South-Romania Importing
Remedial actions | True
Margin satisfied | False
Final step | Reduction
TTC [MW]: | 3798
Loading threshold | 0.7
Limiting CNEC | N-1 TIE 400 kV TINTARENI-KOZLODUI 2/[BG-RO] [OPP] TIE 400 kV TINTARENI-KOZLODUI 1
Applied RAs
Non Costly RAO
CO ID | RA ID | Name of the RA | Usage | Type | Location | Status | Details
Costly RAO
RA RD ID | TSO | Generator Name | Minimum Power [MW] | Maximum Power [MW] | RDP- | RDP+ | P [MW] before RAO | P [MW] after RAO | P0 [MW] | Plimit+ [MW] | Plimit- [MW] | Started up | Shutdown
RO_RA_00116 | RO | RVMAR_5 _generator | 0 | 50 |  |  | 25 | 0 |  | 50 | 0 | FALSE | TRUE
RO_RA_00117 | RO | RGODI_5 _generator | 0 | 114 |  |  | 53 | 0 |  | 114 | 0 | FALSE | TRUE
RO_RA_00120 | RO | RTOPV_5 _generator | 0 | 10 |  |  | 6 | 0 |  | 10 | 0 | FALSE | TRUE
RO_RA_00122 | RO | RVLCE15 _generator | 0 | 55 |  |  | 1 | 0 |  | 55 | 0 | FALSE | TRUE
RO_RA_00123 | RO | RVALD_5 _generator | 0 | 15 |  |  | 0 | 15 |  | 15 | 0 | TRUE | FALSE
RO_RA_00124 | RO | RELAR_5 _generator | 0 | 10 |  |  | 0 | 10 |  | 10 | 0 | TRUE | FALSE
RO_RA_00125 | RO | RAREF_5 _generator | 0 | 10 |  |  | 0 | 10 |  | 10 | 0 | TRUE | FALSE
RO_RA_00126 | RO | RARGS_5 _generator | 0 | 31 |  |  | 1 | 0 |  | 31 | 0 | FALSE | TRUE
RO_RA_00127 | RO | RALBE_5 _generator | 0 | 30 |  |  | 1 | 30 |  | 30 | 0 | FALSE | FALSE
RO_RA_00128 | RO | RCERB_5 _generator | 0 | 15 |  |  | 0 | 15 |  | 15 | 0 | TRUE | FALSE
RO_RA_00130 | RO | RCLNG_5 _generator | 0 | 90 |  |  | 34 | 0 |  | 90 | 0 | FALSE | TRUE
RO_RA_00134 | RO | RSTUP_5 _generator | 0 | 45 |  |  | 3 | 0 |  | 45 | 0 | FALSE | TRUE
RO_RA_00135 | RO | RDAIES5 _generator | 0 | 37 |  |  | 5 | 0 |  | 37 | 0 | FALSE | TRUE
RO_RA_00136 | RO | RVILN_5 _generator | 0 | 46 |  |  | 3 | 0 |  | 46 | 0 | FALSE | TRUE
RO_RA_00137 | RO | RRIUR15 _generator | 0 | 48 |  |  | 7 | 48 |  | 48 | 0 | FALSE | FALSE
RO_RA_00138 | RO | RMARC_5 _generator | 0 | 39 |  |  | 3 | 39 |  | 39 | 0 | FALSE | FALSE
RO_RA_00139 | RO | RIONE_5 _generator | 0 | 38 |  |  | 5 | 0 |  | 38 | 0 | FALSE | TRUE
RO_RA_00140 | RO | RJIBL_5 _generator | 0 | 38 |  |  | 3 | 0 |  | 38 | 0 | FALSE | TRUE
RO_RA_00141 | RO | RZAVI_5 _generator | 0 | 38 |  |  | 5 | 0 |  | 38 | 0 | FALSE | TRUE
RO_RA_00142 | RO | RCHTU_5 _generator | 0 | 74 |  |  | 5 | 74 |  | 74 | 0 | FALSE | FALSE
RO_RA_00143 | RO | RTRAI_5 _generator | 0 | 45 |  |  | 6 | 38 |  | 45 | 0 | FALSE | FALSE
RO_RA_00144 | RO | RHGLOT5 _generator | 0 | 25 |  |  | 2 | 25 |  | 25 | 0 | FALSE | FALSE
RO_RA_00145 | RO | RCHESJ5 _generator | 0 | 50 |  |  | 11 | 0 |  | 50 | 0 | FALSE | TRUE
RO_RA_00146 | RO | RCHEAC5 _generator | 0 | 38 |  |  | 9 | 0 |  | 38 | 0 | FALSE | TRUE
RO_RA_00147 | RO | RCHEST5 _generator | 0 | 26 |  |  | 6 | 0 |  | 26 | 0 | FALSE | TRUE
RO_RA_00148 | RO | RCHEIO5 _generator | 0 | 53 |  |  | 12 | 53 |  | 53 | 0 | FALSE | FALSE
RO_RA_00149 | RO | RCHDO_5 _generator | 0 | 53 |  |  | 12 | 53 |  | 53 | 0 | FALSE | FALSE
RO_RA_00150 | RO | RFRUN_5 _generator | 0 | 53 |  |  | 12 | 0 |  | 53 | 0 | FALSE | TRUE
RO_RA_00151 | RO | RCIZBI5 _generator | 0 | 53 |  |  | 12 | 0 |  | 53 | 0 | FALSE | TRUE
RO_RA_00152 | RO | RRUSA_5 _generator | 0 | 53 |  |  | 12 | 0 |  | 53 | 0 | FALSE | TRUE
RO_RA_00153 | RO | RHCORN5 _generator | 0 | 59 |  |  | 0 | 59 |  | 59 | 0 | TRUE | FALSE
RO_RA_00155 | RO | RUCEA25 _generator | 0 | 32 |  |  | 8 | 0 |  | 32 | 0 | FALSE | TRUE
RO_RA_00156 | RO | RUCEA15 _generator | 0 | 49 |  |  | 14 | 0 |  | 49 | 0 | FALSE | TRUE
RO_RA_00159 | RO | RSTEJ25 _generator | 0 | 32 |  |  | 23 | 0 |  | 32 | 0 | FALSE | TRUE
RO_RA_00160 | RO | RVADU_5 _generator | 0 | 67 |  |  | 21 | 0 |  | 67 | 0 | FALSE | TRUE
RO_RA_00161 | RO | RIZVO_5 _generator | 0 | 9 |  |  | 1 | 0 |  | 9 | 0 | FALSE | TRUE
RO_RA_00162 | RO | RDUMB_5 _generator | 0 | 23 |  |  | 3 | 0 |  | 23 | 0 | FALSE | TRUE
RO_RA_00163 | RO | RCOST_5 _generator | 0 | 24 |  |  | 3 | 0 |  | 24 | 0 | FALSE | TRUE
RO_RA_00164 | RO | RBUHU_5 _generator | 0 | 13 |  |  | 1 | 0 |  | 13 | 0 | FALSE | TRUE
RO_RA_00165 | RO | RRACO_5 _generator | 0 | 23 |  |  | 8 | 0 |  | 23 | 0 | FALSE | TRUE
RO_RA_00167 | RO | RLILI_5 _generator | 0 | 23 |  |  | 4 | 0 |  | 23 | 0 | FALSE | TRUE
RO_RA_00168 | RO | RBACS_5 _generator | 0 | 98 |  |  | 26 | 0 |  | 98 | 0 | FALSE | TRUE
RO_RA_00169 | RO | RFARA_5 _generator | 0 | 30 |  |  | 7 | 0 |  | 30 | 0 | FALSE | TRUE
RO_RA_00170 | RO | RSISC_5 _generator | 0 | 44 |  |  | 11 | 0 |  | 44 | 0 | FALSE | TRUE
RO_RA_00171 | RO | RMARA_5 _generator | 0 | 46 |  |  | 12 | 0 |  | 46 | 0 | FALSE | TRUE
RO_RA_00172 | RO | RTECU_5 _generator | 0 | 34 |  |  | 8 | 0 |  | 34 | 0 | FALSE | TRUE
RO_RA_00176 | RO | RSEBE_5 _generator | 0 | 55 |  |  | 29 | 0 |  | 55 | 0 | FALSE | TRUE
RO_RA_00181 | RO | RRETE_5 _generator | 0 | 20 |  |  | 6 | 0 |  | 20 | 0 | FALSE | TRUE
RO_RA_00182 | RO | RCIRNA5 _generator | 0 | 29 |  |  | 9 | 0 |  | 29 | 0 | FALSE | TRUE
RO_RA_00183 | RO | RCIRNB5 _generator | 0 | 27 |  |  | 8 | 0 |  | 27 | 0 | FALSE | TRUE
RO_RA_00184 | RO | RHATE_5 _generator | 0 | 52 |  |  | 13 | 0 |  | 52 | 0 | FALSE | TRUE
Non Costly Reduction
CO ID | RA ID | Name of the RA | Usage | Type | Location | Status | Details
Limiting CNECs
CO ID | Name of the CO | Name of the CNE | CNE UCTE branch | Calculated I (A) | I max (PATL) | Margin (A) | Loading (%) | Flow [MW] | LF type
BG_RO_CO_00002 | N-1 TIE 400 kV TINTARENI-KOZLODUI 2 | [BG-RO] [OPP] TIE 400 kV TINTARENI-KOZLODUI 1 | XKO_TI11 VAECKO11 1 | 1885 | 1890 | -5 | 100 | 1343 | AC
BG_RO_CO_00001 | N-1 TIE 400 kV TINTARENI-KOZLODUI 1 | [BG-RO] [OPP] TIE 400 kV TINTARENI-KOZLODUI 2 | XKO_TI12 VAECKO11 1 | 1885 | 1890 | -5 | 100 | 1343 | AC
RO-BG_CO_00002 | N-1 TIE 400 kV TINTARENI-KOZLODUI 2 | [RO-BG] [OPP] TIE 400 kV TINTARENI-KOZLODUI 1 | RTINTB1 XKO_TI11 1 | 1885 | 1920 | -35 | 98 | -1303 | AC
RO-BG_CO_00001 | N-1 TIE 400 kV TINTARENI-KOZLODUI 1 | [RO-BG] [OPP] TIE 400 kV TINTARENI-KOZLODUI 2 | RTINTB1 XKO_TI12 1 | 1885 | 1920 | -35 | 98 | -1303 | AC
RO-BG_CO_00002 | N-1 TIE 400 kV TINTARENI-KOZLODUI 2 | [RO-RS] [OPP] TIE 400 kV Portile de Fier-Djerdap | RPDFE41 XPF_DJ11 1 | 1342 | 1570 | -228 | 86 | -961 | AC
RO-BG_CO_00001 | N-1 TIE 400 kV TINTARENI-KOZLODUI 1 | [RO-RS] [OPP] TIE 400 kV Portile de Fier-Djerdap | RPDFE41 XPF_DJ11 1 | 1342 | 1570 | -228 | 86 | -961 | AC
RO-UA_CO_00001 | N-1 TIE 400 kV Rosiori-Mukacevo | [RO-RS] [OPP] TIE 400 kV Portile de Fier-Djerdap | RPDFE41 XPF_DJ11 1 | 1214 | 1570 | -356 | 77 | -868 | AC
RO-HU_CO_00001 | N-1 TIE 400 kV Arad-Sandorfalva | [RO-RS] [OPP] TIE 400 kV Portile de Fier-Djerdap | RPDFE41 XPF_DJ11 1 | 1212 | 1570 | -358 | 77 | -867 | AC
RO_CO_00020 | N-1 OHL 400 kV Bucuresti Sud - Domnesti | [RO-RO] [DIR] OHL 220 kV Bucuresti Sud - Fundeni c1 | RBUC122 RFUD212 1 | 670 | 870 | -200 | 77 | 270 | AC
RO_CO_00020 | N-1 OHL 400 kV Bucuresti Sud - Domnesti | [RO-RO] [DIR] OHL 220 kV Bucuresti Sud - Fundeni c2 | RBUCU22 RFUD222 2 | 670 | 870 | -200 | 77 | 270 | AC
RO_CO_00002 | N-1 OHL 400 kV Mintia-Arad | [RO-RS] [OPP] TIE 400 kV Portile de Fier-Djerdap | RPDFE41 XPF_DJ11 1 | 1203 | 1570 | -367 | 77 | -860 | AC
RO-RS_CO_00003 | N-1 TIE 400 kV Resita-Pancevo c2 | [RO-RS] [OPP] TIE 400 kV Portile de Fier-Djerdap | RPDFE41 XPF_DJ11 1 | 1197 | 1570 | -373 | 76 | -856 | AC
RO-RS_CO_00004 | N-1 TIE 400 kV Resita-Pancevo c1 | [RO-RS] [OPP] TIE 400 kV Portile de Fier-Djerdap | RPDFE41 XPF_DJ11 1 | 1197 | 1570 | -373 | 76 | -856 | AC
RO-HU_CO_00002 | N-1 TIE 400 kV Nadab-Bekescsaba | [RO-RS] [OPP] TIE 400 kV Portile de Fier-Djerdap | RPDFE41 XPF_DJ11 1 | 1195 | 1570 | -375 | 76 | -854 | AC
RO_CO_00027 | N-1 TRA 400/220 kV AT3 Arad | [RO-RS] [OPP] TIE 400 kV Portile de Fier-Djerdap | RPDFE41 XPF_DJ11 1 | 1176 | 1570 | -394 | 75 | -841 | AC
Base case | Base case | [RO-RS] [OPP] TIE 400 kV Portile de Fier-Djerdap | RPDFE41 XPF_DJ11 1 | 1172 | 1570 | -398 | 75 | -838 | AC
RO_CO_00031 | N-1 OHL 220 kV Resita-Timisoara c2 | [RO-RO] [DIR] OHL 220 kV Resita-Timisoara c1 | RRESI12 RTIMI12 1 | 646 | 870 | -224 | 74 | 263 | AC
RO_RS_CO_00001 | N-1 TIE 400 kV PORTILE DE FIER - DJERDAP | [BG-RO] [OPP] TIE 400 kV TINTARENI-KOZLODUI 2 | XKO_TI12 VAECKO11 1 | 1393 | 1890 | -497 | 74 | 993 | AC
RO_RS_CO_00001 | N-1 TIE 400 kV PORTILE DE FIER - DJERDAP | [BG-RO] [OPP] TIE 400 kV TINTARENI-KOZLODUI 1 | XKO_TI11 VAECKO11 1 | 1393 | 1890 | -497 | 74 | 993 | AC
RO_CO_00029 | N-1 OHL 220 kV Resita-Timisoara 1&2 | [RO-RS] [OPP] TIE 400 kV Portile de Fier-Djerdap | RPDFE41 XPF_DJ11 1 | 1144 | 1570 | -426 | 73 | -818 | AC
RO-RS_CO_00001 | N-1 TIE 400 kV Portile de Fier-Djerdap | [RO-BG] [OPP] TIE 400 kV TINTARENI-KOZLODUI 1 | RTINTB1 XKO_TI11 1 | 1393 | 1920 | -527 | 73 | -971 | AC
RO-RS_CO_00001 | N-1 TIE 400 kV Portile de Fier-Djerdap | [RO-BG] [OPP] TIE 400 kV TINTARENI-KOZLODUI 2 | RTINTB1 XKO_TI12 1 | 1393 | 1920 | -527 | 73 | -971 | AC

## 1730
Detailed results
Generated at: | 14/07/2026 22:45:28
Business day: | 2026-07-16
Horizon: | 2DA
Timestamp | 17:30
Border & direction: | South-Romania Importing
Remedial actions | False
Margin satisfied | True
Final step | Margin Calculation
TTC [MW]: | 3674.39
Loading threshold | 0.7
Limiting CNEC | N-1 TIE 400 kV TINTARENI-KOZLODUI 2/[RO-RS] [OPP] TIE 400 kV Portile de Fier-Djerdap
Applied RAs
Non Costly RAO
CO ID | RA ID | Name of the RA | Usage | Type | Location | Status | Details
Costly RAO
RA RD ID | TSO | Generator Name | Minimum Power [MW] | Maximum Power [MW] | RDP- | RDP+ | P [MW] before RAO | P [MW] after RAO | P0 [MW] | Plimit+ [MW] | Plimit- [MW] | Started up | Shutdown
Non Costly Reduction
CO ID | RA ID | Name of the RA | Usage | Type | Location | Status | Details
Limiting CNECs
CO ID | Name of the CO | Name of the CNE | CNE UCTE branch | Calculated I (A) | I max (PATL) | Margin (A) | Loading (%) | Flow [MW] | LF type
RO-BG_CO_00001 | N-1 TIE 400 kV TINTARENI-KOZLODUI 1 | [RO-RS] [OPP] TIE 400 kV Portile de Fier-Djerdap | RPDFE41 XPF_DJ11 1 | 1560 | 1570 | -10 | 99 | -1117 | AC
RO-BG_CO_00002 | N-1 TIE 400 kV TINTARENI-KOZLODUI 2 | [RO-RS] [OPP] TIE 400 kV Portile de Fier-Djerdap | RPDFE41 XPF_DJ11 1 | 1560 | 1570 | -10 | 99 | -1117 | AC
RO-UA_CO_00001 | N-1 TIE 400 kV Rosiori-Mukacevo | [RO-RS] [OPP] TIE 400 kV Portile de Fier-Djerdap | RPDFE41 XPF_DJ11 1 | 1481 | 1570 | -89 | 94 | -1060 | AC
RO-HU_CO_00001 | N-1 TIE 400 kV Arad-Sandorfalva | [RO-RS] [OPP] TIE 400 kV Portile de Fier-Djerdap | RPDFE41 XPF_DJ11 1 | 1462 | 1570 | -108 | 93 | -1047 | AC
RO_CO_00002 | N-1 OHL 400 kV Mintia-Arad | [RO-RS] [OPP] TIE 400 kV Portile de Fier-Djerdap | RPDFE41 XPF_DJ11 1 | 1460 | 1570 | -110 | 93 | -1046 | AC
RO-HU_CO_00002 | N-1 TIE 400 kV Nadab-Bekescsaba | [RO-RS] [OPP] TIE 400 kV Portile de Fier-Djerdap | RPDFE41 XPF_DJ11 1 | 1435 | 1570 | -135 | 91 | -1028 | AC
RO-RS_CO_00003 | N-1 TIE 400 kV Resita-Pancevo c2 | [RO-RS] [OPP] TIE 400 kV Portile de Fier-Djerdap | RPDFE41 XPF_DJ11 1 | 1434 | 1570 | -136 | 91 | -1027 | AC
RO-RS_CO_00004 | N-1 TIE 400 kV Resita-Pancevo c1 | [RO-RS] [OPP] TIE 400 kV Portile de Fier-Djerdap | RPDFE41 XPF_DJ11 1 | 1434 | 1570 | -136 | 91 | -1027 | AC
BG_RO_CO_00002 | N-1 TIE 400 kV TINTARENI-KOZLODUI 2 | [BG-RO] [OPP] TIE 400 kV TINTARENI-KOZLODUI 1 | XKO_TI11 VAECKO11 1 | 1716 | 1890 | -174 | 91 | 1223 | AC
BG_RO_CO_00001 | N-1 TIE 400 kV TINTARENI-KOZLODUI 1 | [BG-RO] [OPP] TIE 400 kV TINTARENI-KOZLODUI 2 | XKO_TI12 VAECKO11 1 | 1716 | 1890 | -174 | 91 | 1223 | AC
RO_CO_00027 | N-1 TRA 400/220 kV AT3 Arad | [RO-RS] [OPP] TIE 400 kV Portile de Fier-Djerdap | RPDFE41 XPF_DJ11 1 | 1412 | 1570 | -158 | 90 | -1011 | AC
RO-BG_CO_00001 | N-1 TIE 400 kV TINTARENI-KOZLODUI 1 | [RO-BG] [OPP] TIE 400 kV TINTARENI-KOZLODUI 2 | RTINTB1 XKO_TI12 1 | 1716 | 1920 | -204 | 89 | -1189 | AC
RO-BG_CO_00002 | N-1 TIE 400 kV TINTARENI-KOZLODUI 2 | [RO-BG] [OPP] TIE 400 kV TINTARENI-KOZLODUI 1 | RTINTB1 XKO_TI11 1 | 1716 | 1920 | -204 | 89 | -1189 | AC
Base case | Base case | [RO-RS] [OPP] TIE 400 kV Portile de Fier-Djerdap | RPDFE41 XPF_DJ11 1 | 1403 | 1570 | -167 | 89 | -1004 | AC
RO_CO_00029 | N-1 OHL 220 kV Resita-Timisoara 1&2 | [RO-RS] [OPP] TIE 400 kV Portile de Fier-Djerdap | RPDFE41 XPF_DJ11 1 | 1378 | 1570 | -192 | 88 | -986 | AC
RO_CO_00001 | N-1 OHL 220 kV Portile de Fier-Resita 1&2 | [RO-RS] [OPP] TIE 400 kV Portile de Fier-Djerdap | RPDFE41 XPF_DJ11 1 | 1343 | 1570 | -227 | 86 | -961 | AC
RO_CO_00052 | N-1 OHL 400 kV Sofia Zapad -Nis | [RO-RS] [OPP] TIE 400 kV Portile de Fier-Djerdap | RPDFE41 XPF_DJ11 1 | 1336 | 1570 | -234 | 85 | -956 | AC
RO-MD_CO_00001 | N-1 TIE 400 kV Isaccea - Vulcanesti | [RO-RS] [OPP] TIE 400 kV Portile de Fier-Djerdap | RPDFE41 XPF_DJ11 1 | 1326 | 1570 | -244 | 84 | -949 | AC
RO_CO_00009 | N-1 OHL 400 kV Iernut-Sibiu Sud | [RO-RO] [DIR] TRA 400/220 kV AT Rosiori | RROS241 RROSI22 2 | 793 | 999 | -206 | 79 | 309 | AC
Base case | Base case | [RO-RO] [DIR] TRA 400/220 kV AT Rosiori | RROS241 RROSI22 2 | 779 | 999 | -220 | 78 | 303 | AC
RO_RS_CO_00001 | N-1 TIE 400 kV PORTILE DE FIER - DJERDAP | [BG-RO] [OPP] TIE 400 kV TINTARENI-KOZLODUI 2 | XKO_TI12 VAECKO11 1 | 1337 | 1890 | -553 | 71 | 953 | AC
RO_RS_CO_00001 | N-1 TIE 400 kV PORTILE DE FIER - DJERDAP | [BG-RO] [OPP] TIE 400 kV TINTARENI-KOZLODUI 1 | XKO_TI11 VAECKO11 1 | 1337 | 1890 | -553 | 71 | 953 | AC
RO_CO_00031 | N-1 OHL 220 kV Resita-Timisoara c2 | [RO-RO] [DIR] OHL 220 kV Resita-Timisoara c1 | RRESI12 RTIMI12 1 | 610 | 870 | -260 | 70 | 249 | AC

## 1830
Detailed results
Generated at: | 14/07/2026 22:45:28
Business day: | 2026-07-16
Horizon: | 2DA
Timestamp | 18:30
Border & direction: | South-Romania Importing
Remedial actions | False
Margin satisfied | True
Final step | Margin Calculation
TTC [MW]: | 3632.88
Loading threshold | 0.7
Limiting CNEC | N-1 TIE 400 kV TINTARENI-KOZLODUI 2/[BG-RO] [OPP] TIE 400 kV TINTARENI-KOZLODUI 1
Applied RAs
Non Costly RAO
CO ID | RA ID | Name of the RA | Usage | Type | Location | Status | Details
Costly RAO
RA RD ID | TSO | Generator Name | Minimum Power [MW] | Maximum Power [MW] | RDP- | RDP+ | P [MW] before RAO | P [MW] after RAO | P0 [MW] | Plimit+ [MW] | Plimit- [MW] | Started up | Shutdown
Non Costly Reduction
CO ID | RA ID | Name of the RA | Usage | Type | Location | Status | Details
Limiting CNECs
CO ID | Name of the CO | Name of the CNE | CNE UCTE branch | Calculated I (A) | I max (PATL) | Margin (A) | Loading (%) | Flow [MW] | LF type
BG_RO_CO_00002 | N-1 TIE 400 kV TINTARENI-KOZLODUI 2 | [BG-RO] [OPP] TIE 400 kV TINTARENI-KOZLODUI 1 | XKO_TI11 VAECKO11 1 | 1814 | 1890 | -76 | 96 | 1293 | AC
BG_RO_CO_00001 | N-1 TIE 400 kV TINTARENI-KOZLODUI 1 | [BG-RO] [OPP] TIE 400 kV TINTARENI-KOZLODUI 2 | XKO_TI12 VAECKO11 1 | 1814 | 1890 | -76 | 96 | 1293 | AC
RO-BG_CO_00001 | N-1 TIE 400 kV TINTARENI-KOZLODUI 1 | [RO-BG] [OPP] TIE 400 kV TINTARENI-KOZLODUI 2 | RTINTB1 XKO_TI12 1 | 1814 | 1920 | -106 | 94 | -1255 | AC
RO-BG_CO_00002 | N-1 TIE 400 kV TINTARENI-KOZLODUI 2 | [RO-BG] [OPP] TIE 400 kV TINTARENI-KOZLODUI 1 | RTINTB1 XKO_TI11 1 | 1814 | 1920 | -106 | 94 | -1255 | AC
RO-BG_CO_00001 | N-1 TIE 400 kV TINTARENI-KOZLODUI 1 | [RO-RS] [OPP] TIE 400 kV Portile de Fier-Djerdap | RPDFE41 XPF_DJ11 1 | 1356 | 1570 | -214 | 86 | -971 | AC
RO-BG_CO_00002 | N-1 TIE 400 kV TINTARENI-KOZLODUI 2 | [RO-RS] [OPP] TIE 400 kV Portile de Fier-Djerdap | RPDFE41 XPF_DJ11 1 | 1356 | 1570 | -214 | 86 | -971 | AC
RO_CO_00031 | N-1 OHL 220 kV Resita-Timisoara c2 | [RO-RO] [DIR] OHL 220 kV Resita-Timisoara c1 | RRESI12 RTIMI12 1 | 700 | 870 | -170 | 80 | 284 | AC
RO-UA_CO_00001 | N-1 TIE 400 kV Rosiori-Mukacevo | [RO-RS] [OPP] TIE 400 kV Portile de Fier-Djerdap | RPDFE41 XPF_DJ11 1 | 1247 | 1570 | -323 | 79 | -892 | AC
RO-HU_CO_00001 | N-1 TIE 400 kV Arad-Sandorfalva | [RO-RS] [OPP] TIE 400 kV Portile de Fier-Djerdap | RPDFE41 XPF_DJ11 1 | 1244 | 1570 | -326 | 79 | -890 | AC
RO_CO_00002 | N-1 OHL 400 kV Mintia-Arad | [RO-RS] [OPP] TIE 400 kV Portile de Fier-Djerdap | RPDFE41 XPF_DJ11 1 | 1233 | 1570 | -337 | 79 | -882 | AC
RO-RS_CO_00003 | N-1 TIE 400 kV Resita-Pancevo c2 | [RO-RS] [OPP] TIE 400 kV Portile de Fier-Djerdap | RPDFE41 XPF_DJ11 1 | 1221 | 1570 | -349 | 78 | -873 | AC
RO-RS_CO_00004 | N-1 TIE 400 kV Resita-Pancevo c1 | [RO-RS] [OPP] TIE 400 kV Portile de Fier-Djerdap | RPDFE41 XPF_DJ11 1 | 1221 | 1570 | -349 | 78 | -873 | AC
RO-HU_CO_00002 | N-1 TIE 400 kV Nadab-Bekescsaba | [RO-RS] [OPP] TIE 400 kV Portile de Fier-Djerdap | RPDFE41 XPF_DJ11 1 | 1213 | 1570 | -357 | 77 | -868 | AC
RO_CO_00027 | N-1 TRA 400/220 kV AT3 Arad | [RO-RS] [OPP] TIE 400 kV Portile de Fier-Djerdap | RPDFE41 XPF_DJ11 1 | 1197 | 1570 | -373 | 76 | -856 | AC
Base case | Base case | [RO-RS] [OPP] TIE 400 kV Portile de Fier-Djerdap | RPDFE41 XPF_DJ11 1 | 1192 | 1570 | -378 | 76 | -853 | AC
RO_CO_00029 | N-1 OHL 220 kV Resita-Timisoara 1&2 | [RO-RS] [OPP] TIE 400 kV Portile de Fier-Djerdap | RPDFE41 XPF_DJ11 1 | 1164 | 1570 | -406 | 74 | -832 | AC
RO_CO_00020 | N-1 OHL 400 kV Bucuresti Sud - Domnesti | [RO-RO] [DIR] OHL 220 kV Bucuresti Sud - Fundeni c1 | RBUC122 RFUD212 1 | 638 | 870 | -232 | 73 | 257 | AC
RO_CO_00020 | N-1 OHL 400 kV Bucuresti Sud - Domnesti | [RO-RO] [DIR] OHL 220 kV Bucuresti Sud - Fundeni c2 | RBUCU22 RFUD222 2 | 638 | 870 | -232 | 73 | 257 | AC
RO_CO_00001 | N-1 OHL 220 kV Portile de Fier-Resita 1&2 | [RO-RS] [OPP] TIE 400 kV Portile de Fier-Djerdap | RPDFE41 XPF_DJ11 1 | 1137 | 1570 | -433 | 72 | -813 | AC
RO_RS_CO_00001 | N-1 TIE 400 kV PORTILE DE FIER - DJERDAP | [BG-RO] [OPP] TIE 400 kV TINTARENI-KOZLODUI 1 | XKO_TI11 VAECKO11 1 | 1354 | 1890 | -536 | 72 | 965 | AC
RO_RS_CO_00001 | N-1 TIE 400 kV PORTILE DE FIER - DJERDAP | [BG-RO] [OPP] TIE 400 kV TINTARENI-KOZLODUI 2 | XKO_TI12 VAECKO11 1 | 1354 | 1890 | -536 | 72 | 965 | AC
RO_CO_00052 | N-1 OHL 400 kV Sofia Zapad -Nis | [RO-RS] [OPP] TIE 400 kV Portile de Fier-Djerdap | RPDFE41 XPF_DJ11 1 | 1116 | 1570 | -454 | 71 | -797 | AC
RO-RS_CO_00001 | N-1 TIE 400 kV Portile de Fier-Djerdap | [RO-BG] [OPP] TIE 400 kV TINTARENI-KOZLODUI 1 | RTINTB1 XKO_TI11 1 | 1354 | 1920 | -566 | 71 | -944 | AC
RO-RS_CO_00001 | N-1 TIE 400 kV Portile de Fier-Djerdap | [RO-BG] [OPP] TIE 400 kV TINTARENI-KOZLODUI 2 | RTINTB1 XKO_TI12 1 | 1354 | 1920 | -566 | 71 | -944 | AC

## 1930
Detailed results
Generated at: | 14/07/2026 22:45:28
Business day: | 2026-07-16
Horizon: | 2DA
Timestamp | 19:30
Border & direction: | South-Romania Importing
Remedial actions | False
Margin satisfied | True
Final step | Margin Calculation
TTC [MW]: | 3327.34
Loading threshold | 0.7
Limiting CNEC | N-1 TIE 400 kV TINTARENI-KOZLODUI 2/[BG-RO] [OPP] TIE 400 kV TINTARENI-KOZLODUI 1
Applied RAs
Non Costly RAO
CO ID | RA ID | Name of the RA | Usage | Type | Location | Status | Details
Costly RAO
RA RD ID | TSO | Generator Name | Minimum Power [MW] | Maximum Power [MW] | RDP- | RDP+ | P [MW] before RAO | P [MW] after RAO | P0 [MW] | Plimit+ [MW] | Plimit- [MW] | Started up | Shutdown
Non Costly Reduction
CO ID | RA ID | Name of the RA | Usage | Type | Location | Status | Details
Limiting CNECs
CO ID | Name of the CO | Name of the CNE | CNE UCTE branch | Calculated I (A) | I max (PATL) | Margin (A) | Loading (%) | Flow [MW] | LF type
BG_RO_CO_00002 | N-1 TIE 400 kV TINTARENI-KOZLODUI 2 | [BG-RO] [OPP] TIE 400 kV TINTARENI-KOZLODUI 1 | XKO_TI11 VAECKO11 1 | 1816 | 1890 | -74 | 96 | 1294 | AC
BG_RO_CO_00001 | N-1 TIE 400 kV TINTARENI-KOZLODUI 1 | [BG-RO] [OPP] TIE 400 kV TINTARENI-KOZLODUI 2 | XKO_TI12 VAECKO11 1 | 1816 | 1890 | -74 | 96 | 1294 | AC
RO-BG_CO_00002 | N-1 TIE 400 kV TINTARENI-KOZLODUI 2 | [RO-BG] [OPP] TIE 400 kV TINTARENI-KOZLODUI 1 | RTINTB1 XKO_TI11 1 | 1816 | 1920 | -104 | 95 | -1256 | AC
RO-BG_CO_00001 | N-1 TIE 400 kV TINTARENI-KOZLODUI 1 | [RO-BG] [OPP] TIE 400 kV TINTARENI-KOZLODUI 2 | RTINTB1 XKO_TI12 1 | 1816 | 1920 | -104 | 95 | -1256 | AC

## 2030
Detailed results
Generated at: | 14/07/2026 22:45:28
Business day: | 2026-07-16
Horizon: | 2DA
Timestamp | 20:30
Border & direction: | South-Romania Importing
Remedial actions | False
Margin satisfied | False
Final step | Adjustment
TTC [MW]: | 3183.07
Loading threshold | 0.7
Limiting CNEC | N-1 TIE 400 kV TINTARENI-KOZLODUI 1/[BG-RO] [OPP] TIE 400 kV TINTARENI-KOZLODUI 2
Applied RAs
Non Costly RAO
CO ID | RA ID | Name of the RA | Usage | Type | Location | Status | Details
Costly RAO
RA RD ID | TSO | Generator Name | Minimum Power [MW] | Maximum Power [MW] | RDP- | RDP+ | P [MW] before RAO | P [MW] after RAO | P0 [MW] | Plimit+ [MW] | Plimit- [MW] | Started up | Shutdown
Non Costly Reduction
CO ID | RA ID | Name of the RA | Usage | Type | Location | Status | Details
Limiting CNECs
CO ID | Name of the CO | Name of the CNE | CNE UCTE branch | Calculated I (A) | I max (PATL) | Margin (A) | Loading (%) | Flow [MW] | LF type
BG_RO_CO_00002 | N-1 TIE 400 kV TINTARENI-KOZLODUI 2 | [BG-RO] [OPP] TIE 400 kV TINTARENI-KOZLODUI 1 | XKO_TI11 VAECKO11 1 | 1840 | 1890 | -50 | 97 | 1295 | AC
BG_RO_CO_00001 | N-1 TIE 400 kV TINTARENI-KOZLODUI 1 | [BG-RO] [OPP] TIE 400 kV TINTARENI-KOZLODUI 2 | XKO_TI12 VAECKO11 1 | 1840 | 1890 | -50 | 97 | 1295 | AC
RO-BG_CO_00001 | N-1 TIE 400 kV TINTARENI-KOZLODUI 1 | [RO-BG] [OPP] TIE 400 kV TINTARENI-KOZLODUI 2 | RTINTB1 XKO_TI12 1 | 1840 | 1920 | -80 | 96 | -1256 | AC
RO-BG_CO_00002 | N-1 TIE 400 kV TINTARENI-KOZLODUI 2 | [RO-BG] [OPP] TIE 400 kV TINTARENI-KOZLODUI 1 | RTINTB1 XKO_TI11 1 | 1840 | 1920 | -80 | 96 | -1256 | AC

## 2130
Detailed results
Generated at: | 14/07/2026 22:45:28
Business day: | 2026-07-16
Horizon: | 2DA
Timestamp | 21:30
Border & direction: | South-Romania Importing
Remedial actions | True
Margin satisfied | False
Final step | RAO
TTC [MW]: | 3354
Loading threshold | 0.7
Limiting CNEC | N-1 TIE 400 kV TINTARENI-KOZLODUI 2/[BG-RO] [OPP] TIE 400 kV TINTARENI-KOZLODUI 1
Applied RAs
Non Costly RAO
CO ID | RA ID | Name of the RA | Usage | Type | Location | Status | Details
Costly RAO
RA RD ID | TSO | Generator Name | Minimum Power [MW] | Maximum Power [MW] | RDP- | RDP+ | P [MW] before RAO | P [MW] after RAO | P0 [MW] | Plimit+ [MW] | Plimit- [MW] | Started up | Shutdown
RO_RA_00105 | RO | RROVI31 _generator | 0 | 310 |  |  | 86 | 18 |  | 310 | 1 | FALSE | FALSE
RO_RA_00108 | RO | RTURC51 _generator | 0 | 300 |  |  | 78 | 300 |  | 300 | 1 | FALSE | FALSE
RO_RA_00110 | RO | RIERN22 _generator | 0 | 200 |  |  | 54 | 1 |  | 200 | 1 | FALSE | FALSE
RO_RA_00112 | RO | RBRZ241 _generator | 0 | 313 |  |  | 56 | 1 |  | 313 | 1 | FALSE | FALSE
RO_RA_00113 | RO | RBRAZ22 _generator | 0 | 280 |  |  | 83 | 1 |  | 280 | 1 | FALSE | FALSE
RO_RA_00114 | RO | RPDF222 _generator | 0 | 580 |  |  | 50 | 0 |  | 580 | 0 | FALSE | TRUE
RO_RA_00115 | RO | RPDF212 _generator | 0 | 389 |  |  | 36 | 0 |  | 389 | 0 | FALSE | TRUE
RO_RA_00116 | RO | RVMAR_5 _generator | 0 | 50 |  |  | 26 | 0 |  | 50 | 0 | FALSE | TRUE
RO_RA_00121 | RO | RFMEP_5 _generator | 0 | 14 |  |  | 1 | 0 |  | 14 | 0 | FALSE | TRUE
RO_RA_00122 | RO | RVLCE15 _generator | 0 | 55 |  |  | 3 | 0 |  | 55 | 0 | FALSE | TRUE
RO_RA_00123 | RO | RVALD_5 _generator | 0 | 15 |  |  | 1 | 0 |  | 15 | 0 | FALSE | TRUE
RO_RA_00125 | RO | RAREF_5 _generator | 0 | 10 |  |  | 1 | 0 |  | 10 | 0 | FALSE | TRUE
RO_RA_00126 | RO | RARGS_5 _generator | 0 | 31 |  |  | 2 | 0 |  | 31 | 0 | FALSE | TRUE
RO_RA_00127 | RO | RALBE_5 _generator | 0 | 30 |  |  | 2 | 0 |  | 30 | 0 | FALSE | TRUE
RO_RA_00128 | RO | RCERB_5 _generator | 0 | 15 |  |  | 1 | 0 |  | 15 | 0 | FALSE | TRUE
RO_RA_00129 | RO | RVLCE25 _generator | 0 | 12 |  |  | 1 | 0 |  | 12 | 0 | FALSE | TRUE
RO_RA_00130 | RO | RCLNG_5 _generator | 0 | 90 |  |  | 72 | 0 |  | 90 | 0 | FALSE | TRUE
RO_RA_00131 | RO | RLOTR22 _generator | 0 | 170 |  |  | 55 | 0 |  | 170 | 0 | FALSE | TRUE
RO_RA_00132 | RO | RLOT212 _generator | 0 | 340 |  |  | 49 | 0 |  | 340 | 0 | FALSE | TRUE
RO_RA_00133 | RO | RBRDS25 _generator | 0 | 118 |  |  | 1 | 0 |  | 118 | 0 | FALSE | TRUE
RO_RA_00134 | RO | RSTUP_5 _generator | 0 | 45 |  |  | 3 | 45 |  | 45 | 0 | FALSE | FALSE
RO_RA_00135 | RO | RDAIES5 _generator | 0 | 37 |  |  | 5 | 0 |  | 37 | 0 | FALSE | TRUE
RO_RA_00136 | RO | RVILN_5 _generator | 0 | 46 |  |  | 3 | 0 |  | 46 | 0 | FALSE | TRUE
RO_RA_00137 | RO | RRIUR15 _generator | 0 | 48 |  |  | 7 | 0 |  | 48 | 0 | FALSE | TRUE
RO_RA_00138 | RO | RMARC_5 _generator | 0 | 39 |  |  | 3 | 39 |  | 39 | 0 | FALSE | FALSE
RO_RA_00139 | RO | RIONE_5 _generator | 0 | 38 |  |  | 5 | 38 |  | 38 | 0 | FALSE | FALSE
RO_RA_00140 | RO | RJIBL_5 _generator | 0 | 38 |  |  | 3 | 0 |  | 38 | 0 | FALSE | TRUE
RO_RA_00141 | RO | RZAVI_5 _generator | 0 | 38 |  |  | 5 | 38 |  | 38 | 0 | FALSE | FALSE
RO_RA_00142 | RO | RCHTU_5 _generator | 0 | 74 |  |  | 5 | 0 |  | 74 | 0 | FALSE | TRUE
RO_RA_00143 | RO | RTRAI_5 _generator | 0 | 45 |  |  | 6 | 45 |  | 45 | 0 | FALSE | FALSE
RO_RA_00144 | RO | RHGLOT5 _generator | 0 | 25 |  |  | 2 | 0 |  | 25 | 0 | FALSE | TRUE
RO_RA_00145 | RO | RCHESJ5 _generator | 0 | 50 |  |  | 11 | 0 |  | 50 | 0 | FALSE | TRUE
RO_RA_00146 | RO | RCHEAC5 _generator | 0 | 38 |  |  | 9 | 0 |  | 38 | 0 | FALSE | TRUE
RO_RA_00147 | RO | RCHEST5 _generator | 0 | 26 |  |  | 6 | 0 |  | 26 | 0 | FALSE | TRUE
RO_RA_00148 | RO | RCHEIO5 _generator | 0 | 53 |  |  | 12 | 0 |  | 53 | 0 | FALSE | TRUE
RO_RA_00149 | RO | RCHDO_5 _generator | 0 | 53 |  |  | 12 | 0 |  | 53 | 0 | FALSE | TRUE
RO_RA_00150 | RO | RFRUN_5 _generator | 0 | 53 |  |  | 12 | 0 |  | 53 | 0 | FALSE | TRUE
RO_RA_00151 | RO | RCIZBI5 _generator | 0 | 53 |  |  | 12 | 0 |  | 53 | 0 | FALSE | TRUE
RO_RA_00152 | RO | RRUSA_5 _generator | 0 | 53 |  |  | 12 | 0 |  | 53 | 0 | FALSE | TRUE
RO_RA_00153 | RO | RHCORN5 _generator | 0 | 59 |  |  | 7 | 0 |  | 59 | 0 | FALSE | TRUE
RO_RA_00154 | RO | RFAGA_5 _generator | 0 | 20 |  |  | 3 | 0 |  | 20 | 0 | FALSE | TRUE
RO_RA_00155 | RO | RUCEA25 _generator | 0 | 32 |  |  | 3 | 0 |  | 32 | 0 | FALSE | TRUE
RO_RA_00156 | RO | RUCEA15 _generator | 0 | 49 |  |  | 3 | 0 |  | 49 | 0 | FALSE | TRUE
RO_RA_00157 | RO | RCIRT_5 _generator | 0 | 54 |  |  | 10 | 0 |  | 54 | 0 | FALSE | TRUE
RO_RA_00158 | RO | RSTEJ_5 _generator | 0 | 137 |  |  | 26 | 0 |  | 137 | 0 | FALSE | TRUE
RO_RA_00159 | RO | RSTEJ25 _generator | 0 | 32 |  |  | 24 | 0 |  | 32 | 0 | FALSE | TRUE
RO_RA_00160 | RO | RVADU_5 _generator | 0 | 67 |  |  | 22 | 67 |  | 67 | 0 | FALSE | FALSE
RO_RA_00161 | RO | RIZVO_5 _generator | 0 | 9 |  |  | 1 | 9 |  | 9 | 0 | FALSE | FALSE
RO_RA_00162 | RO | RDUMB_5 _generator | 0 | 23 |  |  | 3 | 23 |  | 23 | 0 | FALSE | FALSE
RO_RA_00163 | RO | RCOST_5 _generator | 0 | 24 |  |  | 3 | 24 |  | 24 | 0 | FALSE | FALSE
RO_RA_00164 | RO | RBUHU_5 _generator | 0 | 13 |  |  | 1 | 13 |  | 13 | 0 | FALSE | FALSE
RO_RA_00165 | RO | RRACO_5 _generator | 0 | 23 |  |  | 9 | 23 |  | 23 | 0 | FALSE | FALSE
RO_RA_00166 | RO | RGARL_5 _generator | 0 | 23 |  |  | 4 | 0 |  | 23 | 0 | FALSE | TRUE
RO_RA_00167 | RO | RLILI_5 _generator | 0 | 23 |  |  | 4 | 23 |  | 23 | 0 | FALSE | FALSE
RO_RA_00168 | RO | RBACS_5 _generator | 0 | 98 |  |  | 33 | 98 |  | 98 | 0 | FALSE | FALSE
RO_RA_00169 | RO | RFARA_5 _generator | 0 | 30 |  |  | 10 | 30 |  | 30 | 0 | FALSE | FALSE
RO_RA_00170 | RO | RSISC_5 _generator | 0 | 44 |  |  | 15 | 0 |  | 44 | 0 | FALSE | TRUE
RO_RA_00171 | RO | RMARA_5 _generator | 0 | 46 |  |  | 13 | 2 |  | 46 | 0 | FALSE | FALSE
RO_RA_00172 | RO | RTECU_5 _generator | 0 | 34 |  |  | 11 | 34 |  | 34 | 0 | FALSE | FALSE
RO_RA_00173 | RO | RMARI22 _generator | 0 | 217 |  |  | 26 | 0 |  | 217 | 0 | FALSE | TRUE
RO_RA_00174 | RO | RSUGA22 _generator | 0 | 150 |  |  | 27 | 150 |  | 150 | 0 | FALSE | FALSE
RO_RA_00175 | RO | RGILC22 _generator | 0 | 150 |  |  | 26 | 150 |  | 150 | 0 | FALSE | FALSE
RO_RA_00176 | RO | RSEBE_5 _generator | 0 | 55 |  |  | 26 | 0 |  | 55 | 0 | FALSE | TRUE
RO_RA_00180 | RO | RRETE22 _generator | 0 | 222 |  |  | 36 | 0 |  | 222 | 0 | FALSE | TRUE
RO_RA_00181 | RO | RRETE_5 _generator | 0 | 20 |  |  | 6 | 0 |  | 20 | 0 | FALSE | TRUE
RO_RA_00182 | RO | RCIRNA5 _generator | 0 | 29 |  |  | 9 | 0 |  | 29 | 0 | FALSE | TRUE
RO_RA_00183 | RO | RCIRNB5 _generator | 0 | 27 |  |  | 8 | 0 |  | 27 | 0 | FALSE | TRUE
RO_RA_00184 | RO | RHATE_5 _generator | 0 | 52 |  |  | 13 | 0 |  | 52 | 0 | FALSE | TRUE
Non Costly Reduction
CO ID | RA ID | Name of the RA | Usage | Type | Location | Status | Details
Limiting CNECs
CO ID | Name of the CO | Name of the CNE | CNE UCTE branch | Calculated I (A) | I max (PATL) | Margin (A) | Loading (%) | Flow [MW] | LF type
BG_RO_CO_00001 | N-1 TIE 400 kV TINTARENI-KOZLODUI 1 | [BG-RO] [OPP] TIE 400 kV TINTARENI-KOZLODUI 2 | XKO_TI12 VAECKO11 1 | 1884 | 1890 | -6 | 100 | 1345 | AC
BG_RO_CO_00002 | N-1 TIE 400 kV TINTARENI-KOZLODUI 2 | [BG-RO] [OPP] TIE 400 kV TINTARENI-KOZLODUI 1 | XKO_TI11 VAECKO11 1 | 1884 | 1890 | -6 | 100 | 1345 | AC
RO-BG_CO_00001 | N-1 TIE 400 kV TINTARENI-KOZLODUI 1 | [RO-BG] [OPP] TIE 400 kV TINTARENI-KOZLODUI 2 | RTINTB1 XKO_TI12 1 | 1884 | 1920 | -36 | 98 | -1305 | AC
RO-BG_CO_00002 | N-1 TIE 400 kV TINTARENI-KOZLODUI 2 | [RO-BG] [OPP] TIE 400 kV TINTARENI-KOZLODUI 1 | RTINTB1 XKO_TI11 1 | 1884 | 1920 | -36 | 98 | -1305 | AC
RO_CO_00020 | N-1 OHL 400 kV Bucuresti Sud - Domnesti | [RO-RO] [DIR] OHL 220 kV Bucuresti Sud - Fundeni c1 | RBUC122 RFUD212 1 | 645 | 870 | -225 | 74 | 260 | AC
RO_CO_00020 | N-1 OHL 400 kV Bucuresti Sud - Domnesti | [RO-RO] [DIR] OHL 220 kV Bucuresti Sud - Fundeni c2 | RBUCU22 RFUD222 2 | 645 | 870 | -225 | 74 | 260 | AC

## 2230
Detailed results
Generated at: | 14/07/2026 22:45:28
Business day: | 2026-07-16
Horizon: | 2DA
Timestamp | 22:30
Border & direction: | South-Romania Importing
Remedial actions | False
Margin satisfied | False
Final step | Adjustment
TTC [MW]: | 3328.39
Loading threshold | 0.7
Limiting CNEC | N-1 TIE 400 kV TINTARENI-KOZLODUI 1/[BG-RO] [OPP] TIE 400 kV TINTARENI-KOZLODUI 2
Applied RAs
Non Costly RAO
CO ID | RA ID | Name of the RA | Usage | Type | Location | Status | Details
Costly RAO
RA RD ID | TSO | Generator Name | Minimum Power [MW] | Maximum Power [MW] | RDP- | RDP+ | P [MW] before RAO | P [MW] after RAO | P0 [MW] | Plimit+ [MW] | Plimit- [MW] | Started up | Shutdown
Non Costly Reduction
CO ID | RA ID | Name of the RA | Usage | Type | Location | Status | Details
Limiting CNECs
CO ID | Name of the CO | Name of the CNE | CNE UCTE branch | Calculated I (A) | I max (PATL) | Margin (A) | Loading (%) | Flow [MW] | LF type
BG_RO_CO_00002 | N-1 TIE 400 kV TINTARENI-KOZLODUI 2 | [BG-RO] [OPP] TIE 400 kV TINTARENI-KOZLODUI 1 | XKO_TI11 VAECKO11 1 | 1866 | 1890 | -24 | 99 | 1322 | AC
BG_RO_CO_00001 | N-1 TIE 400 kV TINTARENI-KOZLODUI 1 | [BG-RO] [OPP] TIE 400 kV TINTARENI-KOZLODUI 2 | XKO_TI12 VAECKO11 1 | 1866 | 1890 | -24 | 99 | 1322 | AC
RO-BG_CO_00001 | N-1 TIE 400 kV TINTARENI-KOZLODUI 1 | [RO-BG] [OPP] TIE 400 kV TINTARENI-KOZLODUI 2 | RTINTB1 XKO_TI12 1 | 1866 | 1920 | -54 | 97 | -1282 | AC
RO-BG_CO_00002 | N-1 TIE 400 kV TINTARENI-KOZLODUI 2 | [RO-BG] [OPP] TIE 400 kV TINTARENI-KOZLODUI 1 | RTINTB1 XKO_TI11 1 | 1866 | 1920 | -54 | 97 | -1282 | AC

## 2330
Detailed results
Generated at: | 14/07/2026 22:45:28
Business day: | 2026-07-16
Horizon: | 2DA
Timestamp | 23:30
Border & direction: | South-Romania Importing
Remedial actions | False
Margin satisfied | True
Final step | Margin Calculation
TTC [MW]: | 3590.49
Loading threshold | 0.7
Limiting CNEC | N-1 TIE 400 kV TINTARENI-KOZLODUI 1/[BG-RO] [OPP] TIE 400 kV TINTARENI-KOZLODUI 2
Applied RAs
Non Costly RAO
CO ID | RA ID | Name of the RA | Usage | Type | Location | Status | Details
Costly RAO
RA RD ID | TSO | Generator Name | Minimum Power [MW] | Maximum Power [MW] | RDP- | RDP+ | P [MW] before RAO | P [MW] after RAO | P0 [MW] | Plimit+ [MW] | Plimit- [MW] | Started up | Shutdown
Non Costly Reduction
CO ID | RA ID | Name of the RA | Usage | Type | Location | Status | Details
Limiting CNECs
CO ID | Name of the CO | Name of the CNE | CNE UCTE branch | Calculated I (A) | I max (PATL) | Margin (A) | Loading (%) | Flow [MW] | LF type
BG_RO_CO_00002 | N-1 TIE 400 kV TINTARENI-KOZLODUI 2 | [BG-RO] [OPP] TIE 400 kV TINTARENI-KOZLODUI 1 | XKO_TI11 VAECKO11 1 | 1816 | 1890 | -74 | 96 | 1285 | AC
BG_RO_CO_00001 | N-1 TIE 400 kV TINTARENI-KOZLODUI 1 | [BG-RO] [OPP] TIE 400 kV TINTARENI-KOZLODUI 2 | XKO_TI12 VAECKO11 1 | 1816 | 1890 | -74 | 96 | 1285 | AC
RO-BG_CO_00001 | N-1 TIE 400 kV TINTARENI-KOZLODUI 1 | [RO-BG] [OPP] TIE 400 kV TINTARENI-KOZLODUI 2 | RTINTB1 XKO_TI12 1 | 1816 | 1920 | -104 | 95 | -1248 | AC
RO-BG_CO_00002 | N-1 TIE 400 kV TINTARENI-KOZLODUI 2 | [RO-BG] [OPP] TIE 400 kV TINTARENI-KOZLODUI 1 | RTINTB1 XKO_TI11 1 | 1816 | 1920 | -104 | 95 | -1248 | AC
RO-BG_CO_00001 | N-1 TIE 400 kV TINTARENI-KOZLODUI 1 | [RO-RS] [OPP] TIE 400 kV Portile de Fier-Djerdap | RPDFE41 XPF_DJ11 1 | 1413 | 1570 | -157 | 90 | -1012 | AC
RO-BG_CO_00002 | N-1 TIE 400 kV TINTARENI-KOZLODUI 2 | [RO-RS] [OPP] TIE 400 kV Portile de Fier-Djerdap | RPDFE41 XPF_DJ11 1 | 1413 | 1570 | -157 | 90 | -1012 | AC
RO-UA_CO_00001 | N-1 TIE 400 kV Rosiori-Mukacevo | [RO-RS] [OPP] TIE 400 kV Portile de Fier-Djerdap | RPDFE41 XPF_DJ11 1 | 1329 | 1570 | -241 | 85 | -951 | AC
RO-HU_CO_00001 | N-1 TIE 400 kV Arad-Sandorfalva | [RO-RS] [OPP] TIE 400 kV Portile de Fier-Djerdap | RPDFE41 XPF_DJ11 1 | 1300 | 1570 | -270 | 83 | -930 | AC
RO_CO_00002 | N-1 OHL 400 kV Mintia-Arad | [RO-RS] [OPP] TIE 400 kV Portile de Fier-Djerdap | RPDFE41 XPF_DJ11 1 | 1297 | 1570 | -273 | 83 | -928 | AC
RO-RS_CO_00003 | N-1 TIE 400 kV Resita-Pancevo c2 | [RO-RS] [OPP] TIE 400 kV Portile de Fier-Djerdap | RPDFE41 XPF_DJ11 1 | 1282 | 1570 | -288 | 82 | -917 | AC
RO-RS_CO_00004 | N-1 TIE 400 kV Resita-Pancevo c1 | [RO-RS] [OPP] TIE 400 kV Portile de Fier-Djerdap | RPDFE41 XPF_DJ11 1 | 1282 | 1570 | -288 | 82 | -917 | AC
RO-HU_CO_00002 | N-1 TIE 400 kV Nadab-Bekescsaba | [RO-RS] [OPP] TIE 400 kV Portile de Fier-Djerdap | RPDFE41 XPF_DJ11 1 | 1270 | 1570 | -300 | 81 | -909 | AC
RO_CO_00020 | N-1 OHL 400 kV Bucuresti Sud - Domnesti | [RO-RO] [DIR] OHL 220 kV Bucuresti Sud - Fundeni c1 | RBUC122 RFUD212 1 | 699 | 870 | -171 | 80 | 282 | AC
RO_CO_00020 | N-1 OHL 400 kV Bucuresti Sud - Domnesti | [RO-RO] [DIR] OHL 220 kV Bucuresti Sud - Fundeni c2 | RBUCU22 RFUD222 2 | 699 | 870 | -171 | 80 | 282 | AC
RO_CO_00027 | N-1 TRA 400/220 kV AT3 Arad | [RO-RS] [OPP] TIE 400 kV Portile de Fier-Djerdap | RPDFE41 XPF_DJ11 1 | 1255 | 1570 | -315 | 80 | -898 | AC
Base case | Base case | [RO-RS] [OPP] TIE 400 kV Portile de Fier-Djerdap | RPDFE41 XPF_DJ11 1 | 1249 | 1570 | -321 | 80 | -894 | AC
Base case | Base case | [RO-RO] [DIR] OHL 220 kV Bucuresti Sud - Fundeni c2 | RBUCU22 RFUD222 2 | 681 | 870 | -189 | 78 | 275 | AC
Base case | Base case | [RO-RO] [DIR] OHL 220 kV Bucuresti Sud - Fundeni c1 | RBUC122 RFUD212 1 | 681 | 870 | -189 | 78 | 275 | AC
RO_CO_00029 | N-1 OHL 220 kV Resita-Timisoara 1&2 | [RO-RS] [OPP] TIE 400 kV Portile de Fier-Djerdap | RPDFE41 XPF_DJ11 1 | 1227 | 1570 | -343 | 78 | -877 | AC
RO_CO_00009 | N-1 OHL 400 kV Iernut-Sibiu Sud | [RO-RO] [DIR] TRA 400/220 kV AT Rosiori | RROS241 RROSI22 2 | 768 | 999 | -231 | 77 | 296 | AC
RO_CO_00001 | N-1 OHL 220 kV Portile de Fier-Resita 1&2 | [RO-RS] [OPP] TIE 400 kV Portile de Fier-Djerdap | RPDFE41 XPF_DJ11 1 | 1182 | 1570 | -388 | 75 | -845 | AC
RO_CO_00052 | N-1 OHL 400 kV Sofia Zapad -Nis | [RO-RS] [OPP] TIE 400 kV Portile de Fier-Djerdap | RPDFE41 XPF_DJ11 1 | 1182 | 1570 | -388 | 75 | -845 | AC
Base case | Base case | [RO-RO] [DIR] TRA 400/220 kV AT Rosiori | RROS241 RROSI22 2 | 751 | 999 | -248 | 75 | 290 | AC
RO-MD_CO_00001 | N-1 TIE 400 kV Isaccea - Vulcanesti | [RO-RS] [OPP] TIE 400 kV Portile de Fier-Djerdap | RPDFE41 XPF_DJ11 1 | 1170 | 1570 | -400 | 75 | -837 | AC
RO_RS_CO_00001 | N-1 TIE 400 kV PORTILE DE FIER - DJERDAP | [BG-RO] [OPP] TIE 400 kV TINTARENI-KOZLODUI 1 | XKO_TI11 VAECKO11 1 | 1373 | 1890 | -517 | 73 | 971 | AC
RO_RS_CO_00001 | N-1 TIE 400 kV PORTILE DE FIER - DJERDAP | [BG-RO] [OPP] TIE 400 kV TINTARENI-KOZLODUI 2 | XKO_TI12 VAECKO11 1 | 1373 | 1890 | -517 | 73 | 971 | AC
RO-RS_CO_00001 | N-1 TIE 400 kV Portile de Fier-Djerdap | [RO-BG] [OPP] TIE 400 kV TINTARENI-KOZLODUI 2 | RTINTB1 XKO_TI12 1 | 1373 | 1920 | -547 | 72 | -950 | AC
RO-RS_CO_00001 | N-1 TIE 400 kV Portile de Fier-Djerdap | [RO-BG] [OPP] TIE 400 kV TINTARENI-KOZLODUI 1 | RTINTB1 XKO_TI11 1 | 1373 | 1920 | -547 | 72 | -950 | AC