## 0030Preventive
Detailed results
Generated at: | 2026-08-04 20:14
Business day: | 05.08.2026
Timestamp: | 00:30
Border & direction: | North-Greece Exporting
Horizon: | DA
Remedial actions: | true
Evaluation type: | preventive
TTC [MW]: | 3714
Fallback applied | false
Loading threshold | 0.7
Applied RAs
CO ID | RA ID | Name of the RA | Usage | Type | Location | Status
Limiting CNECs
CO ID | Name of the CO | Name of the CNE | CNE UCTE branch | Calculated I (A) | I max (PRE) | I max (CUR) | Margin (A) | Loading (%) | Applicable curative RAs
GR_AL_CO_00001 | N-1 TIE 400 kV Kardia - Zemblak / N-1 TIE 150 kV Mourtos - Bistrica | [GR-MK] [OPP] TIE 400 kV Meliti - Bitola | XFL_BI11_GMELIT11_1:line | -1582 | 1587 | 1587 | -5 | 100 | []
GR_MK_CO_00002 | N-1 TIE 400 kV Thessaloniki - Dubrovo | [GR-MK] [OPP] TIE 400 kV Meliti - Bitola | XFL_BI11_GMELIT11_1:line | -1528 | 1587 | 1587 | -59 | 96 | []
AL_CO_00002 | N-1 OHL 400 kV Elbasan 3 - Zemblak | [GR-MK] [OPP] TIE 400 kV Meliti - Bitola | XFL_BI11_GMELIT11_1:line | -1461 | 1587 | 1587 | -126 | 92 | []
GR_CO_00006 | N-1 OHL 400 kV Komotini - Nea Santa ck. 1&2 | [GR-MK] [OPP] TIE 400 kV Meliti - Bitola | XFL_BI11_GMELIT11_1:line | -1359 | 1587 | 1587 | -228 | 86 | []
GR_CO_00003 | N-1 OHL 400 kV Meliti - Amideo ck. 1&2 | [GR-MK] [OPP] TIE 400 kV Thessaloniki - Dubrovo | XTH_DU11_GTHESS11_1:line | -1352 | 1587 | 1587 | -235 | 85 | []
GR_MK_CO_00001 | N-1 TIE 400 kV Meliti - Bitola | [GR-MK] [OPP] TIE 400 kV Thessaloniki - Dubrovo | XTH_DU11_GTHESS11_1:line | -1351 | 1587 | 1587 | -236 | 85 | []
GR_TR_CO_00001 | N-1 TIE 400 kV Nea Santa - Babaeski | [GR-BG] [OPP] TIE 400 kV Nea Santa - Maritsa Iztok | XMI_NS11_GNSANT15_1:line | 1333 | 1600 | 1600 | -267 | 83 | []
GR_CO_00007 | N-1 OHL 400 kV Thessaloniki - Agios Dimitrios ck. 1&2 | [GR-MK] [OPP] TIE 400 kV Meliti - Bitola | XFL_BI11_GMELIT11_1:line | -1307 | 1587 | 1587 | -280 | 82 | []
GR_IT_CO_00001 | N-1 TIE 400 kV Arachthos - Galatina | [GR-MK] [OPP] TIE 400 kV Meliti - Bitola | XFL_BI11_GMELIT11_1:line | -1301 | 1587 | 1587 | -286 | 82 | []
GR_BG_CO_00001 | N-1 TIE 400 kV Lagadas - Blagoevgrad | [GR-MK] [OPP] TIE 400 kV Meliti - Bitola | XFL_BI11_GMELIT11_1:line | -1290 | 1587 | 1587 | -297 | 81 | []
GR_CO_00004 | N-1 OHL 400 kV Amideo - Lagadas ck. 1&2 | [GR-MK] [OPP] TIE 400 kV Meliti - Bitola | XFL_BI11_GMELIT11_1:line | -1272 | 1587 | 1587 | -315 | 80 | []
GR_CO_00010 | N-1 OHL 400 kV Amideo - Ptolemaida / N-1 OHL 400 kV Amideo - Vermio | [GR-AL] [OPP] TIE 400 kV Kardia - Zemblak | XZE_KA11_GKARDI13_1:line | 1256 | 1587 | 1587 | -331 | 79 | []
GR_MK_CO_00001 | N-1 TIE 400 kV Meliti - Bitola | [GR-AL] [OPP] TIE 400 kV Kardia - Zemblak | XZE_KA11_GKARDI13_1:line | 1249 | 1587 | 1587 | -338 | 79 | []
GR_CO_00003 | N-1 OHL 400 kV Meliti - Amideo ck. 1&2 | [GR-AL] [OPP] TIE 400 kV Kardia - Zemblak | XZE_KA11_GKARDI13_1:line | 1249 | 1587 | 1587 | -338 | 79 | []
MK_AL_CO_00001 | N-1 TIE 400 kV Skopje 5 - Urosevac / N-1 TIE 150 kV Mourtos - Bistrica | [GR-AL] [OPP] TIE 400 kV Kardia - Zemblak | XZE_KA11_GKARDI13_1:line | 1244 | 1587 | 1587 | -343 | 78 | []
GR_BG_CO_00002 | N-1 TIE 400 kV Nea Santa - Maritsa Iztok | [GR-MK] [OPP] TIE 400 kV Meliti - Bitola | XFL_BI11_GMELIT11_1:line | -1226 | 1600 | 1600 | -374 | 77 | []
BG-CO_00001, BG_CO_00001 | N-1 OHL 400 kV Chervena Mogila - Blagoevgrad ck. 1&2, N-1 OHL 400 kV CHERVENA MOGILA - BLAGOEVGRAD CK. 1&2 | [GR-MK] [OPP] TIE 400 kV Meliti - Bitola | XFL_BI11_GMELIT11_1:line | -1216 | 1587 | 1587 | -371 | 77 | []
AL_CO_00001 | N-1 OHL 400 kV Elbasan 3 - Tirana 2 | [GR-MK] [OPP] TIE 400 kV Meliti - Bitola | XFL_BI11_GMELIT11_1:line | -1204 | 1587 | 1587 | -383 | 76 | []
GR_IT_CO_00001 | N-1 TIE 400 kV Arachthos - Galatina | [GR-AL] [OPP] TIE 400 kV Kardia - Zemblak | XZE_KA11_GKARDI13_1:line | 1194 | 1587 | 1587 | -393 | 75 | []
GR_TR_CO_00001 | N-1 TIE 400 kV Nea Santa - Babaeski | [GR-MK] [OPP] TIE 400 kV Meliti - Bitola | XFL_BI11_GMELIT11_1:line | -1189 | 1587 | 1587 | -398 | 75 | []
GR_CO_00006 | N-1 OHL 400 kV Komotini - Nea Santa ck. 1&2 | [GR-AL] [OPP] TIE 400 kV Kardia - Zemblak | XZE_KA11_GKARDI13_1:line | 1182 | 1587 | 1587 | -405 | 75 | []
AL_ME_CO_00001 | N-1 TIE 400 kV Tirana 2 – Podgorica 2 | [GR-MK] [OPP] TIE 400 kV Meliti - Bitola | XFL_BI11_GMELIT11_1:line | -1176 | 1587 | 1587 | -411 | 74 | []
MK_KS_CO_00001 | N-1 TIE 400 kV Skopje 5 - Urosevac | [GR-AL] [OPP] TIE 400 kV Kardia - Zemblak | XZE_KA11_GKARDI13_1:line | 1170 | 1587 | 1587 | -417 | 74 | []
BG-CO_00013 | N-1 OHL 400 kV Maritsa Iztok - Plovdiv | [GR-MK] [OPP] TIE 400 kV Meliti - Bitola | XFL_BI11_GMELIT11_1:line | -1166 | 1587 | 1587 | -421 | 73 | []
BG-CO_00012 | N-1 OHL 400 kV Varna - Burgas | [GR-MK] [OPP] TIE 400 kV Meliti - Bitola | XFL_BI11_GMELIT11_1:line | -1163 | 1587 | 1587 | -424 | 73 | []
MK_CO_00003 | N-1 OHL 400 kV Skopje 4 - Skopje 5 | [GR-AL] [OPP] TIE 400 kV Kardia - Zemblak | XZE_KA11_GKARDI13_1:line | 1162 | 1587 | 1587 | -425 | 73 | []
RS_BG_CO_00001, RO_CO_00052 | N-1 TIE 400 kV Sofia Zapad - Nis, N-1 OHL 400 kV Sofia Zapad -Nis | [GR-MK] [OPP] TIE 400 kV Meliti - Bitola | XFL_BI11_GMELIT11_1:line | -1157 | 1587 | 1587 | -430 | 73 | []
TR_BG_CO_00002 | N-1 TIE 400 kV Maritsa 3 - Hamitabat 2 | [GR-MK] [OPP] TIE 400 kV Meliti - Bitola | XFL_BI11_GMELIT11_1:line | -1154 | 1587 | 1587 | -433 | 73 | []
GR_CO_00001 | N-1 OHL 400 kV Filippoi - Komotini ck. 1&2 | [GR-MK] [OPP] TIE 400 kV Meliti - Bitola | XFL_BI11_GMELIT11_1:line | -1154 | 1587 | 1587 | -433 | 73 | []
BG-CO_00018 | N-1 OHL 400 kV Burgas- Maritsa Iztok 2 | [GR-MK] [OPP] TIE 400 kV Meliti - Bitola | XFL_BI11_GMELIT11_1:line | -1151 | 1587 | 1587 | -436 | 73 | []
BG-CO_00019 | N-1 OHL 400 kV Maritsa Iztok 2 - Maritsa Iztok 3 | [GR-MK] [OPP] TIE 400 kV Meliti - Bitola | XFL_BI11_GMELIT11_1:line | -1151 | 1587 | 1587 | -436 | 73 | []
TR_BG_CO_00001 | N-1 TIE 400 kV Maritsa 3 - Hamitabat 1 | [GR-MK] [OPP] TIE 400 kV Meliti - Bitola | XFL_BI11_GMELIT11_1:line | -1150 | 1587 | 1587 | -437 | 72 | []
GR_BG_CO_00002 | N-1 TIE 400 kV Nea Santa - Maritsa Iztok | [GR-TR] [OPP] TIE 400 kV Nea Santa - Babaeski | XNS_BA11_GNSANT11_1:line | 1158 | 1600 | 1600 | -442 | 72 | []
GR_CO_00007 | N-1 OHL 400 kV Thessaloniki - Agios Dimitrios ck. 1&2 | [GR-AL] [OPP] TIE 400 kV Kardia - Zemblak | XZE_KA11_GKARDI13_1:line | 1146 | 1587 | 1587 | -441 | 72 | []
TR_CO_00001 | N-1 OHL 400 kV Habitabat NGCC - Babaeski | [GR-MK] [OPP] TIE 400 kV Meliti - Bitola | XFL_BI11_GMELIT11_1:line | -1146 | 1587 | 1587 | -441 | 72 | []
GR_CO_00002 | N-1 OHL 400 kV Filippoi - Lagadas ck. 1&2 | [GR-MK] [OPP] TIE 400 kV Meliti - Bitola | XFL_BI11_GMELIT11_1:line | -1145 | 1587 | 1587 | -442 | 72 | []
BG-CO_00017 | N-1 OHL 400 kV Kozloduy - Sofia Zapad ck. 1&2 | [GR-MK] [OPP] TIE 400 kV Meliti - Bitola | XFL_BI11_GMELIT11_1:line | -1144 | 1587 | 1587 | -443 | 72 | []
BG-CO_00002, BG_CO_00002 | N-1 OHL 400 kV Sofia Zapad - Chervena Mogila ck. 1&2, N-1 OHL 400 kV SOFIA ZAPAD - CHERVENA MOGILA CK. 1&2 | [GR-MK] [OPP] TIE 400 kV Meliti - Bitola | XFL_BI11_GMELIT11_1:line | -1143 | 1587 | 1587 | -444 | 72 | []
GR_CO_00009 | N-1 OHL 400 kV Filippoi - Lagadas ck. 3 | [GR-MK] [OPP] TIE 400 kV Meliti - Bitola | XFL_BI11_GMELIT11_1:line | -1143 | 1587 | 1587 | -444 | 72 | []
BG-CO_00020 | N-1 OHL 400 kV Maritsa Iztok - Maritsa Iztok 3 | [GR-MK] [OPP] TIE 400 kV Meliti - Bitola | XFL_BI11_GMELIT11_1:line | -1142 | 1587 | 1587 | -445 | 72 | []
BC | Base Case | [GR-MK] [OPP] TIE 400 kV Meliti - Bitola | XFL_BI11_GMELIT11_1:line | -1142 | 1587 | 1587 | -445 | 72 | []
RS_KS_CO_00002 | N-1 TIE 400 kV Kosovo B - Nis 2 | [GR-MK] [OPP] TIE 400 kV Meliti - Bitola | XFL_BI11_GMELIT11_1:line | -1142 | 1587 | 1587 | -445 | 72 | []
GR_CO_00008 | N-1 OHL 400 kV Kardia - Ptolemaida / N-1 OHL 400 kV Kardia - Vermio | [GR-AL] [OPP] TIE 400 kV Kardia - Zemblak | XZE_KA11_GKARDI13_1:line | 1136 | 1587 | 1587 | -451 | 72 | []
BG-CO_00005, BG_CO_00003 | N-1 OHL 400 kV Vetren - Chervena Mogila, N-1 OHL 400 kV VETREN - CHERVENA MOGILA | [GR-MK] [OPP] TIE 400 kV Meliti - Bitola | XFL_BI11_GMELIT11_1:line | -1134 | 1587 | 1587 | -453 | 71 | []
BG-CO_00006, BG_CO_00004 | N-1 OHL 400 kV Plovdiv - Vetren, N-1 OHL 400 kV PLOVDIV - VETREN | [GR-MK] [OPP] TIE 400 kV Meliti - Bitola | XFL_BI11_GMELIT11_1:line | -1134 | 1587 | 1587 | -453 | 71 | []
RS_CO_00004 | N-1 OHL 400 kV Nis 2 - Leskovac 2 | [GR-MK] [OPP] TIE 400 kV Meliti - Bitola | XFL_BI11_GMELIT11_1:line | -1131 | 1587 | 1587 | -456 | 71 | []
GR_MK_CO_00002 | N-1 TIE 400 kV Thessaloniki - Dubrovo | [GR-AL] [OPP] TIE 400 kV Kardia - Zemblak | XZE_KA11_GKARDI13_1:line | 1126 | 1587 | 1587 | -461 | 71 | []
GR_BG_CO_00001 | N-1 TIE 400 kV Lagadas - Blagoevgrad | [GR-AL] [OPP] TIE 400 kV Kardia - Zemblak | XZE_KA11_GKARDI13_1:line | 1124 | 1587 | 1587 | -463 | 71 | []
KS_ME_CO_00001 | N-1 TIE 400 kV Pec 3 - Ribarevina | [GR-MK] [OPP] TIE 400 kV Meliti - Bitola | XFL_BI11_GMELIT11_1:line | -1124 | 1587 | 1587 | -463 | 71 | []
RS_CO_00003 | N-1 OHL 400 kV Vranje 4 - Leskovac 2 | [GR-MK] [OPP] TIE 400 kV Meliti - Bitola | XFL_BI11_GMELIT11_1:line | -1122 | 1587 | 1587 | -465 | 71 | []
RS_MK_CO_00001 | N-1 TIE 400 kV Vranje 4 - Stip | [GR-MK] [OPP] TIE 400 kV Meliti - Bitola | XFL_BI11_GMELIT11_1:line | -1113 | 1587 | 1587 | -474 | 70 | []
MK_BG_CO_00001 | N-1 TIE 400 kV Chervena Mogila - Stip | [GR-MK] [OPP] TIE 400 kV Meliti - Bitola | XFL_BI11_GMELIT11_1:line | -1112 | 1587 | 1587 | -475 | 70 | []

## 0030Curative
Detailed results
Generated at: | 2026-08-04 20:14
Business day: | 05.08.2026
Timestamp: | 00:30
Border & direction: | North-Greece Exporting
Horizon: | DA
Remedial actions: | true
Evaluation type: | curative
TTC [MW]: | 3714
Fallback applied | false
Loading threshold | 0.7
Applied RAs
CO ID | RA ID | Name of the RA | Usage | Type | Location | Status
Limiting CNECs
CO ID | Name of the CO | Name of the CNE | CNE UCTE branch | Calculated I (A) | I max (PRE) | I max (CUR) | Margin (A) | Loading (%) | Applicable curative RAs
GR_AL_CO_00001 | N-1 TIE 400 kV Kardia - Zemblak / N-1 TIE 150 kV Mourtos - Bistrica | [GR-MK] [OPP] TIE 400 kV Meliti - Bitola | XFL_BI11_GMELIT11_1:line | -1582 |  | 1587 | -5 | 100 | []
GR_MK_CO_00002 | N-1 TIE 400 kV Thessaloniki - Dubrovo | [GR-MK] [OPP] TIE 400 kV Meliti - Bitola | XFL_BI11_GMELIT11_1:line | -1528 |  | 1587 | -59 | 96 | []
AL_CO_00002 | N-1 OHL 400 kV Elbasan 3 - Zemblak | [GR-MK] [OPP] TIE 400 kV Meliti - Bitola | XFL_BI11_GMELIT11_1:line | -1461 |  | 1587 | -126 | 92 | []
GR_CO_00006 | N-1 OHL 400 kV Komotini - Nea Santa ck. 1&2 | [GR-MK] [OPP] TIE 400 kV Meliti - Bitola | XFL_BI11_GMELIT11_1:line | -1359 |  | 1587 | -228 | 86 | []
GR_CO_00003 | N-1 OHL 400 kV Meliti - Amideo ck. 1&2 | [GR-MK] [OPP] TIE 400 kV Thessaloniki - Dubrovo | XTH_DU11_GTHESS11_1:line | -1352 |  | 1587 | -235 | 85 | []
GR_MK_CO_00001 | N-1 TIE 400 kV Meliti - Bitola | [GR-MK] [OPP] TIE 400 kV Thessaloniki - Dubrovo | XTH_DU11_GTHESS11_1:line | -1351 |  | 1587 | -236 | 85 | []
GR_TR_CO_00001 | N-1 TIE 400 kV Nea Santa - Babaeski | [GR-BG] [OPP] TIE 400 kV Nea Santa - Maritsa Iztok | XMI_NS11_GNSANT15_1:line | 1333 |  | 1600 | -267 | 83 | []
GR_CO_00007 | N-1 OHL 400 kV Thessaloniki - Agios Dimitrios ck. 1&2 | [GR-MK] [OPP] TIE 400 kV Meliti - Bitola | XFL_BI11_GMELIT11_1:line | -1307 |  | 1587 | -280 | 82 | []
GR_IT_CO_00001 | N-1 TIE 400 kV Arachthos - Galatina | [GR-MK] [OPP] TIE 400 kV Meliti - Bitola | XFL_BI11_GMELIT11_1:line | -1301 |  | 1587 | -286 | 82 | []
GR_BG_CO_00001 | N-1 TIE 400 kV Lagadas - Blagoevgrad | [GR-MK] [OPP] TIE 400 kV Meliti - Bitola | XFL_BI11_GMELIT11_1:line | -1290 |  | 1587 | -297 | 81 | []
GR_CO_00004 | N-1 OHL 400 kV Amideo - Lagadas ck. 1&2 | [GR-MK] [OPP] TIE 400 kV Meliti - Bitola | XFL_BI11_GMELIT11_1:line | -1272 |  | 1587 | -315 | 80 | []
GR_CO_00010 | N-1 OHL 400 kV Amideo - Ptolemaida / N-1 OHL 400 kV Amideo - Vermio | [GR-AL] [OPP] TIE 400 kV Kardia - Zemblak | XZE_KA11_GKARDI13_1:line | 1256 |  | 1587 | -331 | 79 | []
GR_MK_CO_00001 | N-1 TIE 400 kV Meliti - Bitola | [GR-AL] [OPP] TIE 400 kV Kardia - Zemblak | XZE_KA11_GKARDI13_1:line | 1249 |  | 1587 | -338 | 79 | []
GR_CO_00003 | N-1 OHL 400 kV Meliti - Amideo ck. 1&2 | [GR-AL] [OPP] TIE 400 kV Kardia - Zemblak | XZE_KA11_GKARDI13_1:line | 1249 |  | 1587 | -338 | 79 | []
MK_AL_CO_00001 | N-1 TIE 400 kV Skopje 5 - Urosevac / N-1 TIE 150 kV Mourtos - Bistrica | [GR-AL] [OPP] TIE 400 kV Kardia - Zemblak | XZE_KA11_GKARDI13_1:line | 1244 |  | 1587 | -343 | 78 | []
GR_BG_CO_00002 | N-1 TIE 400 kV Nea Santa - Maritsa Iztok | [GR-MK] [OPP] TIE 400 kV Meliti - Bitola | XFL_BI11_GMELIT11_1:line | -1226 |  | 1600 | -374 | 77 | []
BG-CO_00001, BG_CO_00001 | N-1 OHL 400 kV Chervena Mogila - Blagoevgrad ck. 1&2, N-1 OHL 400 kV CHERVENA MOGILA - BLAGOEVGRAD CK. 1&2 | [GR-MK] [OPP] TIE 400 kV Meliti - Bitola | XFL_BI11_GMELIT11_1:line | -1216 |  | 1587 | -371 | 77 | []
AL_CO_00001 | N-1 OHL 400 kV Elbasan 3 - Tirana 2 | [GR-MK] [OPP] TIE 400 kV Meliti - Bitola | XFL_BI11_GMELIT11_1:line | -1204 |  | 1587 | -383 | 76 | []
GR_IT_CO_00001 | N-1 TIE 400 kV Arachthos - Galatina | [GR-AL] [OPP] TIE 400 kV Kardia - Zemblak | XZE_KA11_GKARDI13_1:line | 1194 |  | 1587 | -393 | 75 | []
GR_TR_CO_00001 | N-1 TIE 400 kV Nea Santa - Babaeski | [GR-MK] [OPP] TIE 400 kV Meliti - Bitola | XFL_BI11_GMELIT11_1:line | -1189 |  | 1587 | -398 | 75 | []
GR_CO_00006 | N-1 OHL 400 kV Komotini - Nea Santa ck. 1&2 | [GR-AL] [OPP] TIE 400 kV Kardia - Zemblak | XZE_KA11_GKARDI13_1:line | 1182 |  | 1587 | -405 | 75 | []
AL_ME_CO_00001 | N-1 TIE 400 kV Tirana 2 – Podgorica 2 | [GR-MK] [OPP] TIE 400 kV Meliti - Bitola | XFL_BI11_GMELIT11_1:line | -1176 |  | 1587 | -411 | 74 | []
MK_KS_CO_00001 | N-1 TIE 400 kV Skopje 5 - Urosevac | [GR-AL] [OPP] TIE 400 kV Kardia - Zemblak | XZE_KA11_GKARDI13_1:line | 1170 |  | 1587 | -417 | 74 | []
BG-CO_00013 | N-1 OHL 400 kV Maritsa Iztok - Plovdiv | [GR-MK] [OPP] TIE 400 kV Meliti - Bitola | XFL_BI11_GMELIT11_1:line | -1166 |  | 1587 | -421 | 73 | []
BG-CO_00012 | N-1 OHL 400 kV Varna - Burgas | [GR-MK] [OPP] TIE 400 kV Meliti - Bitola | XFL_BI11_GMELIT11_1:line | -1163 |  | 1587 | -424 | 73 | []
MK_CO_00003 | N-1 OHL 400 kV Skopje 4 - Skopje 5 | [GR-AL] [OPP] TIE 400 kV Kardia - Zemblak | XZE_KA11_GKARDI13_1:line | 1162 |  | 1587 | -425 | 73 | []
RS_BG_CO_00001, RO_CO_00052 | N-1 TIE 400 kV Sofia Zapad - Nis, N-1 OHL 400 kV Sofia Zapad -Nis | [GR-MK] [OPP] TIE 400 kV Meliti - Bitola | XFL_BI11_GMELIT11_1:line | -1157 |  | 1587 | -430 | 73 | []
TR_BG_CO_00002 | N-1 TIE 400 kV Maritsa 3 - Hamitabat 2 | [GR-MK] [OPP] TIE 400 kV Meliti - Bitola | XFL_BI11_GMELIT11_1:line | -1154 |  | 1587 | -433 | 73 | []
GR_CO_00001 | N-1 OHL 400 kV Filippoi - Komotini ck. 1&2 | [GR-MK] [OPP] TIE 400 kV Meliti - Bitola | XFL_BI11_GMELIT11_1:line | -1154 |  | 1587 | -433 | 73 | []
BG-CO_00018 | N-1 OHL 400 kV Burgas- Maritsa Iztok 2 | [GR-MK] [OPP] TIE 400 kV Meliti - Bitola | XFL_BI11_GMELIT11_1:line | -1151 |  | 1587 | -436 | 73 | []
BG-CO_00019 | N-1 OHL 400 kV Maritsa Iztok 2 - Maritsa Iztok 3 | [GR-MK] [OPP] TIE 400 kV Meliti - Bitola | XFL_BI11_GMELIT11_1:line | -1151 |  | 1587 | -436 | 73 | []
TR_BG_CO_00001 | N-1 TIE 400 kV Maritsa 3 - Hamitabat 1 | [GR-MK] [OPP] TIE 400 kV Meliti - Bitola | XFL_BI11_GMELIT11_1:line | -1150 |  | 1587 | -437 | 72 | []
GR_BG_CO_00002 | N-1 TIE 400 kV Nea Santa - Maritsa Iztok | [GR-TR] [OPP] TIE 400 kV Nea Santa - Babaeski | XNS_BA11_GNSANT11_1:line | 1158 |  | 1600 | -442 | 72 | []
GR_CO_00007 | N-1 OHL 400 kV Thessaloniki - Agios Dimitrios ck. 1&2 | [GR-AL] [OPP] TIE 400 kV Kardia - Zemblak | XZE_KA11_GKARDI13_1:line | 1146 |  | 1587 | -441 | 72 | []
TR_CO_00001 | N-1 OHL 400 kV Habitabat NGCC - Babaeski | [GR-MK] [OPP] TIE 400 kV Meliti - Bitola | XFL_BI11_GMELIT11_1:line | -1146 |  | 1587 | -441 | 72 | []
GR_CO_00002 | N-1 OHL 400 kV Filippoi - Lagadas ck. 1&2 | [GR-MK] [OPP] TIE 400 kV Meliti - Bitola | XFL_BI11_GMELIT11_1:line | -1145 |  | 1587 | -442 | 72 | []
BG-CO_00017 | N-1 OHL 400 kV Kozloduy - Sofia Zapad ck. 1&2 | [GR-MK] [OPP] TIE 400 kV Meliti - Bitola | XFL_BI11_GMELIT11_1:line | -1144 |  | 1587 | -443 | 72 | []
BG-CO_00002, BG_CO_00002 | N-1 OHL 400 kV Sofia Zapad - Chervena Mogila ck. 1&2, N-1 OHL 400 kV SOFIA ZAPAD - CHERVENA MOGILA CK. 1&2 | [GR-MK] [OPP] TIE 400 kV Meliti - Bitola | XFL_BI11_GMELIT11_1:line | -1143 |  | 1587 | -444 | 72 | []
GR_CO_00009 | N-1 OHL 400 kV Filippoi - Lagadas ck. 3 | [GR-MK] [OPP] TIE 400 kV Meliti - Bitola | XFL_BI11_GMELIT11_1:line | -1143 |  | 1587 | -444 | 72 | []
BG-CO_00020 | N-1 OHL 400 kV Maritsa Iztok - Maritsa Iztok 3 | [GR-MK] [OPP] TIE 400 kV Meliti - Bitola | XFL_BI11_GMELIT11_1:line | -1142 |  | 1587 | -445 | 72 | []
BC | Base Case | [GR-MK] [OPP] TIE 400 kV Meliti - Bitola | XFL_BI11_GMELIT11_1:line | -1142 |  | 1587 | -445 | 72 | []
RS_KS_CO_00002 | N-1 TIE 400 kV Kosovo B - Nis 2 | [GR-MK] [OPP] TIE 400 kV Meliti - Bitola | XFL_BI11_GMELIT11_1:line | -1142 |  | 1587 | -445 | 72 | []
GR_CO_00008 | N-1 OHL 400 kV Kardia - Ptolemaida / N-1 OHL 400 kV Kardia - Vermio | [GR-AL] [OPP] TIE 400 kV Kardia - Zemblak | XZE_KA11_GKARDI13_1:line | 1136 |  | 1587 | -451 | 72 | []
BG-CO_00005, BG_CO_00003 | N-1 OHL 400 kV Vetren - Chervena Mogila, N-1 OHL 400 kV VETREN - CHERVENA MOGILA | [GR-MK] [OPP] TIE 400 kV Meliti - Bitola | XFL_BI11_GMELIT11_1:line | -1134 |  | 1587 | -453 | 71 | []
BG-CO_00006, BG_CO_00004 | N-1 OHL 400 kV Plovdiv - Vetren, N-1 OHL 400 kV PLOVDIV - VETREN | [GR-MK] [OPP] TIE 400 kV Meliti - Bitola | XFL_BI11_GMELIT11_1:line | -1134 |  | 1587 | -453 | 71 | []
RS_CO_00004 | N-1 OHL 400 kV Nis 2 - Leskovac 2 | [GR-MK] [OPP] TIE 400 kV Meliti - Bitola | XFL_BI11_GMELIT11_1:line | -1131 |  | 1587 | -456 | 71 | []
GR_MK_CO_00002 | N-1 TIE 400 kV Thessaloniki - Dubrovo | [GR-AL] [OPP] TIE 400 kV Kardia - Zemblak | XZE_KA11_GKARDI13_1:line | 1126 |  | 1587 | -461 | 71 | []
GR_BG_CO_00001 | N-1 TIE 400 kV Lagadas - Blagoevgrad | [GR-AL] [OPP] TIE 400 kV Kardia - Zemblak | XZE_KA11_GKARDI13_1:line | 1124 |  | 1587 | -463 | 71 | []
KS_ME_CO_00001 | N-1 TIE 400 kV Pec 3 - Ribarevina | [GR-MK] [OPP] TIE 400 kV Meliti - Bitola | XFL_BI11_GMELIT11_1:line | -1124 |  | 1587 | -463 | 71 | []
RS_CO_00003 | N-1 OHL 400 kV Vranje 4 - Leskovac 2 | [GR-MK] [OPP] TIE 400 kV Meliti - Bitola | XFL_BI11_GMELIT11_1:line | -1122 |  | 1587 | -465 | 71 | []
RS_MK_CO_00001 | N-1 TIE 400 kV Vranje 4 - Stip | [GR-MK] [OPP] TIE 400 kV Meliti - Bitola | XFL_BI11_GMELIT11_1:line | -1113 |  | 1587 | -474 | 70 | []
MK_BG_CO_00001 | N-1 TIE 400 kV Chervena Mogila - Stip | [GR-MK] [OPP] TIE 400 kV Meliti - Bitola | XFL_BI11_GMELIT11_1:line | -1112 |  | 1587 | -475 | 70 | []

## 0130Preventive
Detailed results
Generated at: | 2026-08-04 20:14
Business day: | 05.08.2026
Timestamp: | 01:30
Border & direction: | North-Greece Exporting
Horizon: | DA
Remedial actions: | true
Evaluation type: | preventive
TTC [MW]: | 3724
Fallback applied | false
Loading threshold | 0.7
Applied RAs
CO ID | RA ID | Name of the RA | Usage | Type | Location | Status
Limiting CNECs
CO ID | Name of the CO | Name of the CNE | CNE UCTE branch | Calculated I (A) | I max (PRE) | I max (CUR) | Margin (A) | Loading (%) | Applicable curative RAs
GR_AL_CO_00001 | N-1 TIE 400 kV Kardia - Zemblak / N-1 TIE 150 kV Mourtos - Bistrica | [GR-MK] [OPP] TIE 400 kV Meliti - Bitola | XFL_BI11_GMELIT11_1:line | -1582 | 1587 | 1587 | -5 | 100 | []
GR_MK_CO_00002 | N-1 TIE 400 kV Thessaloniki - Dubrovo | [GR-MK] [OPP] TIE 400 kV Meliti - Bitola | XFL_BI11_GMELIT11_1:line | -1536 | 1587 | 1587 | -51 | 97 | []
AL_CO_00002 | N-1 OHL 400 kV Elbasan 3 - Zemblak | [GR-MK] [OPP] TIE 400 kV Meliti - Bitola | XFL_BI11_GMELIT11_1:line | -1465 | 1587 | 1587 | -122 | 92 | []
GR_CO_00003 | N-1 OHL 400 kV Meliti - Amideo ck. 1&2 | [GR-MK] [OPP] TIE 400 kV Thessaloniki - Dubrovo | XTH_DU11_GTHESS11_1:line | -1364 | 1587 | 1587 | -223 | 86 | []
GR_MK_CO_00001 | N-1 TIE 400 kV Meliti - Bitola | [GR-MK] [OPP] TIE 400 kV Thessaloniki - Dubrovo | XTH_DU11_GTHESS11_1:line | -1363 | 1587 | 1587 | -224 | 86 | []
GR_CO_00006 | N-1 OHL 400 kV Komotini - Nea Santa ck. 1&2 | [GR-MK] [OPP] TIE 400 kV Meliti - Bitola | XFL_BI11_GMELIT11_1:line | -1357 | 1587 | 1587 | -230 | 86 | []
GR_TR_CO_00001 | N-1 TIE 400 kV Nea Santa - Babaeski | [GR-BG] [OPP] TIE 400 kV Nea Santa - Maritsa Iztok | XMI_NS11_GNSANT15_1:line | 1351 | 1600 | 1600 | -249 | 84 | []
GR_IT_CO_00001 | N-1 TIE 400 kV Arachthos - Galatina | [GR-MK] [OPP] TIE 400 kV Meliti - Bitola | XFL_BI11_GMELIT11_1:line | -1304 | 1587 | 1587 | -283 | 82 | []
GR_CO_00007 | N-1 OHL 400 kV Thessaloniki - Agios Dimitrios ck. 1&2 | [GR-MK] [OPP] TIE 400 kV Meliti - Bitola | XFL_BI11_GMELIT11_1:line | -1296 | 1587 | 1587 | -291 | 82 | []
GR_BG_CO_00001 | N-1 TIE 400 kV Lagadas - Blagoevgrad | [GR-MK] [OPP] TIE 400 kV Meliti - Bitola | XFL_BI11_GMELIT11_1:line | -1288 | 1587 | 1587 | -299 | 81 | []
GR_CO_00004 | N-1 OHL 400 kV Amideo - Lagadas ck. 1&2 | [GR-MK] [OPP] TIE 400 kV Meliti - Bitola | XFL_BI11_GMELIT11_1:line | -1257 | 1587 | 1587 | -330 | 79 | []
GR_MK_CO_00001 | N-1 TIE 400 kV Meliti - Bitola | [GR-AL] [OPP] TIE 400 kV Kardia - Zemblak | XZE_KA11_GKARDI13_1:line | 1256 | 1587 | 1587 | -331 | 79 | []
GR_CO_00003 | N-1 OHL 400 kV Meliti - Amideo ck. 1&2 | [GR-AL] [OPP] TIE 400 kV Kardia - Zemblak | XZE_KA11_GKARDI13_1:line | 1256 | 1587 | 1587 | -331 | 79 | []
GR_CO_00010 | N-1 OHL 400 kV Amideo - Ptolemaida / N-1 OHL 400 kV Amideo - Vermio | [GR-AL] [OPP] TIE 400 kV Kardia - Zemblak | XZE_KA11_GKARDI13_1:line | 1254 | 1587 | 1587 | -333 | 79 | []
GR_BG_CO_00002 | N-1 TIE 400 kV Nea Santa - Maritsa Iztok | [GR-MK] [OPP] TIE 400 kV Meliti - Bitola | XFL_BI11_GMELIT11_1:line | -1230 | 1600 | 1600 | -370 | 77 | []
MK_AL_CO_00001 | N-1 TIE 400 kV Skopje 5 - Urosevac / N-1 TIE 150 kV Mourtos - Bistrica | [GR-AL] [OPP] TIE 400 kV Kardia - Zemblak | XZE_KA11_GKARDI13_1:line | 1219 | 1587 | 1587 | -368 | 77 | []
BG-CO_00001, BG_CO_00001 | N-1 OHL 400 kV Chervena Mogila - Blagoevgrad ck. 1&2, N-1 OHL 400 kV CHERVENA MOGILA - BLAGOEVGRAD CK. 1&2 | [GR-MK] [OPP] TIE 400 kV Meliti - Bitola | XFL_BI11_GMELIT11_1:line | -1212 | 1587 | 1587 | -375 | 76 | []
GR_IT_CO_00001 | N-1 TIE 400 kV Arachthos - Galatina | [GR-AL] [OPP] TIE 400 kV Kardia - Zemblak | XZE_KA11_GKARDI13_1:line | 1202 | 1587 | 1587 | -385 | 76 | []
AL_CO_00001 | N-1 OHL 400 kV Elbasan 3 - Tirana 2 | [GR-MK] [OPP] TIE 400 kV Meliti - Bitola | XFL_BI11_GMELIT11_1:line | -1202 | 1587 | 1587 | -385 | 76 | []
GR_TR_CO_00001 | N-1 TIE 400 kV Nea Santa - Babaeski | [GR-MK] [OPP] TIE 400 kV Meliti - Bitola | XFL_BI11_GMELIT11_1:line | -1193 | 1587 | 1587 | -394 | 75 | []
GR_CO_00006 | N-1 OHL 400 kV Komotini - Nea Santa ck. 1&2 | [GR-AL] [OPP] TIE 400 kV Kardia - Zemblak | XZE_KA11_GKARDI13_1:line | 1187 | 1587 | 1587 | -400 | 75 | []
GR_BG_CO_00002 | N-1 TIE 400 kV Nea Santa - Maritsa Iztok | [GR-TR] [OPP] TIE 400 kV Nea Santa - Babaeski | XNS_BA11_GNSANT11_1:line | 1184 | 1600 | 1600 | -416 | 74 | []
AL_ME_CO_00001 | N-1 TIE 400 kV Tirana 2 – Podgorica 2 | [GR-MK] [OPP] TIE 400 kV Meliti - Bitola | XFL_BI11_GMELIT11_1:line | -1171 | 1587 | 1587 | -416 | 74 | []
BG-CO_00013 | N-1 OHL 400 kV Maritsa Iztok - Plovdiv | [GR-MK] [OPP] TIE 400 kV Meliti - Bitola | XFL_BI11_GMELIT11_1:line | -1170 | 1587 | 1587 | -417 | 74 | []
MK_CO_00003 | N-1 OHL 400 kV Skopje 4 - Skopje 5 | [GR-AL] [OPP] TIE 400 kV Kardia - Zemblak | XZE_KA11_GKARDI13_1:line | 1163 | 1587 | 1587 | -424 | 73 | []
BG-CO_00012 | N-1 OHL 400 kV Varna - Burgas | [GR-MK] [OPP] TIE 400 kV Meliti - Bitola | XFL_BI11_GMELIT11_1:line | -1159 | 1587 | 1587 | -428 | 73 | []
TR_BG_CO_00002 | N-1 TIE 400 kV Maritsa 3 - Hamitabat 2 | [GR-MK] [OPP] TIE 400 kV Meliti - Bitola | XFL_BI11_GMELIT11_1:line | -1156 | 1587 | 1587 | -431 | 73 | []
RS_BG_CO_00001, RO_CO_00052 | N-1 TIE 400 kV Sofia Zapad - Nis, N-1 OHL 400 kV Sofia Zapad -Nis | [GR-MK] [OPP] TIE 400 kV Meliti - Bitola | XFL_BI11_GMELIT11_1:line | -1155 | 1587 | 1587 | -432 | 73 | []
MK_KS_CO_00001 | N-1 TIE 400 kV Skopje 5 - Urosevac | [GR-AL] [OPP] TIE 400 kV Kardia - Zemblak | XZE_KA11_GKARDI13_1:line | 1154 | 1587 | 1587 | -433 | 73 | []
BG-CO_00018 | N-1 OHL 400 kV Burgas- Maritsa Iztok 2 | [GR-MK] [OPP] TIE 400 kV Meliti - Bitola | XFL_BI11_GMELIT11_1:line | -1153 | 1587 | 1587 | -434 | 73 | []
BG-CO_00019 | N-1 OHL 400 kV Maritsa Iztok 2 - Maritsa Iztok 3 | [GR-MK] [OPP] TIE 400 kV Meliti - Bitola | XFL_BI11_GMELIT11_1:line | -1152 | 1587 | 1587 | -435 | 73 | []
TR_BG_CO_00001 | N-1 TIE 400 kV Maritsa 3 - Hamitabat 1 | [GR-MK] [OPP] TIE 400 kV Meliti - Bitola | XFL_BI11_GMELIT11_1:line | -1152 | 1587 | 1587 | -435 | 73 | []
GR_CO_00001 | N-1 OHL 400 kV Filippoi - Komotini ck. 1&2 | [GR-MK] [OPP] TIE 400 kV Meliti - Bitola | XFL_BI11_GMELIT11_1:line | -1152 | 1587 | 1587 | -435 | 73 | []
TR_CO_00001 | N-1 OHL 400 kV Habitabat NGCC - Babaeski | [GR-MK] [OPP] TIE 400 kV Meliti - Bitola | XFL_BI11_GMELIT11_1:line | -1148 | 1587 | 1587 | -439 | 72 | []
BG-CO_00017 | N-1 OHL 400 kV Kozloduy - Sofia Zapad ck. 1&2 | [GR-MK] [OPP] TIE 400 kV Meliti - Bitola | XFL_BI11_GMELIT11_1:line | -1147 | 1587 | 1587 | -440 | 72 | []
RS_KS_CO_00002 | N-1 TIE 400 kV Kosovo B - Nis 2 | [GR-MK] [OPP] TIE 400 kV Meliti - Bitola | XFL_BI11_GMELIT11_1:line | -1147 | 1587 | 1587 | -440 | 72 | []
GR_CO_00007 | N-1 OHL 400 kV Thessaloniki - Agios Dimitrios ck. 1&2 | [GR-AL] [OPP] TIE 400 kV Kardia - Zemblak | XZE_KA11_GKARDI13_1:line | 1145 | 1587 | 1587 | -442 | 72 | []
GR_CO_00002 | N-1 OHL 400 kV Filippoi - Lagadas ck. 1&2 | [GR-MK] [OPP] TIE 400 kV Meliti - Bitola | XFL_BI11_GMELIT11_1:line | -1145 | 1587 | 1587 | -442 | 72 | []
GR_CO_00009 | N-1 OHL 400 kV Filippoi - Lagadas ck. 3 | [GR-MK] [OPP] TIE 400 kV Meliti - Bitola | XFL_BI11_GMELIT11_1:line | -1145 | 1587 | 1587 | -442 | 72 | []
BG-CO_00002, BG_CO_00002 | N-1 OHL 400 kV Sofia Zapad - Chervena Mogila ck. 1&2, N-1 OHL 400 kV SOFIA ZAPAD - CHERVENA MOGILA CK. 1&2 | [GR-MK] [OPP] TIE 400 kV Meliti - Bitola | XFL_BI11_GMELIT11_1:line | -1144 | 1587 | 1587 | -443 | 72 | []
BG-CO_00020 | N-1 OHL 400 kV Maritsa Iztok - Maritsa Iztok 3 | [GR-MK] [OPP] TIE 400 kV Meliti - Bitola | XFL_BI11_GMELIT11_1:line | -1144 | 1587 | 1587 | -443 | 72 | []
BC | Base Case | [GR-MK] [OPP] TIE 400 kV Meliti - Bitola | XFL_BI11_GMELIT11_1:line | -1144 | 1587 | 1587 | -443 | 72 | []
RS_CO_00004 | N-1 OHL 400 kV Nis 2 - Leskovac 2 | [GR-MK] [OPP] TIE 400 kV Meliti - Bitola | XFL_BI11_GMELIT11_1:line | -1140 | 1587 | 1587 | -447 | 72 | []
BG-CO_00005, BG_CO_00003 | N-1 OHL 400 kV Vetren - Chervena Mogila, N-1 OHL 400 kV VETREN - CHERVENA MOGILA | [GR-MK] [OPP] TIE 400 kV Meliti - Bitola | XFL_BI11_GMELIT11_1:line | -1136 | 1587 | 1587 | -451 | 72 | []
BG-CO_00006, BG_CO_00004 | N-1 OHL 400 kV Plovdiv - Vetren, N-1 OHL 400 kV PLOVDIV - VETREN | [GR-MK] [OPP] TIE 400 kV Meliti - Bitola | XFL_BI11_GMELIT11_1:line | -1135 | 1587 | 1587 | -452 | 72 | []
GR_CO_00008 | N-1 OHL 400 kV Kardia - Ptolemaida / N-1 OHL 400 kV Kardia - Vermio | [GR-AL] [OPP] TIE 400 kV Kardia - Zemblak | XZE_KA11_GKARDI13_1:line | 1134 | 1587 | 1587 | -453 | 71 | []
GR_MK_CO_00002 | N-1 TIE 400 kV Thessaloniki - Dubrovo | [GR-AL] [OPP] TIE 400 kV Kardia - Zemblak | XZE_KA11_GKARDI13_1:line | 1134 | 1587 | 1587 | -453 | 71 | []
RS_CO_00003 | N-1 OHL 400 kV Vranje 4 - Leskovac 2 | [GR-MK] [OPP] TIE 400 kV Meliti - Bitola | XFL_BI11_GMELIT11_1:line | -1129 | 1587 | 1587 | -458 | 71 | []
GR_BG_CO_00001 | N-1 TIE 400 kV Lagadas - Blagoevgrad | [GR-AL] [OPP] TIE 400 kV Kardia - Zemblak | XZE_KA11_GKARDI13_1:line | 1128 | 1587 | 1587 | -459 | 71 | []
KS_ME_CO_00001 | N-1 TIE 400 kV Pec 3 - Ribarevina | [GR-MK] [OPP] TIE 400 kV Meliti - Bitola | XFL_BI11_GMELIT11_1:line | -1126 | 1587 | 1587 | -461 | 71 | []
MK_BG_CO_00001 | N-1 TIE 400 kV Chervena Mogila - Stip | [GR-MK] [OPP] TIE 400 kV Meliti - Bitola | XFL_BI11_GMELIT11_1:line | -1119 | 1587 | 1587 | -468 | 71 | []
RS_MK_CO_00001 | N-1 TIE 400 kV Vranje 4 - Stip | [GR-MK] [OPP] TIE 400 kV Meliti - Bitola | XFL_BI11_GMELIT11_1:line | -1119 | 1587 | 1587 | -468 | 71 | []
KS_CO_00001 | N-1 OHL 400 kV Kosovo B - Urosevac | [GR-MK] [OPP] TIE 400 kV Meliti - Bitola | XFL_BI11_GMELIT11_1:line | -1116 | 1587 | 1587 | -471 | 70 | []
GR_CO_00005 | N-1 OHL 400 kV Thessaloniki - Lagadas ck. 1&2 | [GR-MK] [OPP] TIE 400 kV Meliti - Bitola | XFL_BI11_GMELIT11_1:line | -1115 | 1587 | 1587 | -472 | 70 | []

## 0130Curative
Detailed results
Generated at: | 2026-08-04 20:14
Business day: | 05.08.2026
Timestamp: | 01:30
Border & direction: | North-Greece Exporting
Horizon: | DA
Remedial actions: | true
Evaluation type: | curative
TTC [MW]: | 3724
Fallback applied | false
Loading threshold | 0.7
Applied RAs
CO ID | RA ID | Name of the RA | Usage | Type | Location | Status
Limiting CNECs
CO ID | Name of the CO | Name of the CNE | CNE UCTE branch | Calculated I (A) | I max (PRE) | I max (CUR) | Margin (A) | Loading (%) | Applicable curative RAs
GR_AL_CO_00001 | N-1 TIE 400 kV Kardia - Zemblak / N-1 TIE 150 kV Mourtos - Bistrica | [GR-MK] [OPP] TIE 400 kV Meliti - Bitola | XFL_BI11_GMELIT11_1:line | -1582 |  | 1587 | -5 | 100 | []
GR_MK_CO_00002 | N-1 TIE 400 kV Thessaloniki - Dubrovo | [GR-MK] [OPP] TIE 400 kV Meliti - Bitola | XFL_BI11_GMELIT11_1:line | -1536 |  | 1587 | -51 | 97 | []
AL_CO_00002 | N-1 OHL 400 kV Elbasan 3 - Zemblak | [GR-MK] [OPP] TIE 400 kV Meliti - Bitola | XFL_BI11_GMELIT11_1:line | -1465 |  | 1587 | -122 | 92 | []
GR_CO_00003 | N-1 OHL 400 kV Meliti - Amideo ck. 1&2 | [GR-MK] [OPP] TIE 400 kV Thessaloniki - Dubrovo | XTH_DU11_GTHESS11_1:line | -1364 |  | 1587 | -223 | 86 | []
GR_MK_CO_00001 | N-1 TIE 400 kV Meliti - Bitola | [GR-MK] [OPP] TIE 400 kV Thessaloniki - Dubrovo | XTH_DU11_GTHESS11_1:line | -1363 |  | 1587 | -224 | 86 | []
GR_CO_00006 | N-1 OHL 400 kV Komotini - Nea Santa ck. 1&2 | [GR-MK] [OPP] TIE 400 kV Meliti - Bitola | XFL_BI11_GMELIT11_1:line | -1357 |  | 1587 | -230 | 86 | []
GR_TR_CO_00001 | N-1 TIE 400 kV Nea Santa - Babaeski | [GR-BG] [OPP] TIE 400 kV Nea Santa - Maritsa Iztok | XMI_NS11_GNSANT15_1:line | 1351 |  | 1600 | -249 | 84 | []
GR_IT_CO_00001 | N-1 TIE 400 kV Arachthos - Galatina | [GR-MK] [OPP] TIE 400 kV Meliti - Bitola | XFL_BI11_GMELIT11_1:line | -1304 |  | 1587 | -283 | 82 | []
GR_CO_00007 | N-1 OHL 400 kV Thessaloniki - Agios Dimitrios ck. 1&2 | [GR-MK] [OPP] TIE 400 kV Meliti - Bitola | XFL_BI11_GMELIT11_1:line | -1296 |  | 1587 | -291 | 82 | []
GR_BG_CO_00001 | N-1 TIE 400 kV Lagadas - Blagoevgrad | [GR-MK] [OPP] TIE 400 kV Meliti - Bitola | XFL_BI11_GMELIT11_1:line | -1288 |  | 1587 | -299 | 81 | []
GR_CO_00004 | N-1 OHL 400 kV Amideo - Lagadas ck. 1&2 | [GR-MK] [OPP] TIE 400 kV Meliti - Bitola | XFL_BI11_GMELIT11_1:line | -1257 |  | 1587 | -330 | 79 | []
GR_MK_CO_00001 | N-1 TIE 400 kV Meliti - Bitola | [GR-AL] [OPP] TIE 400 kV Kardia - Zemblak | XZE_KA11_GKARDI13_1:line | 1256 |  | 1587 | -331 | 79 | []
GR_CO_00003 | N-1 OHL 400 kV Meliti - Amideo ck. 1&2 | [GR-AL] [OPP] TIE 400 kV Kardia - Zemblak | XZE_KA11_GKARDI13_1:line | 1256 |  | 1587 | -331 | 79 | []
GR_CO_00010 | N-1 OHL 400 kV Amideo - Ptolemaida / N-1 OHL 400 kV Amideo - Vermio | [GR-AL] [OPP] TIE 400 kV Kardia - Zemblak | XZE_KA11_GKARDI13_1:line | 1254 |  | 1587 | -333 | 79 | []
GR_BG_CO_00002 | N-1 TIE 400 kV Nea Santa - Maritsa Iztok | [GR-MK] [OPP] TIE 400 kV Meliti - Bitola | XFL_BI11_GMELIT11_1:line | -1230 |  | 1600 | -370 | 77 | []
MK_AL_CO_00001 | N-1 TIE 400 kV Skopje 5 - Urosevac / N-1 TIE 150 kV Mourtos - Bistrica | [GR-AL] [OPP] TIE 400 kV Kardia - Zemblak | XZE_KA11_GKARDI13_1:line | 1219 |  | 1587 | -368 | 77 | []
BG-CO_00001, BG_CO_00001 | N-1 OHL 400 kV Chervena Mogila - Blagoevgrad ck. 1&2, N-1 OHL 400 kV CHERVENA MOGILA - BLAGOEVGRAD CK. 1&2 | [GR-MK] [OPP] TIE 400 kV Meliti - Bitola | XFL_BI11_GMELIT11_1:line | -1212 |  | 1587 | -375 | 76 | []
GR_IT_CO_00001 | N-1 TIE 400 kV Arachthos - Galatina | [GR-AL] [OPP] TIE 400 kV Kardia - Zemblak | XZE_KA11_GKARDI13_1:line | 1202 |  | 1587 | -385 | 76 | []
AL_CO_00001 | N-1 OHL 400 kV Elbasan 3 - Tirana 2 | [GR-MK] [OPP] TIE 400 kV Meliti - Bitola | XFL_BI11_GMELIT11_1:line | -1202 |  | 1587 | -385 | 76 | []
GR_TR_CO_00001 | N-1 TIE 400 kV Nea Santa - Babaeski | [GR-MK] [OPP] TIE 400 kV Meliti - Bitola | XFL_BI11_GMELIT11_1:line | -1193 |  | 1587 | -394 | 75 | []
GR_CO_00006 | N-1 OHL 400 kV Komotini - Nea Santa ck. 1&2 | [GR-AL] [OPP] TIE 400 kV Kardia - Zemblak | XZE_KA11_GKARDI13_1:line | 1187 |  | 1587 | -400 | 75 | []
GR_BG_CO_00002 | N-1 TIE 400 kV Nea Santa - Maritsa Iztok | [GR-TR] [OPP] TIE 400 kV Nea Santa - Babaeski | XNS_BA11_GNSANT11_1:line | 1184 |  | 1600 | -416 | 74 | []
AL_ME_CO_00001 | N-1 TIE 400 kV Tirana 2 – Podgorica 2 | [GR-MK] [OPP] TIE 400 kV Meliti - Bitola | XFL_BI11_GMELIT11_1:line | -1171 |  | 1587 | -416 | 74 | []
BG-CO_00013 | N-1 OHL 400 kV Maritsa Iztok - Plovdiv | [GR-MK] [OPP] TIE 400 kV Meliti - Bitola | XFL_BI11_GMELIT11_1:line | -1170 |  | 1587 | -417 | 74 | []
MK_CO_00003 | N-1 OHL 400 kV Skopje 4 - Skopje 5 | [GR-AL] [OPP] TIE 400 kV Kardia - Zemblak | XZE_KA11_GKARDI13_1:line | 1163 |  | 1587 | -424 | 73 | []
BG-CO_00012 | N-1 OHL 400 kV Varna - Burgas | [GR-MK] [OPP] TIE 400 kV Meliti - Bitola | XFL_BI11_GMELIT11_1:line | -1159 |  | 1587 | -428 | 73 | []
TR_BG_CO_00002 | N-1 TIE 400 kV Maritsa 3 - Hamitabat 2 | [GR-MK] [OPP] TIE 400 kV Meliti - Bitola | XFL_BI11_GMELIT11_1:line | -1156 |  | 1587 | -431 | 73 | []
RS_BG_CO_00001, RO_CO_00052 | N-1 TIE 400 kV Sofia Zapad - Nis, N-1 OHL 400 kV Sofia Zapad -Nis | [GR-MK] [OPP] TIE 400 kV Meliti - Bitola | XFL_BI11_GMELIT11_1:line | -1155 |  | 1587 | -432 | 73 | []
MK_KS_CO_00001 | N-1 TIE 400 kV Skopje 5 - Urosevac | [GR-AL] [OPP] TIE 400 kV Kardia - Zemblak | XZE_KA11_GKARDI13_1:line | 1154 |  | 1587 | -433 | 73 | []
BG-CO_00018 | N-1 OHL 400 kV Burgas- Maritsa Iztok 2 | [GR-MK] [OPP] TIE 400 kV Meliti - Bitola | XFL_BI11_GMELIT11_1:line | -1153 |  | 1587 | -434 | 73 | []
BG-CO_00019 | N-1 OHL 400 kV Maritsa Iztok 2 - Maritsa Iztok 3 | [GR-MK] [OPP] TIE 400 kV Meliti - Bitola | XFL_BI11_GMELIT11_1:line | -1152 |  | 1587 | -435 | 73 | []
TR_BG_CO_00001 | N-1 TIE 400 kV Maritsa 3 - Hamitabat 1 | [GR-MK] [OPP] TIE 400 kV Meliti - Bitola | XFL_BI11_GMELIT11_1:line | -1152 |  | 1587 | -435 | 73 | []
GR_CO_00001 | N-1 OHL 400 kV Filippoi - Komotini ck. 1&2 | [GR-MK] [OPP] TIE 400 kV Meliti - Bitola | XFL_BI11_GMELIT11_1:line | -1152 |  | 1587 | -435 | 73 | []
TR_CO_00001 | N-1 OHL 400 kV Habitabat NGCC - Babaeski | [GR-MK] [OPP] TIE 400 kV Meliti - Bitola | XFL_BI11_GMELIT11_1:line | -1148 |  | 1587 | -439 | 72 | []
BG-CO_00017 | N-1 OHL 400 kV Kozloduy - Sofia Zapad ck. 1&2 | [GR-MK] [OPP] TIE 400 kV Meliti - Bitola | XFL_BI11_GMELIT11_1:line | -1147 |  | 1587 | -440 | 72 | []
RS_KS_CO_00002 | N-1 TIE 400 kV Kosovo B - Nis 2 | [GR-MK] [OPP] TIE 400 kV Meliti - Bitola | XFL_BI11_GMELIT11_1:line | -1147 |  | 1587 | -440 | 72 | []
GR_CO_00007 | N-1 OHL 400 kV Thessaloniki - Agios Dimitrios ck. 1&2 | [GR-AL] [OPP] TIE 400 kV Kardia - Zemblak | XZE_KA11_GKARDI13_1:line | 1145 |  | 1587 | -442 | 72 | []
GR_CO_00002 | N-1 OHL 400 kV Filippoi - Lagadas ck. 1&2 | [GR-MK] [OPP] TIE 400 kV Meliti - Bitola | XFL_BI11_GMELIT11_1:line | -1145 |  | 1587 | -442 | 72 | []
GR_CO_00009 | N-1 OHL 400 kV Filippoi - Lagadas ck. 3 | [GR-MK] [OPP] TIE 400 kV Meliti - Bitola | XFL_BI11_GMELIT11_1:line | -1145 |  | 1587 | -442 | 72 | []
BG-CO_00002, BG_CO_00002 | N-1 OHL 400 kV Sofia Zapad - Chervena Mogila ck. 1&2, N-1 OHL 400 kV SOFIA ZAPAD - CHERVENA MOGILA CK. 1&2 | [GR-MK] [OPP] TIE 400 kV Meliti - Bitola | XFL_BI11_GMELIT11_1:line | -1144 |  | 1587 | -443 | 72 | []
BG-CO_00020 | N-1 OHL 400 kV Maritsa Iztok - Maritsa Iztok 3 | [GR-MK] [OPP] TIE 400 kV Meliti - Bitola | XFL_BI11_GMELIT11_1:line | -1144 |  | 1587 | -443 | 72 | []
BC | Base Case | [GR-MK] [OPP] TIE 400 kV Meliti - Bitola | XFL_BI11_GMELIT11_1:line | -1144 |  | 1587 | -443 | 72 | []
RS_CO_00004 | N-1 OHL 400 kV Nis 2 - Leskovac 2 | [GR-MK] [OPP] TIE 400 kV Meliti - Bitola | XFL_BI11_GMELIT11_1:line | -1140 |  | 1587 | -447 | 72 | []
BG-CO_00005, BG_CO_00003 | N-1 OHL 400 kV Vetren - Chervena Mogila, N-1 OHL 400 kV VETREN - CHERVENA MOGILA | [GR-MK] [OPP] TIE 400 kV Meliti - Bitola | XFL_BI11_GMELIT11_1:line | -1136 |  | 1587 | -451 | 72 | []
BG-CO_00006, BG_CO_00004 | N-1 OHL 400 kV Plovdiv - Vetren, N-1 OHL 400 kV PLOVDIV - VETREN | [GR-MK] [OPP] TIE 400 kV Meliti - Bitola | XFL_BI11_GMELIT11_1:line | -1135 |  | 1587 | -452 | 72 | []
GR_CO_00008 | N-1 OHL 400 kV Kardia - Ptolemaida / N-1 OHL 400 kV Kardia - Vermio | [GR-AL] [OPP] TIE 400 kV Kardia - Zemblak | XZE_KA11_GKARDI13_1:line | 1134 |  | 1587 | -453 | 71 | []
GR_MK_CO_00002 | N-1 TIE 400 kV Thessaloniki - Dubrovo | [GR-AL] [OPP] TIE 400 kV Kardia - Zemblak | XZE_KA11_GKARDI13_1:line | 1134 |  | 1587 | -453 | 71 | []
RS_CO_00003 | N-1 OHL 400 kV Vranje 4 - Leskovac 2 | [GR-MK] [OPP] TIE 400 kV Meliti - Bitola | XFL_BI11_GMELIT11_1:line | -1129 |  | 1587 | -458 | 71 | []
GR_BG_CO_00001 | N-1 TIE 400 kV Lagadas - Blagoevgrad | [GR-AL] [OPP] TIE 400 kV Kardia - Zemblak | XZE_KA11_GKARDI13_1:line | 1128 |  | 1587 | -459 | 71 | []
KS_ME_CO_00001 | N-1 TIE 400 kV Pec 3 - Ribarevina | [GR-MK] [OPP] TIE 400 kV Meliti - Bitola | XFL_BI11_GMELIT11_1:line | -1126 |  | 1587 | -461 | 71 | []
MK_BG_CO_00001 | N-1 TIE 400 kV Chervena Mogila - Stip | [GR-MK] [OPP] TIE 400 kV Meliti - Bitola | XFL_BI11_GMELIT11_1:line | -1119 |  | 1587 | -468 | 71 | []
RS_MK_CO_00001 | N-1 TIE 400 kV Vranje 4 - Stip | [GR-MK] [OPP] TIE 400 kV Meliti - Bitola | XFL_BI11_GMELIT11_1:line | -1119 |  | 1587 | -468 | 71 | []
KS_CO_00001 | N-1 OHL 400 kV Kosovo B - Urosevac | [GR-MK] [OPP] TIE 400 kV Meliti - Bitola | XFL_BI11_GMELIT11_1:line | -1116 |  | 1587 | -471 | 70 | []
GR_CO_00005 | N-1 OHL 400 kV Thessaloniki - Lagadas ck. 1&2 | [GR-MK] [OPP] TIE 400 kV Meliti - Bitola | XFL_BI11_GMELIT11_1:line | -1115 |  | 1587 | -472 | 70 | []

## 0230Preventive
Detailed results
Generated at: | 2026-08-04 20:14
Business day: | 05.08.2026
Timestamp: | 02:30
Border & direction: | North-Greece Exporting
Horizon: | DA
Remedial actions: | true
Evaluation type: | preventive
TTC [MW]: | 3769
Fallback applied | false
Loading threshold | 0.7
Applied RAs
CO ID | RA ID | Name of the RA | Usage | Type | Location | Status
Limiting CNECs
CO ID | Name of the CO | Name of the CNE | CNE UCTE branch | Calculated I (A) | I max (PRE) | I max (CUR) | Margin (A) | Loading (%) | Applicable curative RAs
GR_AL_CO_00001 | N-1 TIE 400 kV Kardia - Zemblak / N-1 TIE 150 kV Mourtos - Bistrica | [GR-MK] [OPP] TIE 400 kV Meliti - Bitola | XFL_BI11_GMELIT11_1:line | -1586 | 1587 | 1587 | -1 | 100 | []
GR_MK_CO_00002 | N-1 TIE 400 kV Thessaloniki - Dubrovo | [GR-MK] [OPP] TIE 400 kV Meliti - Bitola | XFL_BI11_GMELIT11_1:line | -1552 | 1587 | 1587 | -35 | 98 | []
AL_CO_00002 | N-1 OHL 400 kV Elbasan 3 - Zemblak | [GR-MK] [OPP] TIE 400 kV Meliti - Bitola | XFL_BI11_GMELIT11_1:line | -1467 | 1587 | 1587 | -120 | 92 | []
GR_CO_00003 | N-1 OHL 400 kV Meliti - Amideo ck. 1&2 | [GR-MK] [OPP] TIE 400 kV Thessaloniki - Dubrovo | XTH_DU11_GTHESS11_1:line | -1387 | 1587 | 1587 | -200 | 87 | []
GR_MK_CO_00001 | N-1 TIE 400 kV Meliti - Bitola | [GR-MK] [OPP] TIE 400 kV Thessaloniki - Dubrovo | XTH_DU11_GTHESS11_1:line | -1386 | 1587 | 1587 | -201 | 87 | []
GR_TR_CO_00001 | N-1 TIE 400 kV Nea Santa - Babaeski | [GR-BG] [OPP] TIE 400 kV Nea Santa - Maritsa Iztok | XMI_NS11_GNSANT15_1:line | 1397 | 1600 | 1600 | -203 | 87 | []
GR_CO_00006 | N-1 OHL 400 kV Komotini - Nea Santa ck. 1&2 | [GR-MK] [OPP] TIE 400 kV Meliti - Bitola | XFL_BI11_GMELIT11_1:line | -1350 | 1587 | 1587 | -237 | 85 | []
GR_IT_CO_00001 | N-1 TIE 400 kV Arachthos - Galatina | [GR-MK] [OPP] TIE 400 kV Meliti - Bitola | XFL_BI11_GMELIT11_1:line | -1309 | 1587 | 1587 | -278 | 83 | []
GR_BG_CO_00001 | N-1 TIE 400 kV Lagadas - Blagoevgrad | [GR-MK] [OPP] TIE 400 kV Meliti - Bitola | XFL_BI11_GMELIT11_1:line | -1291 | 1587 | 1587 | -296 | 81 | []
GR_CO_00007 | N-1 OHL 400 kV Thessaloniki - Agios Dimitrios ck. 1&2 | [GR-MK] [OPP] TIE 400 kV Meliti - Bitola | XFL_BI11_GMELIT11_1:line | -1289 | 1587 | 1587 | -298 | 81 | []
GR_MK_CO_00001 | N-1 TIE 400 kV Meliti - Bitola | [GR-AL] [OPP] TIE 400 kV Kardia - Zemblak | XZE_KA11_GKARDI13_1:line | 1239 | 1587 | 1587 | -348 | 78 | []
GR_CO_00003 | N-1 OHL 400 kV Meliti - Amideo ck. 1&2 | [GR-AL] [OPP] TIE 400 kV Kardia - Zemblak | XZE_KA11_GKARDI13_1:line | 1239 | 1587 | 1587 | -348 | 78 | []
GR_CO_00004 | N-1 OHL 400 kV Amideo - Lagadas ck. 1&2 | [GR-MK] [OPP] TIE 400 kV Meliti - Bitola | XFL_BI11_GMELIT11_1:line | -1237 | 1587 | 1587 | -350 | 78 | []
GR_CO_00010 | N-1 OHL 400 kV Amideo - Ptolemaida / N-1 OHL 400 kV Amideo - Vermio | [GR-AL] [OPP] TIE 400 kV Kardia - Zemblak | XZE_KA11_GKARDI13_1:line | 1233 | 1587 | 1587 | -354 | 78 | []
GR_BG_CO_00002 | N-1 TIE 400 kV Nea Santa - Maritsa Iztok | [GR-MK] [OPP] TIE 400 kV Meliti - Bitola | XFL_BI11_GMELIT11_1:line | -1239 | 1600 | 1600 | -361 | 77 | []
GR_BG_CO_00002 | N-1 TIE 400 kV Nea Santa - Maritsa Iztok | [GR-TR] [OPP] TIE 400 kV Nea Santa - Babaeski | XNS_BA11_GNSANT11_1:line | 1233 | 1600 | 1600 | -367 | 77 | []
BG-CO_00001, BG_CO_00001 | N-1 OHL 400 kV Chervena Mogila - Blagoevgrad ck. 1&2, N-1 OHL 400 kV CHERVENA MOGILA - BLAGOEVGRAD CK. 1&2 | [GR-MK] [OPP] TIE 400 kV Meliti - Bitola | XFL_BI11_GMELIT11_1:line | -1215 | 1587 | 1587 | -372 | 77 | []
AL_CO_00001 | N-1 OHL 400 kV Elbasan 3 - Tirana 2 | [GR-MK] [OPP] TIE 400 kV Meliti - Bitola | XFL_BI11_GMELIT11_1:line | -1207 | 1587 | 1587 | -380 | 76 | []
GR_TR_CO_00001 | N-1 TIE 400 kV Nea Santa - Babaeski | [GR-MK] [OPP] TIE 400 kV Meliti - Bitola | XFL_BI11_GMELIT11_1:line | -1201 | 1587 | 1587 | -386 | 76 | []
MK_AL_CO_00001 | N-1 TIE 400 kV Skopje 5 - Urosevac / N-1 TIE 150 kV Mourtos - Bistrica | [GR-AL] [OPP] TIE 400 kV Kardia - Zemblak | XZE_KA11_GKARDI13_1:line | 1190 | 1587 | 1587 | -397 | 75 | []
GR_IT_CO_00001 | N-1 TIE 400 kV Arachthos - Galatina | [GR-AL] [OPP] TIE 400 kV Kardia - Zemblak | XZE_KA11_GKARDI13_1:line | 1183 | 1587 | 1587 | -404 | 75 | []
BG-CO_00013 | N-1 OHL 400 kV Maritsa Iztok - Plovdiv | [GR-MK] [OPP] TIE 400 kV Meliti - Bitola | XFL_BI11_GMELIT11_1:line | -1178 | 1587 | 1587 | -409 | 74 | []
AL_ME_CO_00001 | N-1 TIE 400 kV Tirana 2 – Podgorica 2 | [GR-MK] [OPP] TIE 400 kV Meliti - Bitola | XFL_BI11_GMELIT11_1:line | -1176 | 1587 | 1587 | -411 | 74 | []
BG-CO_00012 | N-1 OHL 400 kV Varna - Burgas | [GR-MK] [OPP] TIE 400 kV Meliti - Bitola | XFL_BI11_GMELIT11_1:line | -1164 | 1587 | 1587 | -423 | 73 | []
TR_BG_CO_00002 | N-1 TIE 400 kV Maritsa 3 - Hamitabat 2 | [GR-MK] [OPP] TIE 400 kV Meliti - Bitola | XFL_BI11_GMELIT11_1:line | -1162 | 1587 | 1587 | -425 | 73 | []
RS_BG_CO_00001, RO_CO_00052 | N-1 TIE 400 kV Sofia Zapad - Nis, N-1 OHL 400 kV Sofia Zapad -Nis | [GR-MK] [OPP] TIE 400 kV Meliti - Bitola | XFL_BI11_GMELIT11_1:line | -1161 | 1587 | 1587 | -426 | 73 | []
GR_CO_00006 | N-1 OHL 400 kV Komotini - Nea Santa ck. 1&2 | [GR-AL] [OPP] TIE 400 kV Kardia - Zemblak | XZE_KA11_GKARDI13_1:line | 1160 | 1587 | 1587 | -427 | 73 | []
BG-CO_00018 | N-1 OHL 400 kV Burgas- Maritsa Iztok 2 | [GR-MK] [OPP] TIE 400 kV Meliti - Bitola | XFL_BI11_GMELIT11_1:line | -1158 | 1587 | 1587 | -429 | 73 | []
BG-CO_00019 | N-1 OHL 400 kV Maritsa Iztok 2 - Maritsa Iztok 3 | [GR-MK] [OPP] TIE 400 kV Meliti - Bitola | XFL_BI11_GMELIT11_1:line | -1158 | 1587 | 1587 | -429 | 73 | []
TR_BG_CO_00001 | N-1 TIE 400 kV Maritsa 3 - Hamitabat 1 | [GR-MK] [OPP] TIE 400 kV Meliti - Bitola | XFL_BI11_GMELIT11_1:line | -1158 | 1587 | 1587 | -429 | 73 | []
RS_KS_CO_00002 | N-1 TIE 400 kV Kosovo B - Nis 2 | [GR-MK] [OPP] TIE 400 kV Meliti - Bitola | XFL_BI11_GMELIT11_1:line | -1154 | 1587 | 1587 | -433 | 73 | []
TR_CO_00001 | N-1 OHL 400 kV Habitabat NGCC - Babaeski | [GR-MK] [OPP] TIE 400 kV Meliti - Bitola | XFL_BI11_GMELIT11_1:line | -1154 | 1587 | 1587 | -433 | 73 | []
BG-CO_00017 | N-1 OHL 400 kV Kozloduy - Sofia Zapad ck. 1&2 | [GR-MK] [OPP] TIE 400 kV Meliti - Bitola | XFL_BI11_GMELIT11_1:line | -1152 | 1587 | 1587 | -435 | 73 | []
BG-CO_00020 | N-1 OHL 400 kV Maritsa Iztok - Maritsa Iztok 3 | [GR-MK] [OPP] TIE 400 kV Meliti - Bitola | XFL_BI11_GMELIT11_1:line | -1150 | 1587 | 1587 | -437 | 72 | []
BC | Base Case | [GR-MK] [OPP] TIE 400 kV Meliti - Bitola | XFL_BI11_GMELIT11_1:line | -1150 | 1587 | 1587 | -437 | 72 | []
BG-CO_00002, BG_CO_00002 | N-1 OHL 400 kV Sofia Zapad - Chervena Mogila ck. 1&2, N-1 OHL 400 kV SOFIA ZAPAD - CHERVENA MOGILA CK. 1&2 | [GR-MK] [OPP] TIE 400 kV Meliti - Bitola | XFL_BI11_GMELIT11_1:line | -1149 | 1587 | 1587 | -438 | 72 | []
GR_CO_00009 | N-1 OHL 400 kV Filippoi - Lagadas ck. 3 | [GR-MK] [OPP] TIE 400 kV Meliti - Bitola | XFL_BI11_GMELIT11_1:line | -1149 | 1587 | 1587 | -438 | 72 | []
RS_CO_00004 | N-1 OHL 400 kV Nis 2 - Leskovac 2 | [GR-MK] [OPP] TIE 400 kV Meliti - Bitola | XFL_BI11_GMELIT11_1:line | -1147 | 1587 | 1587 | -440 | 72 | []
GR_CO_00002 | N-1 OHL 400 kV Filippoi - Lagadas ck. 1&2 | [GR-MK] [OPP] TIE 400 kV Meliti - Bitola | XFL_BI11_GMELIT11_1:line | -1146 | 1587 | 1587 | -441 | 72 | []
GR_CO_00001 | N-1 OHL 400 kV Filippoi - Komotini ck. 1&2 | [GR-MK] [OPP] TIE 400 kV Meliti - Bitola | XFL_BI11_GMELIT11_1:line | -1143 | 1587 | 1587 | -444 | 72 | []
BG-CO_00005, BG_CO_00003 | N-1 OHL 400 kV Vetren - Chervena Mogila, N-1 OHL 400 kV VETREN - CHERVENA MOGILA | [GR-MK] [OPP] TIE 400 kV Meliti - Bitola | XFL_BI11_GMELIT11_1:line | -1142 | 1587 | 1587 | -445 | 72 | []
BG-CO_00006, BG_CO_00004 | N-1 OHL 400 kV Plovdiv - Vetren, N-1 OHL 400 kV PLOVDIV - VETREN | [GR-MK] [OPP] TIE 400 kV Meliti - Bitola | XFL_BI11_GMELIT11_1:line | -1142 | 1587 | 1587 | -445 | 72 | []
MK_CO_00003 | N-1 OHL 400 kV Skopje 4 - Skopje 5 | [GR-AL] [OPP] TIE 400 kV Kardia - Zemblak | XZE_KA11_GKARDI13_1:line | 1141 | 1587 | 1587 | -446 | 72 | []
RS_CO_00003 | N-1 OHL 400 kV Vranje 4 - Leskovac 2 | [GR-MK] [OPP] TIE 400 kV Meliti - Bitola | XFL_BI11_GMELIT11_1:line | -1137 | 1587 | 1587 | -450 | 72 | []
MK_BG_CO_00001 | N-1 TIE 400 kV Chervena Mogila - Stip | [GR-MK] [OPP] TIE 400 kV Meliti - Bitola | XFL_BI11_GMELIT11_1:line | -1131 | 1587 | 1587 | -456 | 71 | []
GR_CO_00005 | N-1 OHL 400 kV Thessaloniki - Lagadas ck. 1&2 | [GR-MK] [OPP] TIE 400 kV Meliti - Bitola | XFL_BI11_GMELIT11_1:line | -1131 | 1587 | 1587 | -456 | 71 | []
KS_CO_00001 | N-1 OHL 400 kV Kosovo B - Urosevac | [GR-MK] [OPP] TIE 400 kV Meliti - Bitola | XFL_BI11_GMELIT11_1:line | -1128 | 1587 | 1587 | -459 | 71 | []
RS_MK_CO_00001 | N-1 TIE 400 kV Vranje 4 - Stip | [GR-MK] [OPP] TIE 400 kV Meliti - Bitola | XFL_BI11_GMELIT11_1:line | -1128 | 1587 | 1587 | -459 | 71 | []
KS_ME_CO_00001 | N-1 TIE 400 kV Pec 3 - Ribarevina | [GR-MK] [OPP] TIE 400 kV Meliti - Bitola | XFL_BI11_GMELIT11_1:line | -1127 | 1587 | 1587 | -460 | 71 | []
GR_CO_00007 | N-1 OHL 400 kV Thessaloniki - Agios Dimitrios ck. 1&2 | [GR-AL] [OPP] TIE 400 kV Kardia - Zemblak | XZE_KA11_GKARDI13_1:line | 1118 | 1587 | 1587 | -469 | 70 | []
MK_KS_CO_00001 | N-1 TIE 400 kV Skopje 5 - Urosevac | [GR-AL] [OPP] TIE 400 kV Kardia - Zemblak | XZE_KA11_GKARDI13_1:line | 1118 | 1587 | 1587 | -469 | 70 | []
GR_MK_CO_00002 | N-1 TIE 400 kV Thessaloniki - Dubrovo | [GR-AL] [OPP] TIE 400 kV Kardia - Zemblak | XZE_KA11_GKARDI13_1:line | 1118 | 1587 | 1587 | -469 | 70 | []
GR_CO_00008 | N-1 OHL 400 kV Kardia - Ptolemaida / N-1 OHL 400 kV Kardia - Vermio | [GR-AL] [OPP] TIE 400 kV Kardia - Zemblak | XZE_KA11_GKARDI13_1:line | 1113 | 1587 | 1587 | -474 | 70 | []

## 0230Curative
Detailed results
Generated at: | 2026-08-04 20:14
Business day: | 05.08.2026
Timestamp: | 02:30
Border & direction: | North-Greece Exporting
Horizon: | DA
Remedial actions: | true
Evaluation type: | curative
TTC [MW]: | 3769
Fallback applied | false
Loading threshold | 0.7
Applied RAs
CO ID | RA ID | Name of the RA | Usage | Type | Location | Status
Limiting CNECs
CO ID | Name of the CO | Name of the CNE | CNE UCTE branch | Calculated I (A) | I max (PRE) | I max (CUR) | Margin (A) | Loading (%) | Applicable curative RAs
GR_AL_CO_00001 | N-1 TIE 400 kV Kardia - Zemblak / N-1 TIE 150 kV Mourtos - Bistrica | [GR-MK] [OPP] TIE 400 kV Meliti - Bitola | XFL_BI11_GMELIT11_1:line | -1586 |  | 1587 | -1 | 100 | []
GR_MK_CO_00002 | N-1 TIE 400 kV Thessaloniki - Dubrovo | [GR-MK] [OPP] TIE 400 kV Meliti - Bitola | XFL_BI11_GMELIT11_1:line | -1552 |  | 1587 | -35 | 98 | []
AL_CO_00002 | N-1 OHL 400 kV Elbasan 3 - Zemblak | [GR-MK] [OPP] TIE 400 kV Meliti - Bitola | XFL_BI11_GMELIT11_1:line | -1467 |  | 1587 | -120 | 92 | []
GR_CO_00003 | N-1 OHL 400 kV Meliti - Amideo ck. 1&2 | [GR-MK] [OPP] TIE 400 kV Thessaloniki - Dubrovo | XTH_DU11_GTHESS11_1:line | -1387 |  | 1587 | -200 | 87 | []
GR_MK_CO_00001 | N-1 TIE 400 kV Meliti - Bitola | [GR-MK] [OPP] TIE 400 kV Thessaloniki - Dubrovo | XTH_DU11_GTHESS11_1:line | -1386 |  | 1587 | -201 | 87 | []
GR_TR_CO_00001 | N-1 TIE 400 kV Nea Santa - Babaeski | [GR-BG] [OPP] TIE 400 kV Nea Santa - Maritsa Iztok | XMI_NS11_GNSANT15_1:line | 1397 |  | 1600 | -203 | 87 | []
GR_CO_00006 | N-1 OHL 400 kV Komotini - Nea Santa ck. 1&2 | [GR-MK] [OPP] TIE 400 kV Meliti - Bitola | XFL_BI11_GMELIT11_1:line | -1350 |  | 1587 | -237 | 85 | []
GR_IT_CO_00001 | N-1 TIE 400 kV Arachthos - Galatina | [GR-MK] [OPP] TIE 400 kV Meliti - Bitola | XFL_BI11_GMELIT11_1:line | -1309 |  | 1587 | -278 | 83 | []
GR_BG_CO_00001 | N-1 TIE 400 kV Lagadas - Blagoevgrad | [GR-MK] [OPP] TIE 400 kV Meliti - Bitola | XFL_BI11_GMELIT11_1:line | -1291 |  | 1587 | -296 | 81 | []
GR_CO_00007 | N-1 OHL 400 kV Thessaloniki - Agios Dimitrios ck. 1&2 | [GR-MK] [OPP] TIE 400 kV Meliti - Bitola | XFL_BI11_GMELIT11_1:line | -1289 |  | 1587 | -298 | 81 | []
GR_MK_CO_00001 | N-1 TIE 400 kV Meliti - Bitola | [GR-AL] [OPP] TIE 400 kV Kardia - Zemblak | XZE_KA11_GKARDI13_1:line | 1239 |  | 1587 | -348 | 78 | []
GR_CO_00003 | N-1 OHL 400 kV Meliti - Amideo ck. 1&2 | [GR-AL] [OPP] TIE 400 kV Kardia - Zemblak | XZE_KA11_GKARDI13_1:line | 1239 |  | 1587 | -348 | 78 | []
GR_CO_00004 | N-1 OHL 400 kV Amideo - Lagadas ck. 1&2 | [GR-MK] [OPP] TIE 400 kV Meliti - Bitola | XFL_BI11_GMELIT11_1:line | -1237 |  | 1587 | -350 | 78 | []
GR_CO_00010 | N-1 OHL 400 kV Amideo - Ptolemaida / N-1 OHL 400 kV Amideo - Vermio | [GR-AL] [OPP] TIE 400 kV Kardia - Zemblak | XZE_KA11_GKARDI13_1:line | 1233 |  | 1587 | -354 | 78 | []
GR_BG_CO_00002 | N-1 TIE 400 kV Nea Santa - Maritsa Iztok | [GR-MK] [OPP] TIE 400 kV Meliti - Bitola | XFL_BI11_GMELIT11_1:line | -1239 |  | 1600 | -361 | 77 | []
GR_BG_CO_00002 | N-1 TIE 400 kV Nea Santa - Maritsa Iztok | [GR-TR] [OPP] TIE 400 kV Nea Santa - Babaeski | XNS_BA11_GNSANT11_1:line | 1233 |  | 1600 | -367 | 77 | []
BG-CO_00001, BG_CO_00001 | N-1 OHL 400 kV Chervena Mogila - Blagoevgrad ck. 1&2, N-1 OHL 400 kV CHERVENA MOGILA - BLAGOEVGRAD CK. 1&2 | [GR-MK] [OPP] TIE 400 kV Meliti - Bitola | XFL_BI11_GMELIT11_1:line | -1215 |  | 1587 | -372 | 77 | []
AL_CO_00001 | N-1 OHL 400 kV Elbasan 3 - Tirana 2 | [GR-MK] [OPP] TIE 400 kV Meliti - Bitola | XFL_BI11_GMELIT11_1:line | -1207 |  | 1587 | -380 | 76 | []
GR_TR_CO_00001 | N-1 TIE 400 kV Nea Santa - Babaeski | [GR-MK] [OPP] TIE 400 kV Meliti - Bitola | XFL_BI11_GMELIT11_1:line | -1201 |  | 1587 | -386 | 76 | []
MK_AL_CO_00001 | N-1 TIE 400 kV Skopje 5 - Urosevac / N-1 TIE 150 kV Mourtos - Bistrica | [GR-AL] [OPP] TIE 400 kV Kardia - Zemblak | XZE_KA11_GKARDI13_1:line | 1190 |  | 1587 | -397 | 75 | []
GR_IT_CO_00001 | N-1 TIE 400 kV Arachthos - Galatina | [GR-AL] [OPP] TIE 400 kV Kardia - Zemblak | XZE_KA11_GKARDI13_1:line | 1183 |  | 1587 | -404 | 75 | []
BG-CO_00013 | N-1 OHL 400 kV Maritsa Iztok - Plovdiv | [GR-MK] [OPP] TIE 400 kV Meliti - Bitola | XFL_BI11_GMELIT11_1:line | -1178 |  | 1587 | -409 | 74 | []
AL_ME_CO_00001 | N-1 TIE 400 kV Tirana 2 – Podgorica 2 | [GR-MK] [OPP] TIE 400 kV Meliti - Bitola | XFL_BI11_GMELIT11_1:line | -1176 |  | 1587 | -411 | 74 | []
BG-CO_00012 | N-1 OHL 400 kV Varna - Burgas | [GR-MK] [OPP] TIE 400 kV Meliti - Bitola | XFL_BI11_GMELIT11_1:line | -1164 |  | 1587 | -423 | 73 | []
TR_BG_CO_00002 | N-1 TIE 400 kV Maritsa 3 - Hamitabat 2 | [GR-MK] [OPP] TIE 400 kV Meliti - Bitola | XFL_BI11_GMELIT11_1:line | -1162 |  | 1587 | -425 | 73 | []
RS_BG_CO_00001, RO_CO_00052 | N-1 TIE 400 kV Sofia Zapad - Nis, N-1 OHL 400 kV Sofia Zapad -Nis | [GR-MK] [OPP] TIE 400 kV Meliti - Bitola | XFL_BI11_GMELIT11_1:line | -1161 |  | 1587 | -426 | 73 | []
GR_CO_00006 | N-1 OHL 400 kV Komotini - Nea Santa ck. 1&2 | [GR-AL] [OPP] TIE 400 kV Kardia - Zemblak | XZE_KA11_GKARDI13_1:line | 1160 |  | 1587 | -427 | 73 | []
BG-CO_00018 | N-1 OHL 400 kV Burgas- Maritsa Iztok 2 | [GR-MK] [OPP] TIE 400 kV Meliti - Bitola | XFL_BI11_GMELIT11_1:line | -1158 |  | 1587 | -429 | 73 | []
BG-CO_00019 | N-1 OHL 400 kV Maritsa Iztok 2 - Maritsa Iztok 3 | [GR-MK] [OPP] TIE 400 kV Meliti - Bitola | XFL_BI11_GMELIT11_1:line | -1158 |  | 1587 | -429 | 73 | []
TR_BG_CO_00001 | N-1 TIE 400 kV Maritsa 3 - Hamitabat 1 | [GR-MK] [OPP] TIE 400 kV Meliti - Bitola | XFL_BI11_GMELIT11_1:line | -1158 |  | 1587 | -429 | 73 | []
RS_KS_CO_00002 | N-1 TIE 400 kV Kosovo B - Nis 2 | [GR-MK] [OPP] TIE 400 kV Meliti - Bitola | XFL_BI11_GMELIT11_1:line | -1154 |  | 1587 | -433 | 73 | []
TR_CO_00001 | N-1 OHL 400 kV Habitabat NGCC - Babaeski | [GR-MK] [OPP] TIE 400 kV Meliti - Bitola | XFL_BI11_GMELIT11_1:line | -1154 |  | 1587 | -433 | 73 | []
BG-CO_00017 | N-1 OHL 400 kV Kozloduy - Sofia Zapad ck. 1&2 | [GR-MK] [OPP] TIE 400 kV Meliti - Bitola | XFL_BI11_GMELIT11_1:line | -1152 |  | 1587 | -435 | 73 | []
BG-CO_00020 | N-1 OHL 400 kV Maritsa Iztok - Maritsa Iztok 3 | [GR-MK] [OPP] TIE 400 kV Meliti - Bitola | XFL_BI11_GMELIT11_1:line | -1150 |  | 1587 | -437 | 72 | []
BC | Base Case | [GR-MK] [OPP] TIE 400 kV Meliti - Bitola | XFL_BI11_GMELIT11_1:line | -1150 |  | 1587 | -437 | 72 | []
BG-CO_00002, BG_CO_00002 | N-1 OHL 400 kV Sofia Zapad - Chervena Mogila ck. 1&2, N-1 OHL 400 kV SOFIA ZAPAD - CHERVENA MOGILA CK. 1&2 | [GR-MK] [OPP] TIE 400 kV Meliti - Bitola | XFL_BI11_GMELIT11_1:line | -1149 |  | 1587 | -438 | 72 | []
GR_CO_00009 | N-1 OHL 400 kV Filippoi - Lagadas ck. 3 | [GR-MK] [OPP] TIE 400 kV Meliti - Bitola | XFL_BI11_GMELIT11_1:line | -1149 |  | 1587 | -438 | 72 | []
RS_CO_00004 | N-1 OHL 400 kV Nis 2 - Leskovac 2 | [GR-MK] [OPP] TIE 400 kV Meliti - Bitola | XFL_BI11_GMELIT11_1:line | -1147 |  | 1587 | -440 | 72 | []
GR_CO_00002 | N-1 OHL 400 kV Filippoi - Lagadas ck. 1&2 | [GR-MK] [OPP] TIE 400 kV Meliti - Bitola | XFL_BI11_GMELIT11_1:line | -1146 |  | 1587 | -441 | 72 | []
GR_CO_00001 | N-1 OHL 400 kV Filippoi - Komotini ck. 1&2 | [GR-MK] [OPP] TIE 400 kV Meliti - Bitola | XFL_BI11_GMELIT11_1:line | -1143 |  | 1587 | -444 | 72 | []
BG-CO_00005, BG_CO_00003 | N-1 OHL 400 kV Vetren - Chervena Mogila, N-1 OHL 400 kV VETREN - CHERVENA MOGILA | [GR-MK] [OPP] TIE 400 kV Meliti - Bitola | XFL_BI11_GMELIT11_1:line | -1142 |  | 1587 | -445 | 72 | []
BG-CO_00006, BG_CO_00004 | N-1 OHL 400 kV Plovdiv - Vetren, N-1 OHL 400 kV PLOVDIV - VETREN | [GR-MK] [OPP] TIE 400 kV Meliti - Bitola | XFL_BI11_GMELIT11_1:line | -1142 |  | 1587 | -445 | 72 | []
MK_CO_00003 | N-1 OHL 400 kV Skopje 4 - Skopje 5 | [GR-AL] [OPP] TIE 400 kV Kardia - Zemblak | XZE_KA11_GKARDI13_1:line | 1141 |  | 1587 | -446 | 72 | []
RS_CO_00003 | N-1 OHL 400 kV Vranje 4 - Leskovac 2 | [GR-MK] [OPP] TIE 400 kV Meliti - Bitola | XFL_BI11_GMELIT11_1:line | -1137 |  | 1587 | -450 | 72 | []
MK_BG_CO_00001 | N-1 TIE 400 kV Chervena Mogila - Stip | [GR-MK] [OPP] TIE 400 kV Meliti - Bitola | XFL_BI11_GMELIT11_1:line | -1131 |  | 1587 | -456 | 71 | []
GR_CO_00005 | N-1 OHL 400 kV Thessaloniki - Lagadas ck. 1&2 | [GR-MK] [OPP] TIE 400 kV Meliti - Bitola | XFL_BI11_GMELIT11_1:line | -1131 |  | 1587 | -456 | 71 | []
KS_CO_00001 | N-1 OHL 400 kV Kosovo B - Urosevac | [GR-MK] [OPP] TIE 400 kV Meliti - Bitola | XFL_BI11_GMELIT11_1:line | -1128 |  | 1587 | -459 | 71 | []
RS_MK_CO_00001 | N-1 TIE 400 kV Vranje 4 - Stip | [GR-MK] [OPP] TIE 400 kV Meliti - Bitola | XFL_BI11_GMELIT11_1:line | -1128 |  | 1587 | -459 | 71 | []
KS_ME_CO_00001 | N-1 TIE 400 kV Pec 3 - Ribarevina | [GR-MK] [OPP] TIE 400 kV Meliti - Bitola | XFL_BI11_GMELIT11_1:line | -1127 |  | 1587 | -460 | 71 | []
GR_CO_00007 | N-1 OHL 400 kV Thessaloniki - Agios Dimitrios ck. 1&2 | [GR-AL] [OPP] TIE 400 kV Kardia - Zemblak | XZE_KA11_GKARDI13_1:line | 1118 |  | 1587 | -469 | 70 | []
MK_KS_CO_00001 | N-1 TIE 400 kV Skopje 5 - Urosevac | [GR-AL] [OPP] TIE 400 kV Kardia - Zemblak | XZE_KA11_GKARDI13_1:line | 1118 |  | 1587 | -469 | 70 | []
GR_MK_CO_00002 | N-1 TIE 400 kV Thessaloniki - Dubrovo | [GR-AL] [OPP] TIE 400 kV Kardia - Zemblak | XZE_KA11_GKARDI13_1:line | 1118 |  | 1587 | -469 | 70 | []
GR_CO_00008 | N-1 OHL 400 kV Kardia - Ptolemaida / N-1 OHL 400 kV Kardia - Vermio | [GR-AL] [OPP] TIE 400 kV Kardia - Zemblak | XZE_KA11_GKARDI13_1:line | 1113 |  | 1587 | -474 | 70 | []

## 0330Preventive
Detailed results
Generated at: | 2026-08-04 20:14
Business day: | 05.08.2026
Timestamp: | 03:30
Border & direction: | North-Greece Exporting
Horizon: | DA
Remedial actions: | true
Evaluation type: | preventive
TTC [MW]: | 3754
Fallback applied | false
Loading threshold | 0.7
Applied RAs
CO ID | RA ID | Name of the RA | Usage | Type | Location | Status
Limiting CNECs
CO ID | Name of the CO | Name of the CNE | CNE UCTE branch | Calculated I (A) | I max (PRE) | I max (CUR) | Margin (A) | Loading (%) | Applicable curative RAs
GR_AL_CO_00001 | N-1 TIE 400 kV Kardia - Zemblak / N-1 TIE 150 kV Mourtos - Bistrica | [GR-MK] [OPP] TIE 400 kV Meliti - Bitola | XFL_BI11_GMELIT11_1:line | -1584 | 1587 | 1587 | -3 | 100 | []
GR_MK_CO_00002 | N-1 TIE 400 kV Thessaloniki - Dubrovo | [GR-MK] [OPP] TIE 400 kV Meliti - Bitola | XFL_BI11_GMELIT11_1:line | -1545 | 1587 | 1587 | -42 | 97 | []
AL_CO_00002 | N-1 OHL 400 kV Elbasan 3 - Zemblak | [GR-MK] [OPP] TIE 400 kV Meliti - Bitola | XFL_BI11_GMELIT11_1:line | -1464 | 1587 | 1587 | -123 | 92 | []
GR_CO_00003 | N-1 OHL 400 kV Meliti - Amideo ck. 1&2 | [GR-MK] [OPP] TIE 400 kV Thessaloniki - Dubrovo | XTH_DU11_GTHESS11_1:line | -1381 | 1587 | 1587 | -206 | 87 | []
GR_MK_CO_00001 | N-1 TIE 400 kV Meliti - Bitola | [GR-MK] [OPP] TIE 400 kV Thessaloniki - Dubrovo | XTH_DU11_GTHESS11_1:line | -1380 | 1587 | 1587 | -207 | 87 | []
GR_TR_CO_00001 | N-1 TIE 400 kV Nea Santa - Babaeski | [GR-BG] [OPP] TIE 400 kV Nea Santa - Maritsa Iztok | XMI_NS11_GNSANT15_1:line | 1375 | 1600 | 1600 | -225 | 86 | []
GR_CO_00006 | N-1 OHL 400 kV Komotini - Nea Santa ck. 1&2 | [GR-MK] [OPP] TIE 400 kV Meliti - Bitola | XFL_BI11_GMELIT11_1:line | -1342 | 1587 | 1587 | -245 | 85 | []
GR_IT_CO_00001 | N-1 TIE 400 kV Arachthos - Galatina | [GR-MK] [OPP] TIE 400 kV Meliti - Bitola | XFL_BI11_GMELIT11_1:line | -1304 | 1587 | 1587 | -283 | 82 | []
GR_BG_CO_00001 | N-1 TIE 400 kV Lagadas - Blagoevgrad | [GR-MK] [OPP] TIE 400 kV Meliti - Bitola | XFL_BI11_GMELIT11_1:line | -1287 | 1587 | 1587 | -300 | 81 | []
GR_CO_00007 | N-1 OHL 400 kV Thessaloniki - Agios Dimitrios ck. 1&2 | [GR-MK] [OPP] TIE 400 kV Meliti - Bitola | XFL_BI11_GMELIT11_1:line | -1283 | 1587 | 1587 | -304 | 81 | []
GR_MK_CO_00001 | N-1 TIE 400 kV Meliti - Bitola | [GR-AL] [OPP] TIE 400 kV Kardia - Zemblak | XZE_KA11_GKARDI13_1:line | 1248 | 1587 | 1587 | -339 | 79 | []
GR_CO_00003 | N-1 OHL 400 kV Meliti - Amideo ck. 1&2 | [GR-AL] [OPP] TIE 400 kV Kardia - Zemblak | XZE_KA11_GKARDI13_1:line | 1248 | 1587 | 1587 | -339 | 79 | []
GR_CO_00010 | N-1 OHL 400 kV Amideo - Ptolemaida / N-1 OHL 400 kV Amideo - Vermio | [GR-AL] [OPP] TIE 400 kV Kardia - Zemblak | XZE_KA11_GKARDI13_1:line | 1242 | 1587 | 1587 | -345 | 78 | []
GR_CO_00004 | N-1 OHL 400 kV Amideo - Lagadas ck. 1&2 | [GR-MK] [OPP] TIE 400 kV Meliti - Bitola | XFL_BI11_GMELIT11_1:line | -1232 | 1587 | 1587 | -355 | 78 | []
GR_BG_CO_00002 | N-1 TIE 400 kV Nea Santa - Maritsa Iztok | [GR-MK] [OPP] TIE 400 kV Meliti - Bitola | XFL_BI11_GMELIT11_1:line | -1233 | 1600 | 1600 | -367 | 77 | []
BG-CO_00001, BG_CO_00001 | N-1 OHL 400 kV Chervena Mogila - Blagoevgrad ck. 1&2, N-1 OHL 400 kV CHERVENA MOGILA - BLAGOEVGRAD CK. 1&2 | [GR-MK] [OPP] TIE 400 kV Meliti - Bitola | XFL_BI11_GMELIT11_1:line | -1209 | 1587 | 1587 | -378 | 76 | []
GR_BG_CO_00002 | N-1 TIE 400 kV Nea Santa - Maritsa Iztok | [GR-TR] [OPP] TIE 400 kV Nea Santa - Babaeski | XNS_BA11_GNSANT11_1:line | 1214 | 1600 | 1600 | -386 | 76 | []
AL_CO_00001 | N-1 OHL 400 kV Elbasan 3 - Tirana 2 | [GR-MK] [OPP] TIE 400 kV Meliti - Bitola | XFL_BI11_GMELIT11_1:line | -1202 | 1587 | 1587 | -385 | 76 | []
MK_AL_CO_00001 | N-1 TIE 400 kV Skopje 5 - Urosevac / N-1 TIE 150 kV Mourtos - Bistrica | [GR-AL] [OPP] TIE 400 kV Kardia - Zemblak | XZE_KA11_GKARDI13_1:line | 1199 | 1587 | 1587 | -388 | 76 | []
GR_TR_CO_00001 | N-1 TIE 400 kV Nea Santa - Babaeski | [GR-MK] [OPP] TIE 400 kV Meliti - Bitola | XFL_BI11_GMELIT11_1:line | -1195 | 1587 | 1587 | -392 | 75 | []
GR_IT_CO_00001 | N-1 TIE 400 kV Arachthos - Galatina | [GR-AL] [OPP] TIE 400 kV Kardia - Zemblak | XZE_KA11_GKARDI13_1:line | 1193 | 1587 | 1587 | -394 | 75 | []
BG-CO_00013 | N-1 OHL 400 kV Maritsa Iztok - Plovdiv | [GR-MK] [OPP] TIE 400 kV Meliti - Bitola | XFL_BI11_GMELIT11_1:line | -1174 | 1587 | 1587 | -413 | 74 | []
AL_ME_CO_00001 | N-1 TIE 400 kV Tirana 2 – Podgorica 2 | [GR-MK] [OPP] TIE 400 kV Meliti - Bitola | XFL_BI11_GMELIT11_1:line | -1173 | 1587 | 1587 | -414 | 74 | []
GR_CO_00006 | N-1 OHL 400 kV Komotini - Nea Santa ck. 1&2 | [GR-AL] [OPP] TIE 400 kV Kardia - Zemblak | XZE_KA11_GKARDI13_1:line | 1168 | 1587 | 1587 | -419 | 74 | []
BG-CO_00012 | N-1 OHL 400 kV Varna - Burgas | [GR-MK] [OPP] TIE 400 kV Meliti - Bitola | XFL_BI11_GMELIT11_1:line | -1157 | 1587 | 1587 | -430 | 73 | []
RS_BG_CO_00001, RO_CO_00052 | N-1 TIE 400 kV Sofia Zapad - Nis, N-1 OHL 400 kV Sofia Zapad -Nis | [GR-MK] [OPP] TIE 400 kV Meliti - Bitola | XFL_BI11_GMELIT11_1:line | -1156 | 1587 | 1587 | -431 | 73 | []
TR_BG_CO_00002 | N-1 TIE 400 kV Maritsa 3 - Hamitabat 2 | [GR-MK] [OPP] TIE 400 kV Meliti - Bitola | XFL_BI11_GMELIT11_1:line | -1156 | 1587 | 1587 | -431 | 73 | []
BG-CO_00018 | N-1 OHL 400 kV Burgas- Maritsa Iztok 2 | [GR-MK] [OPP] TIE 400 kV Meliti - Bitola | XFL_BI11_GMELIT11_1:line | -1153 | 1587 | 1587 | -434 | 73 | []
BG-CO_00019 | N-1 OHL 400 kV Maritsa Iztok 2 - Maritsa Iztok 3 | [GR-MK] [OPP] TIE 400 kV Meliti - Bitola | XFL_BI11_GMELIT11_1:line | -1153 | 1587 | 1587 | -434 | 73 | []
TR_BG_CO_00001 | N-1 TIE 400 kV Maritsa 3 - Hamitabat 1 | [GR-MK] [OPP] TIE 400 kV Meliti - Bitola | XFL_BI11_GMELIT11_1:line | -1152 | 1587 | 1587 | -435 | 73 | []
MK_CO_00003 | N-1 OHL 400 kV Skopje 4 - Skopje 5 | [GR-AL] [OPP] TIE 400 kV Kardia - Zemblak | XZE_KA11_GKARDI13_1:line | 1151 | 1587 | 1587 | -436 | 73 | []
RS_KS_CO_00002 | N-1 TIE 400 kV Kosovo B - Nis 2 | [GR-MK] [OPP] TIE 400 kV Meliti - Bitola | XFL_BI11_GMELIT11_1:line | -1149 | 1587 | 1587 | -438 | 72 | []
TR_CO_00001 | N-1 OHL 400 kV Habitabat NGCC - Babaeski | [GR-MK] [OPP] TIE 400 kV Meliti - Bitola | XFL_BI11_GMELIT11_1:line | -1149 | 1587 | 1587 | -438 | 72 | []
BG-CO_00017 | N-1 OHL 400 kV Kozloduy - Sofia Zapad ck. 1&2 | [GR-MK] [OPP] TIE 400 kV Meliti - Bitola | XFL_BI11_GMELIT11_1:line | -1147 | 1587 | 1587 | -440 | 72 | []
BG-CO_00020 | N-1 OHL 400 kV Maritsa Iztok - Maritsa Iztok 3 | [GR-MK] [OPP] TIE 400 kV Meliti - Bitola | XFL_BI11_GMELIT11_1:line | -1145 | 1587 | 1587 | -442 | 72 | []
BC | Base Case | [GR-MK] [OPP] TIE 400 kV Meliti - Bitola | XFL_BI11_GMELIT11_1:line | -1145 | 1587 | 1587 | -442 | 72 | []
BG-CO_00002, BG_CO_00002 | N-1 OHL 400 kV Sofia Zapad - Chervena Mogila ck. 1&2, N-1 OHL 400 kV SOFIA ZAPAD - CHERVENA MOGILA CK. 1&2 | [GR-MK] [OPP] TIE 400 kV Meliti - Bitola | XFL_BI11_GMELIT11_1:line | -1144 | 1587 | 1587 | -443 | 72 | []
GR_CO_00009 | N-1 OHL 400 kV Filippoi - Lagadas ck. 3 | [GR-MK] [OPP] TIE 400 kV Meliti - Bitola | XFL_BI11_GMELIT11_1:line | -1144 | 1587 | 1587 | -443 | 72 | []
RS_CO_00004 | N-1 OHL 400 kV Nis 2 - Leskovac 2 | [GR-MK] [OPP] TIE 400 kV Meliti - Bitola | XFL_BI11_GMELIT11_1:line | -1141 | 1587 | 1587 | -446 | 72 | []
GR_CO_00002 | N-1 OHL 400 kV Filippoi - Lagadas ck. 1&2 | [GR-MK] [OPP] TIE 400 kV Meliti - Bitola | XFL_BI11_GMELIT11_1:line | -1141 | 1587 | 1587 | -446 | 72 | []
BG-CO_00005, BG_CO_00003 | N-1 OHL 400 kV Vetren - Chervena Mogila, N-1 OHL 400 kV VETREN - CHERVENA MOGILA | [GR-MK] [OPP] TIE 400 kV Meliti - Bitola | XFL_BI11_GMELIT11_1:line | -1138 | 1587 | 1587 | -449 | 72 | []
BG-CO_00006, BG_CO_00004 | N-1 OHL 400 kV Plovdiv - Vetren, N-1 OHL 400 kV PLOVDIV - VETREN | [GR-MK] [OPP] TIE 400 kV Meliti - Bitola | XFL_BI11_GMELIT11_1:line | -1137 | 1587 | 1587 | -450 | 72 | []
GR_CO_00001 | N-1 OHL 400 kV Filippoi - Komotini ck. 1&2 | [GR-MK] [OPP] TIE 400 kV Meliti - Bitola | XFL_BI11_GMELIT11_1:line | -1135 | 1587 | 1587 | -452 | 72 | []
RS_CO_00003 | N-1 OHL 400 kV Vranje 4 - Leskovac 2 | [GR-MK] [OPP] TIE 400 kV Meliti - Bitola | XFL_BI11_GMELIT11_1:line | -1132 | 1587 | 1587 | -455 | 71 | []
MK_KS_CO_00001 | N-1 TIE 400 kV Skopje 5 - Urosevac | [GR-AL] [OPP] TIE 400 kV Kardia - Zemblak | XZE_KA11_GKARDI13_1:line | 1129 | 1587 | 1587 | -458 | 71 | []
GR_CO_00007 | N-1 OHL 400 kV Thessaloniki - Agios Dimitrios ck. 1&2 | [GR-AL] [OPP] TIE 400 kV Kardia - Zemblak | XZE_KA11_GKARDI13_1:line | 1128 | 1587 | 1587 | -459 | 71 | []
GR_MK_CO_00002 | N-1 TIE 400 kV Thessaloniki - Dubrovo | [GR-AL] [OPP] TIE 400 kV Kardia - Zemblak | XZE_KA11_GKARDI13_1:line | 1127 | 1587 | 1587 | -460 | 71 | []
MK_BG_CO_00001 | N-1 TIE 400 kV Chervena Mogila - Stip | [GR-MK] [OPP] TIE 400 kV Meliti - Bitola | XFL_BI11_GMELIT11_1:line | -1126 | 1587 | 1587 | -461 | 71 | []
GR_CO_00005 | N-1 OHL 400 kV Thessaloniki - Lagadas ck. 1&2 | [GR-MK] [OPP] TIE 400 kV Meliti - Bitola | XFL_BI11_GMELIT11_1:line | -1125 | 1587 | 1587 | -462 | 71 | []
RS_MK_CO_00001 | N-1 TIE 400 kV Vranje 4 - Stip | [GR-MK] [OPP] TIE 400 kV Meliti - Bitola | XFL_BI11_GMELIT11_1:line | -1123 | 1587 | 1587 | -464 | 71 | []
GR_CO_00008 | N-1 OHL 400 kV Kardia - Ptolemaida / N-1 OHL 400 kV Kardia - Vermio | [GR-AL] [OPP] TIE 400 kV Kardia - Zemblak | XZE_KA11_GKARDI13_1:line | 1122 | 1587 | 1587 | -465 | 71 | []
KS_CO_00001 | N-1 OHL 400 kV Kosovo B - Urosevac | [GR-MK] [OPP] TIE 400 kV Meliti - Bitola | XFL_BI11_GMELIT11_1:line | -1121 | 1587 | 1587 | -466 | 71 | []
KS_ME_CO_00001 | N-1 TIE 400 kV Pec 3 - Ribarevina | [GR-MK] [OPP] TIE 400 kV Meliti - Bitola | XFL_BI11_GMELIT11_1:line | -1119 | 1587 | 1587 | -468 | 71 | []
GR_BG_CO_00001 | N-1 TIE 400 kV Lagadas - Blagoevgrad | [GR-AL] [OPP] TIE 400 kV Kardia - Zemblak | XZE_KA11_GKARDI13_1:line | 1119 | 1587 | 1587 | -468 | 70 | []

## 0330Curative
Detailed results
Generated at: | 2026-08-04 20:14
Business day: | 05.08.2026
Timestamp: | 03:30
Border & direction: | North-Greece Exporting
Horizon: | DA
Remedial actions: | true
Evaluation type: | curative
TTC [MW]: | 3754
Fallback applied | false
Loading threshold | 0.7
Applied RAs
CO ID | RA ID | Name of the RA | Usage | Type | Location | Status
Limiting CNECs
CO ID | Name of the CO | Name of the CNE | CNE UCTE branch | Calculated I (A) | I max (PRE) | I max (CUR) | Margin (A) | Loading (%) | Applicable curative RAs
GR_AL_CO_00001 | N-1 TIE 400 kV Kardia - Zemblak / N-1 TIE 150 kV Mourtos - Bistrica | [GR-MK] [OPP] TIE 400 kV Meliti - Bitola | XFL_BI11_GMELIT11_1:line | -1584 |  | 1587 | -3 | 100 | []
GR_MK_CO_00002 | N-1 TIE 400 kV Thessaloniki - Dubrovo | [GR-MK] [OPP] TIE 400 kV Meliti - Bitola | XFL_BI11_GMELIT11_1:line | -1545 |  | 1587 | -42 | 97 | []
AL_CO_00002 | N-1 OHL 400 kV Elbasan 3 - Zemblak | [GR-MK] [OPP] TIE 400 kV Meliti - Bitola | XFL_BI11_GMELIT11_1:line | -1464 |  | 1587 | -123 | 92 | []
GR_CO_00003 | N-1 OHL 400 kV Meliti - Amideo ck. 1&2 | [GR-MK] [OPP] TIE 400 kV Thessaloniki - Dubrovo | XTH_DU11_GTHESS11_1:line | -1381 |  | 1587 | -206 | 87 | []
GR_MK_CO_00001 | N-1 TIE 400 kV Meliti - Bitola | [GR-MK] [OPP] TIE 400 kV Thessaloniki - Dubrovo | XTH_DU11_GTHESS11_1:line | -1380 |  | 1587 | -207 | 87 | []
GR_TR_CO_00001 | N-1 TIE 400 kV Nea Santa - Babaeski | [GR-BG] [OPP] TIE 400 kV Nea Santa - Maritsa Iztok | XMI_NS11_GNSANT15_1:line | 1375 |  | 1600 | -225 | 86 | []
GR_CO_00006 | N-1 OHL 400 kV Komotini - Nea Santa ck. 1&2 | [GR-MK] [OPP] TIE 400 kV Meliti - Bitola | XFL_BI11_GMELIT11_1:line | -1342 |  | 1587 | -245 | 85 | []
GR_IT_CO_00001 | N-1 TIE 400 kV Arachthos - Galatina | [GR-MK] [OPP] TIE 400 kV Meliti - Bitola | XFL_BI11_GMELIT11_1:line | -1304 |  | 1587 | -283 | 82 | []
GR_BG_CO_00001 | N-1 TIE 400 kV Lagadas - Blagoevgrad | [GR-MK] [OPP] TIE 400 kV Meliti - Bitola | XFL_BI11_GMELIT11_1:line | -1287 |  | 1587 | -300 | 81 | []
GR_CO_00007 | N-1 OHL 400 kV Thessaloniki - Agios Dimitrios ck. 1&2 | [GR-MK] [OPP] TIE 400 kV Meliti - Bitola | XFL_BI11_GMELIT11_1:line | -1283 |  | 1587 | -304 | 81 | []
GR_MK_CO_00001 | N-1 TIE 400 kV Meliti - Bitola | [GR-AL] [OPP] TIE 400 kV Kardia - Zemblak | XZE_KA11_GKARDI13_1:line | 1248 |  | 1587 | -339 | 79 | []
GR_CO_00003 | N-1 OHL 400 kV Meliti - Amideo ck. 1&2 | [GR-AL] [OPP] TIE 400 kV Kardia - Zemblak | XZE_KA11_GKARDI13_1:line | 1248 |  | 1587 | -339 | 79 | []
GR_CO_00010 | N-1 OHL 400 kV Amideo - Ptolemaida / N-1 OHL 400 kV Amideo - Vermio | [GR-AL] [OPP] TIE 400 kV Kardia - Zemblak | XZE_KA11_GKARDI13_1:line | 1242 |  | 1587 | -345 | 78 | []
GR_CO_00004 | N-1 OHL 400 kV Amideo - Lagadas ck. 1&2 | [GR-MK] [OPP] TIE 400 kV Meliti - Bitola | XFL_BI11_GMELIT11_1:line | -1232 |  | 1587 | -355 | 78 | []
GR_BG_CO_00002 | N-1 TIE 400 kV Nea Santa - Maritsa Iztok | [GR-MK] [OPP] TIE 400 kV Meliti - Bitola | XFL_BI11_GMELIT11_1:line | -1233 |  | 1600 | -367 | 77 | []
BG-CO_00001, BG_CO_00001 | N-1 OHL 400 kV Chervena Mogila - Blagoevgrad ck. 1&2, N-1 OHL 400 kV CHERVENA MOGILA - BLAGOEVGRAD CK. 1&2 | [GR-MK] [OPP] TIE 400 kV Meliti - Bitola | XFL_BI11_GMELIT11_1:line | -1209 |  | 1587 | -378 | 76 | []
GR_BG_CO_00002 | N-1 TIE 400 kV Nea Santa - Maritsa Iztok | [GR-TR] [OPP] TIE 400 kV Nea Santa - Babaeski | XNS_BA11_GNSANT11_1:line | 1214 |  | 1600 | -386 | 76 | []
AL_CO_00001 | N-1 OHL 400 kV Elbasan 3 - Tirana 2 | [GR-MK] [OPP] TIE 400 kV Meliti - Bitola | XFL_BI11_GMELIT11_1:line | -1202 |  | 1587 | -385 | 76 | []
MK_AL_CO_00001 | N-1 TIE 400 kV Skopje 5 - Urosevac / N-1 TIE 150 kV Mourtos - Bistrica | [GR-AL] [OPP] TIE 400 kV Kardia - Zemblak | XZE_KA11_GKARDI13_1:line | 1199 |  | 1587 | -388 | 76 | []
GR_TR_CO_00001 | N-1 TIE 400 kV Nea Santa - Babaeski | [GR-MK] [OPP] TIE 400 kV Meliti - Bitola | XFL_BI11_GMELIT11_1:line | -1195 |  | 1587 | -392 | 75 | []
GR_IT_CO_00001 | N-1 TIE 400 kV Arachthos - Galatina | [GR-AL] [OPP] TIE 400 kV Kardia - Zemblak | XZE_KA11_GKARDI13_1:line | 1193 |  | 1587 | -394 | 75 | []
BG-CO_00013 | N-1 OHL 400 kV Maritsa Iztok - Plovdiv | [GR-MK] [OPP] TIE 400 kV Meliti - Bitola | XFL_BI11_GMELIT11_1:line | -1174 |  | 1587 | -413 | 74 | []
AL_ME_CO_00001 | N-1 TIE 400 kV Tirana 2 – Podgorica 2 | [GR-MK] [OPP] TIE 400 kV Meliti - Bitola | XFL_BI11_GMELIT11_1:line | -1173 |  | 1587 | -414 | 74 | []
GR_CO_00006 | N-1 OHL 400 kV Komotini - Nea Santa ck. 1&2 | [GR-AL] [OPP] TIE 400 kV Kardia - Zemblak | XZE_KA11_GKARDI13_1:line | 1168 |  | 1587 | -419 | 74 | []
BG-CO_00012 | N-1 OHL 400 kV Varna - Burgas | [GR-MK] [OPP] TIE 400 kV Meliti - Bitola | XFL_BI11_GMELIT11_1:line | -1157 |  | 1587 | -430 | 73 | []
RS_BG_CO_00001, RO_CO_00052 | N-1 TIE 400 kV Sofia Zapad - Nis, N-1 OHL 400 kV Sofia Zapad -Nis | [GR-MK] [OPP] TIE 400 kV Meliti - Bitola | XFL_BI11_GMELIT11_1:line | -1156 |  | 1587 | -431 | 73 | []
TR_BG_CO_00002 | N-1 TIE 400 kV Maritsa 3 - Hamitabat 2 | [GR-MK] [OPP] TIE 400 kV Meliti - Bitola | XFL_BI11_GMELIT11_1:line | -1156 |  | 1587 | -431 | 73 | []
BG-CO_00018 | N-1 OHL 400 kV Burgas- Maritsa Iztok 2 | [GR-MK] [OPP] TIE 400 kV Meliti - Bitola | XFL_BI11_GMELIT11_1:line | -1153 |  | 1587 | -434 | 73 | []
BG-CO_00019 | N-1 OHL 400 kV Maritsa Iztok 2 - Maritsa Iztok 3 | [GR-MK] [OPP] TIE 400 kV Meliti - Bitola | XFL_BI11_GMELIT11_1:line | -1153 |  | 1587 | -434 | 73 | []
TR_BG_CO_00001 | N-1 TIE 400 kV Maritsa 3 - Hamitabat 1 | [GR-MK] [OPP] TIE 400 kV Meliti - Bitola | XFL_BI11_GMELIT11_1:line | -1152 |  | 1587 | -435 | 73 | []
MK_CO_00003 | N-1 OHL 400 kV Skopje 4 - Skopje 5 | [GR-AL] [OPP] TIE 400 kV Kardia - Zemblak | XZE_KA11_GKARDI13_1:line | 1151 |  | 1587 | -436 | 73 | []
RS_KS_CO_00002 | N-1 TIE 400 kV Kosovo B - Nis 2 | [GR-MK] [OPP] TIE 400 kV Meliti - Bitola | XFL_BI11_GMELIT11_1:line | -1149 |  | 1587 | -438 | 72 | []
TR_CO_00001 | N-1 OHL 400 kV Habitabat NGCC - Babaeski | [GR-MK] [OPP] TIE 400 kV Meliti - Bitola | XFL_BI11_GMELIT11_1:line | -1149 |  | 1587 | -438 | 72 | []
BG-CO_00017 | N-1 OHL 400 kV Kozloduy - Sofia Zapad ck. 1&2 | [GR-MK] [OPP] TIE 400 kV Meliti - Bitola | XFL_BI11_GMELIT11_1:line | -1147 |  | 1587 | -440 | 72 | []
BG-CO_00020 | N-1 OHL 400 kV Maritsa Iztok - Maritsa Iztok 3 | [GR-MK] [OPP] TIE 400 kV Meliti - Bitola | XFL_BI11_GMELIT11_1:line | -1145 |  | 1587 | -442 | 72 | []
BC | Base Case | [GR-MK] [OPP] TIE 400 kV Meliti - Bitola | XFL_BI11_GMELIT11_1:line | -1145 |  | 1587 | -442 | 72 | []
BG-CO_00002, BG_CO_00002 | N-1 OHL 400 kV Sofia Zapad - Chervena Mogila ck. 1&2, N-1 OHL 400 kV SOFIA ZAPAD - CHERVENA MOGILA CK. 1&2 | [GR-MK] [OPP] TIE 400 kV Meliti - Bitola | XFL_BI11_GMELIT11_1:line | -1144 |  | 1587 | -443 | 72 | []
GR_CO_00009 | N-1 OHL 400 kV Filippoi - Lagadas ck. 3 | [GR-MK] [OPP] TIE 400 kV Meliti - Bitola | XFL_BI11_GMELIT11_1:line | -1144 |  | 1587 | -443 | 72 | []
RS_CO_00004 | N-1 OHL 400 kV Nis 2 - Leskovac 2 | [GR-MK] [OPP] TIE 400 kV Meliti - Bitola | XFL_BI11_GMELIT11_1:line | -1141 |  | 1587 | -446 | 72 | []
GR_CO_00002 | N-1 OHL 400 kV Filippoi - Lagadas ck. 1&2 | [GR-MK] [OPP] TIE 400 kV Meliti - Bitola | XFL_BI11_GMELIT11_1:line | -1141 |  | 1587 | -446 | 72 | []
BG-CO_00005, BG_CO_00003 | N-1 OHL 400 kV Vetren - Chervena Mogila, N-1 OHL 400 kV VETREN - CHERVENA MOGILA | [GR-MK] [OPP] TIE 400 kV Meliti - Bitola | XFL_BI11_GMELIT11_1:line | -1138 |  | 1587 | -449 | 72 | []
BG-CO_00006, BG_CO_00004 | N-1 OHL 400 kV Plovdiv - Vetren, N-1 OHL 400 kV PLOVDIV - VETREN | [GR-MK] [OPP] TIE 400 kV Meliti - Bitola | XFL_BI11_GMELIT11_1:line | -1137 |  | 1587 | -450 | 72 | []
GR_CO_00001 | N-1 OHL 400 kV Filippoi - Komotini ck. 1&2 | [GR-MK] [OPP] TIE 400 kV Meliti - Bitola | XFL_BI11_GMELIT11_1:line | -1135 |  | 1587 | -452 | 72 | []
RS_CO_00003 | N-1 OHL 400 kV Vranje 4 - Leskovac 2 | [GR-MK] [OPP] TIE 400 kV Meliti - Bitola | XFL_BI11_GMELIT11_1:line | -1132 |  | 1587 | -455 | 71 | []
MK_KS_CO_00001 | N-1 TIE 400 kV Skopje 5 - Urosevac | [GR-AL] [OPP] TIE 400 kV Kardia - Zemblak | XZE_KA11_GKARDI13_1:line | 1129 |  | 1587 | -458 | 71 | []
GR_CO_00007 | N-1 OHL 400 kV Thessaloniki - Agios Dimitrios ck. 1&2 | [GR-AL] [OPP] TIE 400 kV Kardia - Zemblak | XZE_KA11_GKARDI13_1:line | 1128 |  | 1587 | -459 | 71 | []
GR_MK_CO_00002 | N-1 TIE 400 kV Thessaloniki - Dubrovo | [GR-AL] [OPP] TIE 400 kV Kardia - Zemblak | XZE_KA11_GKARDI13_1:line | 1127 |  | 1587 | -460 | 71 | []
MK_BG_CO_00001 | N-1 TIE 400 kV Chervena Mogila - Stip | [GR-MK] [OPP] TIE 400 kV Meliti - Bitola | XFL_BI11_GMELIT11_1:line | -1126 |  | 1587 | -461 | 71 | []
GR_CO_00005 | N-1 OHL 400 kV Thessaloniki - Lagadas ck. 1&2 | [GR-MK] [OPP] TIE 400 kV Meliti - Bitola | XFL_BI11_GMELIT11_1:line | -1125 |  | 1587 | -462 | 71 | []
RS_MK_CO_00001 | N-1 TIE 400 kV Vranje 4 - Stip | [GR-MK] [OPP] TIE 400 kV Meliti - Bitola | XFL_BI11_GMELIT11_1:line | -1123 |  | 1587 | -464 | 71 | []
GR_CO_00008 | N-1 OHL 400 kV Kardia - Ptolemaida / N-1 OHL 400 kV Kardia - Vermio | [GR-AL] [OPP] TIE 400 kV Kardia - Zemblak | XZE_KA11_GKARDI13_1:line | 1122 |  | 1587 | -465 | 71 | []
KS_CO_00001 | N-1 OHL 400 kV Kosovo B - Urosevac | [GR-MK] [OPP] TIE 400 kV Meliti - Bitola | XFL_BI11_GMELIT11_1:line | -1121 |  | 1587 | -466 | 71 | []
KS_ME_CO_00001 | N-1 TIE 400 kV Pec 3 - Ribarevina | [GR-MK] [OPP] TIE 400 kV Meliti - Bitola | XFL_BI11_GMELIT11_1:line | -1119 |  | 1587 | -468 | 71 | []
GR_BG_CO_00001 | N-1 TIE 400 kV Lagadas - Blagoevgrad | [GR-AL] [OPP] TIE 400 kV Kardia - Zemblak | XZE_KA11_GKARDI13_1:line | 1119 |  | 1587 | -468 | 70 | []

## 0430Preventive
Detailed results
Generated at: | 2026-08-04 20:14
Business day: | 05.08.2026
Timestamp: | 04:30
Border & direction: | North-Greece Exporting
Horizon: | DA
Remedial actions: | true
Evaluation type: | preventive
TTC [MW]: | 3777
Fallback applied | false
Loading threshold | 0.7
Applied RAs
CO ID | RA ID | Name of the RA | Usage | Type | Location | Status
Limiting CNECs
CO ID | Name of the CO | Name of the CNE | CNE UCTE branch | Calculated I (A) | I max (PRE) | I max (CUR) | Margin (A) | Loading (%) | Applicable curative RAs
GR_AL_CO_00001 | N-1 TIE 400 kV Kardia - Zemblak / N-1 TIE 150 kV Mourtos - Bistrica | [GR-MK] [OPP] TIE 400 kV Meliti - Bitola | XFL_BI11_GMELIT11_1:line | -1582 | 1587 | 1587 | -5 | 100 | []
GR_MK_CO_00002 | N-1 TIE 400 kV Thessaloniki - Dubrovo | [GR-MK] [OPP] TIE 400 kV Meliti - Bitola | XFL_BI11_GMELIT11_1:line | -1551 | 1587 | 1587 | -36 | 98 | []
AL_CO_00002 | N-1 OHL 400 kV Elbasan 3 - Zemblak | [GR-MK] [OPP] TIE 400 kV Meliti - Bitola | XFL_BI11_GMELIT11_1:line | -1465 | 1587 | 1587 | -122 | 92 | []
GR_CO_00003 | N-1 OHL 400 kV Meliti - Amideo ck. 1&2 | [GR-MK] [OPP] TIE 400 kV Thessaloniki - Dubrovo | XTH_DU11_GTHESS11_1:line | -1390 | 1587 | 1587 | -197 | 88 | []
GR_MK_CO_00001 | N-1 TIE 400 kV Meliti - Bitola | [GR-MK] [OPP] TIE 400 kV Thessaloniki - Dubrovo | XTH_DU11_GTHESS11_1:line | -1389 | 1587 | 1587 | -198 | 88 | []
GR_TR_CO_00001 | N-1 TIE 400 kV Nea Santa - Babaeski | [GR-BG] [OPP] TIE 400 kV Nea Santa - Maritsa Iztok | XMI_NS11_GNSANT15_1:line | 1393 | 1600 | 1600 | -207 | 87 | []
GR_CO_00006 | N-1 OHL 400 kV Komotini - Nea Santa ck. 1&2 | [GR-MK] [OPP] TIE 400 kV Meliti - Bitola | XFL_BI11_GMELIT11_1:line | -1348 | 1587 | 1587 | -239 | 85 | []
GR_IT_CO_00001 | N-1 TIE 400 kV Arachthos - Galatina | [GR-MK] [OPP] TIE 400 kV Meliti - Bitola | XFL_BI11_GMELIT11_1:line | -1306 | 1587 | 1587 | -281 | 82 | []
GR_BG_CO_00001 | N-1 TIE 400 kV Lagadas - Blagoevgrad | [GR-MK] [OPP] TIE 400 kV Meliti - Bitola | XFL_BI11_GMELIT11_1:line | -1290 | 1587 | 1587 | -297 | 81 | []
GR_CO_00007 | N-1 OHL 400 kV Thessaloniki - Agios Dimitrios ck. 1&2 | [GR-MK] [OPP] TIE 400 kV Meliti - Bitola | XFL_BI11_GMELIT11_1:line | -1280 | 1587 | 1587 | -307 | 81 | []
GR_MK_CO_00001 | N-1 TIE 400 kV Meliti - Bitola | [GR-AL] [OPP] TIE 400 kV Kardia - Zemblak | XZE_KA11_GKARDI13_1:line | 1245 | 1587 | 1587 | -342 | 78 | []
GR_CO_00003 | N-1 OHL 400 kV Meliti - Amideo ck. 1&2 | [GR-AL] [OPP] TIE 400 kV Kardia - Zemblak | XZE_KA11_GKARDI13_1:line | 1245 | 1587 | 1587 | -342 | 78 | []
GR_CO_00010 | N-1 OHL 400 kV Amideo - Ptolemaida / N-1 OHL 400 kV Amideo - Vermio | [GR-AL] [OPP] TIE 400 kV Kardia - Zemblak | XZE_KA11_GKARDI13_1:line | 1235 | 1587 | 1587 | -352 | 78 | []
GR_CO_00004 | N-1 OHL 400 kV Amideo - Lagadas ck. 1&2 | [GR-MK] [OPP] TIE 400 kV Meliti - Bitola | XFL_BI11_GMELIT11_1:line | -1231 | 1587 | 1587 | -356 | 78 | []
GR_BG_CO_00002 | N-1 TIE 400 kV Nea Santa - Maritsa Iztok | [GR-MK] [OPP] TIE 400 kV Meliti - Bitola | XFL_BI11_GMELIT11_1:line | -1235 | 1600 | 1600 | -365 | 77 | []
GR_BG_CO_00002 | N-1 TIE 400 kV Nea Santa - Maritsa Iztok | [GR-TR] [OPP] TIE 400 kV Nea Santa - Babaeski | XNS_BA11_GNSANT11_1:line | 1228 | 1600 | 1600 | -372 | 77 | []
BG-CO_00001, BG_CO_00001 | N-1 OHL 400 kV Chervena Mogila - Blagoevgrad ck. 1&2, N-1 OHL 400 kV CHERVENA MOGILA - BLAGOEVGRAD CK. 1&2 | [GR-MK] [OPP] TIE 400 kV Meliti - Bitola | XFL_BI11_GMELIT11_1:line | -1213 | 1587 | 1587 | -374 | 76 | []
AL_CO_00001 | N-1 OHL 400 kV Elbasan 3 - Tirana 2 | [GR-MK] [OPP] TIE 400 kV Meliti - Bitola | XFL_BI11_GMELIT11_1:line | -1204 | 1587 | 1587 | -383 | 76 | []
GR_TR_CO_00001 | N-1 TIE 400 kV Nea Santa - Babaeski | [GR-MK] [OPP] TIE 400 kV Meliti - Bitola | XFL_BI11_GMELIT11_1:line | -1197 | 1587 | 1587 | -390 | 75 | []
MK_AL_CO_00001 | N-1 TIE 400 kV Skopje 5 - Urosevac / N-1 TIE 150 kV Mourtos - Bistrica | [GR-AL] [OPP] TIE 400 kV Kardia - Zemblak | XZE_KA11_GKARDI13_1:line | 1196 | 1587 | 1587 | -391 | 75 | []
GR_IT_CO_00001 | N-1 TIE 400 kV Arachthos - Galatina | [GR-AL] [OPP] TIE 400 kV Kardia - Zemblak | XZE_KA11_GKARDI13_1:line | 1191 | 1587 | 1587 | -396 | 75 | []
AL_ME_CO_00001 | N-1 TIE 400 kV Tirana 2 – Podgorica 2 | [GR-MK] [OPP] TIE 400 kV Meliti - Bitola | XFL_BI11_GMELIT11_1:line | -1174 | 1587 | 1587 | -413 | 74 | []
BG-CO_00013 | N-1 OHL 400 kV Maritsa Iztok - Plovdiv | [GR-MK] [OPP] TIE 400 kV Meliti - Bitola | XFL_BI11_GMELIT11_1:line | -1174 | 1587 | 1587 | -413 | 74 | []
GR_CO_00006 | N-1 OHL 400 kV Komotini - Nea Santa ck. 1&2 | [GR-AL] [OPP] TIE 400 kV Kardia - Zemblak | XZE_KA11_GKARDI13_1:line | 1169 | 1587 | 1587 | -418 | 74 | []
BG-CO_00012 | N-1 OHL 400 kV Varna - Burgas | [GR-MK] [OPP] TIE 400 kV Meliti - Bitola | XFL_BI11_GMELIT11_1:line | -1160 | 1587 | 1587 | -427 | 73 | []
RS_BG_CO_00001, RO_CO_00052 | N-1 TIE 400 kV Sofia Zapad - Nis, N-1 OHL 400 kV Sofia Zapad -Nis | [GR-MK] [OPP] TIE 400 kV Meliti - Bitola | XFL_BI11_GMELIT11_1:line | -1158 | 1587 | 1587 | -429 | 73 | []
TR_BG_CO_00002 | N-1 TIE 400 kV Maritsa 3 - Hamitabat 2 | [GR-MK] [OPP] TIE 400 kV Meliti - Bitola | XFL_BI11_GMELIT11_1:line | -1158 | 1587 | 1587 | -429 | 73 | []
BG-CO_00018 | N-1 OHL 400 kV Burgas- Maritsa Iztok 2 | [GR-MK] [OPP] TIE 400 kV Meliti - Bitola | XFL_BI11_GMELIT11_1:line | -1154 | 1587 | 1587 | -433 | 73 | []
BG-CO_00019 | N-1 OHL 400 kV Maritsa Iztok 2 - Maritsa Iztok 3 | [GR-MK] [OPP] TIE 400 kV Meliti - Bitola | XFL_BI11_GMELIT11_1:line | -1154 | 1587 | 1587 | -433 | 73 | []
TR_BG_CO_00001 | N-1 TIE 400 kV Maritsa 3 - Hamitabat 1 | [GR-MK] [OPP] TIE 400 kV Meliti - Bitola | XFL_BI11_GMELIT11_1:line | -1154 | 1587 | 1587 | -433 | 73 | []
TR_CO_00001 | N-1 OHL 400 kV Habitabat NGCC - Babaeski | [GR-MK] [OPP] TIE 400 kV Meliti - Bitola | XFL_BI11_GMELIT11_1:line | -1150 | 1587 | 1587 | -437 | 72 | []
RS_KS_CO_00002 | N-1 TIE 400 kV Kosovo B - Nis 2 | [GR-MK] [OPP] TIE 400 kV Meliti - Bitola | XFL_BI11_GMELIT11_1:line | -1150 | 1587 | 1587 | -437 | 72 | []
MK_CO_00003 | N-1 OHL 400 kV Skopje 4 - Skopje 5 | [GR-AL] [OPP] TIE 400 kV Kardia - Zemblak | XZE_KA11_GKARDI13_1:line | 1149 | 1587 | 1587 | -438 | 72 | []
BG-CO_00017 | N-1 OHL 400 kV Kozloduy - Sofia Zapad ck. 1&2 | [GR-MK] [OPP] TIE 400 kV Meliti - Bitola | XFL_BI11_GMELIT11_1:line | -1148 | 1587 | 1587 | -439 | 72 | []
BG-CO_00002, BG_CO_00002 | N-1 OHL 400 kV Sofia Zapad - Chervena Mogila ck. 1&2, N-1 OHL 400 kV SOFIA ZAPAD - CHERVENA MOGILA CK. 1&2 | [GR-MK] [OPP] TIE 400 kV Meliti - Bitola | XFL_BI11_GMELIT11_1:line | -1146 | 1587 | 1587 | -441 | 72 | []
BG-CO_00020 | N-1 OHL 400 kV Maritsa Iztok - Maritsa Iztok 3 | [GR-MK] [OPP] TIE 400 kV Meliti - Bitola | XFL_BI11_GMELIT11_1:line | -1146 | 1587 | 1587 | -441 | 72 | []
BC | Base Case | [GR-MK] [OPP] TIE 400 kV Meliti - Bitola | XFL_BI11_GMELIT11_1:line | -1146 | 1587 | 1587 | -441 | 72 | []
GR_CO_00009 | N-1 OHL 400 kV Filippoi - Lagadas ck. 3 | [GR-MK] [OPP] TIE 400 kV Meliti - Bitola | XFL_BI11_GMELIT11_1:line | -1145 | 1587 | 1587 | -442 | 72 | []
GR_CO_00001 | N-1 OHL 400 kV Filippoi - Komotini ck. 1&2 | [GR-MK] [OPP] TIE 400 kV Meliti - Bitola | XFL_BI11_GMELIT11_1:line | -1142 | 1587 | 1587 | -445 | 72 | []
GR_CO_00002 | N-1 OHL 400 kV Filippoi - Lagadas ck. 1&2 | [GR-MK] [OPP] TIE 400 kV Meliti - Bitola | XFL_BI11_GMELIT11_1:line | -1142 | 1587 | 1587 | -445 | 72 | []
RS_CO_00004 | N-1 OHL 400 kV Nis 2 - Leskovac 2 | [GR-MK] [OPP] TIE 400 kV Meliti - Bitola | XFL_BI11_GMELIT11_1:line | -1141 | 1587 | 1587 | -446 | 72 | []
BG-CO_00005, BG_CO_00003 | N-1 OHL 400 kV Vetren - Chervena Mogila, N-1 OHL 400 kV VETREN - CHERVENA MOGILA | [GR-MK] [OPP] TIE 400 kV Meliti - Bitola | XFL_BI11_GMELIT11_1:line | -1138 | 1587 | 1587 | -449 | 72 | []
BG-CO_00006, BG_CO_00004 | N-1 OHL 400 kV Plovdiv - Vetren, N-1 OHL 400 kV PLOVDIV - VETREN | [GR-MK] [OPP] TIE 400 kV Meliti - Bitola | XFL_BI11_GMELIT11_1:line | -1138 | 1587 | 1587 | -449 | 72 | []
RS_CO_00003 | N-1 OHL 400 kV Vranje 4 - Leskovac 2 | [GR-MK] [OPP] TIE 400 kV Meliti - Bitola | XFL_BI11_GMELIT11_1:line | -1132 | 1587 | 1587 | -455 | 71 | []
MK_KS_CO_00001 | N-1 TIE 400 kV Skopje 5 - Urosevac | [GR-AL] [OPP] TIE 400 kV Kardia - Zemblak | XZE_KA11_GKARDI13_1:line | 1129 | 1587 | 1587 | -458 | 71 | []
MK_BG_CO_00001 | N-1 TIE 400 kV Chervena Mogila - Stip | [GR-MK] [OPP] TIE 400 kV Meliti - Bitola | XFL_BI11_GMELIT11_1:line | -1126 | 1587 | 1587 | -461 | 71 | []
GR_CO_00005 | N-1 OHL 400 kV Thessaloniki - Lagadas ck. 1&2 | [GR-MK] [OPP] TIE 400 kV Meliti - Bitola | XFL_BI11_GMELIT11_1:line | -1125 | 1587 | 1587 | -462 | 71 | []
GR_MK_CO_00002 | N-1 TIE 400 kV Thessaloniki - Dubrovo | [GR-AL] [OPP] TIE 400 kV Kardia - Zemblak | XZE_KA11_GKARDI13_1:line | 1125 | 1587 | 1587 | -462 | 71 | []
RS_MK_CO_00001 | N-1 TIE 400 kV Vranje 4 - Stip | [GR-MK] [OPP] TIE 400 kV Meliti - Bitola | XFL_BI11_GMELIT11_1:line | -1123 | 1587 | 1587 | -464 | 71 | []
GR_CO_00007 | N-1 OHL 400 kV Thessaloniki - Agios Dimitrios ck. 1&2 | [GR-AL] [OPP] TIE 400 kV Kardia - Zemblak | XZE_KA11_GKARDI13_1:line | 1122 | 1587 | 1587 | -465 | 71 | []
KS_ME_CO_00001 | N-1 TIE 400 kV Pec 3 - Ribarevina | [GR-MK] [OPP] TIE 400 kV Meliti - Bitola | XFL_BI11_GMELIT11_1:line | -1120 | 1587 | 1587 | -467 | 71 | []
KS_CO_00001 | N-1 OHL 400 kV Kosovo B - Urosevac | [GR-MK] [OPP] TIE 400 kV Meliti - Bitola | XFL_BI11_GMELIT11_1:line | -1120 | 1587 | 1587 | -467 | 71 | []
GR_BG_CO_00001 | N-1 TIE 400 kV Lagadas - Blagoevgrad | [GR-AL] [OPP] TIE 400 kV Kardia - Zemblak | XZE_KA11_GKARDI13_1:line | 1117 | 1587 | 1587 | -470 | 70 | []
GR_CO_00008 | N-1 OHL 400 kV Kardia - Ptolemaida / N-1 OHL 400 kV Kardia - Vermio | [GR-AL] [OPP] TIE 400 kV Kardia - Zemblak | XZE_KA11_GKARDI13_1:line | 1115 | 1587 | 1587 | -472 | 70 | []

## 0430Curative
Detailed results
Generated at: | 2026-08-04 20:14
Business day: | 05.08.2026
Timestamp: | 04:30
Border & direction: | North-Greece Exporting
Horizon: | DA
Remedial actions: | true
Evaluation type: | curative
TTC [MW]: | 3777
Fallback applied | false
Loading threshold | 0.7
Applied RAs
CO ID | RA ID | Name of the RA | Usage | Type | Location | Status
Limiting CNECs
CO ID | Name of the CO | Name of the CNE | CNE UCTE branch | Calculated I (A) | I max (PRE) | I max (CUR) | Margin (A) | Loading (%) | Applicable curative RAs
GR_AL_CO_00001 | N-1 TIE 400 kV Kardia - Zemblak / N-1 TIE 150 kV Mourtos - Bistrica | [GR-MK] [OPP] TIE 400 kV Meliti - Bitola | XFL_BI11_GMELIT11_1:line | -1582 |  | 1587 | -5 | 100 | []
GR_MK_CO_00002 | N-1 TIE 400 kV Thessaloniki - Dubrovo | [GR-MK] [OPP] TIE 400 kV Meliti - Bitola | XFL_BI11_GMELIT11_1:line | -1551 |  | 1587 | -36 | 98 | []
AL_CO_00002 | N-1 OHL 400 kV Elbasan 3 - Zemblak | [GR-MK] [OPP] TIE 400 kV Meliti - Bitola | XFL_BI11_GMELIT11_1:line | -1465 |  | 1587 | -122 | 92 | []
GR_CO_00003 | N-1 OHL 400 kV Meliti - Amideo ck. 1&2 | [GR-MK] [OPP] TIE 400 kV Thessaloniki - Dubrovo | XTH_DU11_GTHESS11_1:line | -1390 |  | 1587 | -197 | 88 | []
GR_MK_CO_00001 | N-1 TIE 400 kV Meliti - Bitola | [GR-MK] [OPP] TIE 400 kV Thessaloniki - Dubrovo | XTH_DU11_GTHESS11_1:line | -1389 |  | 1587 | -198 | 88 | []
GR_TR_CO_00001 | N-1 TIE 400 kV Nea Santa - Babaeski | [GR-BG] [OPP] TIE 400 kV Nea Santa - Maritsa Iztok | XMI_NS11_GNSANT15_1:line | 1393 |  | 1600 | -207 | 87 | []
GR_CO_00006 | N-1 OHL 400 kV Komotini - Nea Santa ck. 1&2 | [GR-MK] [OPP] TIE 400 kV Meliti - Bitola | XFL_BI11_GMELIT11_1:line | -1348 |  | 1587 | -239 | 85 | []
GR_IT_CO_00001 | N-1 TIE 400 kV Arachthos - Galatina | [GR-MK] [OPP] TIE 400 kV Meliti - Bitola | XFL_BI11_GMELIT11_1:line | -1306 |  | 1587 | -281 | 82 | []
GR_BG_CO_00001 | N-1 TIE 400 kV Lagadas - Blagoevgrad | [GR-MK] [OPP] TIE 400 kV Meliti - Bitola | XFL_BI11_GMELIT11_1:line | -1290 |  | 1587 | -297 | 81 | []
GR_CO_00007 | N-1 OHL 400 kV Thessaloniki - Agios Dimitrios ck. 1&2 | [GR-MK] [OPP] TIE 400 kV Meliti - Bitola | XFL_BI11_GMELIT11_1:line | -1280 |  | 1587 | -307 | 81 | []
GR_MK_CO_00001 | N-1 TIE 400 kV Meliti - Bitola | [GR-AL] [OPP] TIE 400 kV Kardia - Zemblak | XZE_KA11_GKARDI13_1:line | 1245 |  | 1587 | -342 | 78 | []
GR_CO_00003 | N-1 OHL 400 kV Meliti - Amideo ck. 1&2 | [GR-AL] [OPP] TIE 400 kV Kardia - Zemblak | XZE_KA11_GKARDI13_1:line | 1245 |  | 1587 | -342 | 78 | []
GR_CO_00010 | N-1 OHL 400 kV Amideo - Ptolemaida / N-1 OHL 400 kV Amideo - Vermio | [GR-AL] [OPP] TIE 400 kV Kardia - Zemblak | XZE_KA11_GKARDI13_1:line | 1235 |  | 1587 | -352 | 78 | []
GR_CO_00004 | N-1 OHL 400 kV Amideo - Lagadas ck. 1&2 | [GR-MK] [OPP] TIE 400 kV Meliti - Bitola | XFL_BI11_GMELIT11_1:line | -1231 |  | 1587 | -356 | 78 | []
GR_BG_CO_00002 | N-1 TIE 400 kV Nea Santa - Maritsa Iztok | [GR-MK] [OPP] TIE 400 kV Meliti - Bitola | XFL_BI11_GMELIT11_1:line | -1235 |  | 1600 | -365 | 77 | []
GR_BG_CO_00002 | N-1 TIE 400 kV Nea Santa - Maritsa Iztok | [GR-TR] [OPP] TIE 400 kV Nea Santa - Babaeski | XNS_BA11_GNSANT11_1:line | 1228 |  | 1600 | -372 | 77 | []
BG-CO_00001, BG_CO_00001 | N-1 OHL 400 kV Chervena Mogila - Blagoevgrad ck. 1&2, N-1 OHL 400 kV CHERVENA MOGILA - BLAGOEVGRAD CK. 1&2 | [GR-MK] [OPP] TIE 400 kV Meliti - Bitola | XFL_BI11_GMELIT11_1:line | -1213 |  | 1587 | -374 | 76 | []
AL_CO_00001 | N-1 OHL 400 kV Elbasan 3 - Tirana 2 | [GR-MK] [OPP] TIE 400 kV Meliti - Bitola | XFL_BI11_GMELIT11_1:line | -1204 |  | 1587 | -383 | 76 | []
GR_TR_CO_00001 | N-1 TIE 400 kV Nea Santa - Babaeski | [GR-MK] [OPP] TIE 400 kV Meliti - Bitola | XFL_BI11_GMELIT11_1:line | -1197 |  | 1587 | -390 | 75 | []
MK_AL_CO_00001 | N-1 TIE 400 kV Skopje 5 - Urosevac / N-1 TIE 150 kV Mourtos - Bistrica | [GR-AL] [OPP] TIE 400 kV Kardia - Zemblak | XZE_KA11_GKARDI13_1:line | 1196 |  | 1587 | -391 | 75 | []
GR_IT_CO_00001 | N-1 TIE 400 kV Arachthos - Galatina | [GR-AL] [OPP] TIE 400 kV Kardia - Zemblak | XZE_KA11_GKARDI13_1:line | 1191 |  | 1587 | -396 | 75 | []
AL_ME_CO_00001 | N-1 TIE 400 kV Tirana 2 – Podgorica 2 | [GR-MK] [OPP] TIE 400 kV Meliti - Bitola | XFL_BI11_GMELIT11_1:line | -1174 |  | 1587 | -413 | 74 | []
BG-CO_00013 | N-1 OHL 400 kV Maritsa Iztok - Plovdiv | [GR-MK] [OPP] TIE 400 kV Meliti - Bitola | XFL_BI11_GMELIT11_1:line | -1174 |  | 1587 | -413 | 74 | []
GR_CO_00006 | N-1 OHL 400 kV Komotini - Nea Santa ck. 1&2 | [GR-AL] [OPP] TIE 400 kV Kardia - Zemblak | XZE_KA11_GKARDI13_1:line | 1169 |  | 1587 | -418 | 74 | []
BG-CO_00012 | N-1 OHL 400 kV Varna - Burgas | [GR-MK] [OPP] TIE 400 kV Meliti - Bitola | XFL_BI11_GMELIT11_1:line | -1160 |  | 1587 | -427 | 73 | []
RS_BG_CO_00001, RO_CO_00052 | N-1 TIE 400 kV Sofia Zapad - Nis, N-1 OHL 400 kV Sofia Zapad -Nis | [GR-MK] [OPP] TIE 400 kV Meliti - Bitola | XFL_BI11_GMELIT11_1:line | -1158 |  | 1587 | -429 | 73 | []
TR_BG_CO_00002 | N-1 TIE 400 kV Maritsa 3 - Hamitabat 2 | [GR-MK] [OPP] TIE 400 kV Meliti - Bitola | XFL_BI11_GMELIT11_1:line | -1158 |  | 1587 | -429 | 73 | []
BG-CO_00018 | N-1 OHL 400 kV Burgas- Maritsa Iztok 2 | [GR-MK] [OPP] TIE 400 kV Meliti - Bitola | XFL_BI11_GMELIT11_1:line | -1154 |  | 1587 | -433 | 73 | []
BG-CO_00019 | N-1 OHL 400 kV Maritsa Iztok 2 - Maritsa Iztok 3 | [GR-MK] [OPP] TIE 400 kV Meliti - Bitola | XFL_BI11_GMELIT11_1:line | -1154 |  | 1587 | -433 | 73 | []
TR_BG_CO_00001 | N-1 TIE 400 kV Maritsa 3 - Hamitabat 1 | [GR-MK] [OPP] TIE 400 kV Meliti - Bitola | XFL_BI11_GMELIT11_1:line | -1154 |  | 1587 | -433 | 73 | []
TR_CO_00001 | N-1 OHL 400 kV Habitabat NGCC - Babaeski | [GR-MK] [OPP] TIE 400 kV Meliti - Bitola | XFL_BI11_GMELIT11_1:line | -1150 |  | 1587 | -437 | 72 | []
RS_KS_CO_00002 | N-1 TIE 400 kV Kosovo B - Nis 2 | [GR-MK] [OPP] TIE 400 kV Meliti - Bitola | XFL_BI11_GMELIT11_1:line | -1150 |  | 1587 | -437 | 72 | []
MK_CO_00003 | N-1 OHL 400 kV Skopje 4 - Skopje 5 | [GR-AL] [OPP] TIE 400 kV Kardia - Zemblak | XZE_KA11_GKARDI13_1:line | 1149 |  | 1587 | -438 | 72 | []
BG-CO_00017 | N-1 OHL 400 kV Kozloduy - Sofia Zapad ck. 1&2 | [GR-MK] [OPP] TIE 400 kV Meliti - Bitola | XFL_BI11_GMELIT11_1:line | -1148 |  | 1587 | -439 | 72 | []
BG-CO_00002, BG_CO_00002 | N-1 OHL 400 kV Sofia Zapad - Chervena Mogila ck. 1&2, N-1 OHL 400 kV SOFIA ZAPAD - CHERVENA MOGILA CK. 1&2 | [GR-MK] [OPP] TIE 400 kV Meliti - Bitola | XFL_BI11_GMELIT11_1:line | -1146 |  | 1587 | -441 | 72 | []
BG-CO_00020 | N-1 OHL 400 kV Maritsa Iztok - Maritsa Iztok 3 | [GR-MK] [OPP] TIE 400 kV Meliti - Bitola | XFL_BI11_GMELIT11_1:line | -1146 |  | 1587 | -441 | 72 | []
BC | Base Case | [GR-MK] [OPP] TIE 400 kV Meliti - Bitola | XFL_BI11_GMELIT11_1:line | -1146 |  | 1587 | -441 | 72 | []
GR_CO_00009 | N-1 OHL 400 kV Filippoi - Lagadas ck. 3 | [GR-MK] [OPP] TIE 400 kV Meliti - Bitola | XFL_BI11_GMELIT11_1:line | -1145 |  | 1587 | -442 | 72 | []
GR_CO_00001 | N-1 OHL 400 kV Filippoi - Komotini ck. 1&2 | [GR-MK] [OPP] TIE 400 kV Meliti - Bitola | XFL_BI11_GMELIT11_1:line | -1142 |  | 1587 | -445 | 72 | []
GR_CO_00002 | N-1 OHL 400 kV Filippoi - Lagadas ck. 1&2 | [GR-MK] [OPP] TIE 400 kV Meliti - Bitola | XFL_BI11_GMELIT11_1:line | -1142 |  | 1587 | -445 | 72 | []
RS_CO_00004 | N-1 OHL 400 kV Nis 2 - Leskovac 2 | [GR-MK] [OPP] TIE 400 kV Meliti - Bitola | XFL_BI11_GMELIT11_1:line | -1141 |  | 1587 | -446 | 72 | []
BG-CO_00005, BG_CO_00003 | N-1 OHL 400 kV Vetren - Chervena Mogila, N-1 OHL 400 kV VETREN - CHERVENA MOGILA | [GR-MK] [OPP] TIE 400 kV Meliti - Bitola | XFL_BI11_GMELIT11_1:line | -1138 |  | 1587 | -449 | 72 | []
BG-CO_00006, BG_CO_00004 | N-1 OHL 400 kV Plovdiv - Vetren, N-1 OHL 400 kV PLOVDIV - VETREN | [GR-MK] [OPP] TIE 400 kV Meliti - Bitola | XFL_BI11_GMELIT11_1:line | -1138 |  | 1587 | -449 | 72 | []
RS_CO_00003 | N-1 OHL 400 kV Vranje 4 - Leskovac 2 | [GR-MK] [OPP] TIE 400 kV Meliti - Bitola | XFL_BI11_GMELIT11_1:line | -1132 |  | 1587 | -455 | 71 | []
MK_KS_CO_00001 | N-1 TIE 400 kV Skopje 5 - Urosevac | [GR-AL] [OPP] TIE 400 kV Kardia - Zemblak | XZE_KA11_GKARDI13_1:line | 1129 |  | 1587 | -458 | 71 | []
MK_BG_CO_00001 | N-1 TIE 400 kV Chervena Mogila - Stip | [GR-MK] [OPP] TIE 400 kV Meliti - Bitola | XFL_BI11_GMELIT11_1:line | -1126 |  | 1587 | -461 | 71 | []
GR_CO_00005 | N-1 OHL 400 kV Thessaloniki - Lagadas ck. 1&2 | [GR-MK] [OPP] TIE 400 kV Meliti - Bitola | XFL_BI11_GMELIT11_1:line | -1125 |  | 1587 | -462 | 71 | []
GR_MK_CO_00002 | N-1 TIE 400 kV Thessaloniki - Dubrovo | [GR-AL] [OPP] TIE 400 kV Kardia - Zemblak | XZE_KA11_GKARDI13_1:line | 1125 |  | 1587 | -462 | 71 | []
RS_MK_CO_00001 | N-1 TIE 400 kV Vranje 4 - Stip | [GR-MK] [OPP] TIE 400 kV Meliti - Bitola | XFL_BI11_GMELIT11_1:line | -1123 |  | 1587 | -464 | 71 | []
GR_CO_00007 | N-1 OHL 400 kV Thessaloniki - Agios Dimitrios ck. 1&2 | [GR-AL] [OPP] TIE 400 kV Kardia - Zemblak | XZE_KA11_GKARDI13_1:line | 1122 |  | 1587 | -465 | 71 | []
KS_ME_CO_00001 | N-1 TIE 400 kV Pec 3 - Ribarevina | [GR-MK] [OPP] TIE 400 kV Meliti - Bitola | XFL_BI11_GMELIT11_1:line | -1120 |  | 1587 | -467 | 71 | []
KS_CO_00001 | N-1 OHL 400 kV Kosovo B - Urosevac | [GR-MK] [OPP] TIE 400 kV Meliti - Bitola | XFL_BI11_GMELIT11_1:line | -1120 |  | 1587 | -467 | 71 | []
GR_BG_CO_00001 | N-1 TIE 400 kV Lagadas - Blagoevgrad | [GR-AL] [OPP] TIE 400 kV Kardia - Zemblak | XZE_KA11_GKARDI13_1:line | 1117 |  | 1587 | -470 | 70 | []
GR_CO_00008 | N-1 OHL 400 kV Kardia - Ptolemaida / N-1 OHL 400 kV Kardia - Vermio | [GR-AL] [OPP] TIE 400 kV Kardia - Zemblak | XZE_KA11_GKARDI13_1:line | 1115 |  | 1587 | -472 | 70 | []

## 0530Preventive
Detailed results
Generated at: | 2026-08-04 20:14
Business day: | 05.08.2026
Timestamp: | 05:30
Border & direction: | North-Greece Exporting
Horizon: | DA
Remedial actions: | true
Evaluation type: | preventive
TTC [MW]: | 3819
Fallback applied | false
Loading threshold | 0.7
Applied RAs
CO ID | RA ID | Name of the RA | Usage | Type | Location | Status
Limiting CNECs
CO ID | Name of the CO | Name of the CNE | CNE UCTE branch | Calculated I (A) | I max (PRE) | I max (CUR) | Margin (A) | Loading (%) | Applicable curative RAs
GR_AL_CO_00001 | N-1 TIE 400 kV Kardia - Zemblak / N-1 TIE 150 kV Mourtos - Bistrica | [GR-MK] [OPP] TIE 400 kV Meliti - Bitola | XFL_BI11_GMELIT11_1:line | -1580 | 1587 | 1587 | -7 | 100 | []
GR_MK_CO_00002 | N-1 TIE 400 kV Thessaloniki - Dubrovo | [GR-MK] [OPP] TIE 400 kV Meliti - Bitola | XFL_BI11_GMELIT11_1:line | -1549 | 1587 | 1587 | -38 | 98 | []
AL_CO_00002 | N-1 OHL 400 kV Elbasan 3 - Zemblak | [GR-MK] [OPP] TIE 400 kV Meliti - Bitola | XFL_BI11_GMELIT11_1:line | -1465 | 1587 | 1587 | -122 | 92 | []
GR_TR_CO_00001 | N-1 TIE 400 kV Nea Santa - Babaeski | [GR-BG] [OPP] TIE 400 kV Nea Santa - Maritsa Iztok | XMI_NS11_GNSANT15_1:line | 1414 | 1600 | 1600 | -186 | 88 | []
GR_CO_00003 | N-1 OHL 400 kV Meliti - Amideo ck. 1&2 | [GR-MK] [OPP] TIE 400 kV Thessaloniki - Dubrovo | XTH_DU11_GTHESS11_1:line | -1388 | 1587 | 1587 | -199 | 87 | []
GR_MK_CO_00001 | N-1 TIE 400 kV Meliti - Bitola | [GR-MK] [OPP] TIE 400 kV Thessaloniki - Dubrovo | XTH_DU11_GTHESS11_1:line | -1388 | 1587 | 1587 | -199 | 87 | []
GR_CO_00006 | N-1 OHL 400 kV Komotini - Nea Santa ck. 1&2 | [GR-MK] [OPP] TIE 400 kV Meliti - Bitola | XFL_BI11_GMELIT11_1:line | -1360 | 1587 | 1587 | -227 | 86 | []
GR_IT_CO_00001 | N-1 TIE 400 kV Arachthos - Galatina | [GR-MK] [OPP] TIE 400 kV Meliti - Bitola | XFL_BI11_GMELIT11_1:line | -1304 | 1587 | 1587 | -283 | 82 | []
GR_BG_CO_00001 | N-1 TIE 400 kV Lagadas - Blagoevgrad | [GR-MK] [OPP] TIE 400 kV Meliti - Bitola | XFL_BI11_GMELIT11_1:line | -1297 | 1587 | 1587 | -290 | 82 | []
GR_CO_00007 | N-1 OHL 400 kV Thessaloniki - Agios Dimitrios ck. 1&2 | [GR-MK] [OPP] TIE 400 kV Meliti - Bitola | XFL_BI11_GMELIT11_1:line | -1281 | 1587 | 1587 | -306 | 81 | []
GR_MK_CO_00001 | N-1 TIE 400 kV Meliti - Bitola | [GR-AL] [OPP] TIE 400 kV Kardia - Zemblak | XZE_KA11_GKARDI13_1:line | 1249 | 1587 | 1587 | -338 | 79 | []
GR_CO_00003 | N-1 OHL 400 kV Meliti - Amideo ck. 1&2 | [GR-AL] [OPP] TIE 400 kV Kardia - Zemblak | XZE_KA11_GKARDI13_1:line | 1249 | 1587 | 1587 | -338 | 79 | []
GR_CO_00004 | N-1 OHL 400 kV Amideo - Lagadas ck. 1&2 | [GR-MK] [OPP] TIE 400 kV Meliti - Bitola | XFL_BI11_GMELIT11_1:line | -1244 | 1587 | 1587 | -343 | 78 | []
GR_BG_CO_00002 | N-1 TIE 400 kV Nea Santa - Maritsa Iztok | [GR-TR] [OPP] TIE 400 kV Nea Santa - Babaeski | XNS_BA11_GNSANT11_1:line | 1253 | 1600 | 1600 | -347 | 78 | []
GR_CO_00010 | N-1 OHL 400 kV Amideo - Ptolemaida / N-1 OHL 400 kV Amideo - Vermio | [GR-AL] [OPP] TIE 400 kV Kardia - Zemblak | XZE_KA11_GKARDI13_1:line | 1238 | 1587 | 1587 | -349 | 78 | []
GR_BG_CO_00002 | N-1 TIE 400 kV Nea Santa - Maritsa Iztok | [GR-MK] [OPP] TIE 400 kV Meliti - Bitola | XFL_BI11_GMELIT11_1:line | -1237 | 1600 | 1600 | -363 | 77 | []
BG-CO_00001, BG_CO_00001 | N-1 OHL 400 kV Chervena Mogila - Blagoevgrad ck. 1&2, N-1 OHL 400 kV CHERVENA MOGILA - BLAGOEVGRAD CK. 1&2 | [GR-MK] [OPP] TIE 400 kV Meliti - Bitola | XFL_BI11_GMELIT11_1:line | -1219 | 1587 | 1587 | -368 | 77 | []
MK_AL_CO_00001 | N-1 TIE 400 kV Skopje 5 - Urosevac / N-1 TIE 150 kV Mourtos - Bistrica | [GR-AL] [OPP] TIE 400 kV Kardia - Zemblak | XZE_KA11_GKARDI13_1:line | 1218 | 1587 | 1587 | -369 | 77 | []
AL_CO_00001 | N-1 OHL 400 kV Elbasan 3 - Tirana 2 | [GR-MK] [OPP] TIE 400 kV Meliti - Bitola | XFL_BI11_GMELIT11_1:line | -1206 | 1587 | 1587 | -381 | 76 | []
GR_IT_CO_00001 | N-1 TIE 400 kV Arachthos - Galatina | [GR-AL] [OPP] TIE 400 kV Kardia - Zemblak | XZE_KA11_GKARDI13_1:line | 1196 | 1587 | 1587 | -391 | 75 | []
GR_TR_CO_00001 | N-1 TIE 400 kV Nea Santa - Babaeski | [GR-MK] [OPP] TIE 400 kV Meliti - Bitola | XFL_BI11_GMELIT11_1:line | -1196 | 1587 | 1587 | -391 | 75 | []
GR_CO_00006 | N-1 OHL 400 kV Komotini - Nea Santa ck. 1&2 | [GR-AL] [OPP] TIE 400 kV Kardia - Zemblak | XZE_KA11_GKARDI13_1:line | 1183 | 1587 | 1587 | -404 | 75 | []
AL_ME_CO_00001 | N-1 TIE 400 kV Tirana 2 – Podgorica 2 | [GR-MK] [OPP] TIE 400 kV Meliti - Bitola | XFL_BI11_GMELIT11_1:line | -1177 | 1587 | 1587 | -410 | 74 | []
BG-CO_00013 | N-1 OHL 400 kV Maritsa Iztok - Plovdiv | [GR-MK] [OPP] TIE 400 kV Meliti - Bitola | XFL_BI11_GMELIT11_1:line | -1171 | 1587 | 1587 | -416 | 74 | []
BG-CO_00012 | N-1 OHL 400 kV Varna - Burgas | [GR-MK] [OPP] TIE 400 kV Meliti - Bitola | XFL_BI11_GMELIT11_1:line | -1162 | 1587 | 1587 | -425 | 73 | []
MK_CO_00003 | N-1 OHL 400 kV Skopje 4 - Skopje 5 | [GR-AL] [OPP] TIE 400 kV Kardia - Zemblak | XZE_KA11_GKARDI13_1:line | 1157 | 1587 | 1587 | -430 | 73 | []
RS_BG_CO_00001, RO_CO_00052 | N-1 TIE 400 kV Sofia Zapad - Nis, N-1 OHL 400 kV Sofia Zapad -Nis | [GR-MK] [OPP] TIE 400 kV Meliti - Bitola | XFL_BI11_GMELIT11_1:line | -1157 | 1587 | 1587 | -430 | 73 | []
TR_BG_CO_00002 | N-1 TIE 400 kV Maritsa 3 - Hamitabat 2 | [GR-MK] [OPP] TIE 400 kV Meliti - Bitola | XFL_BI11_GMELIT11_1:line | -1156 | 1587 | 1587 | -431 | 73 | []
GR_CO_00001 | N-1 OHL 400 kV Filippoi - Komotini ck. 1&2 | [GR-MK] [OPP] TIE 400 kV Meliti - Bitola | XFL_BI11_GMELIT11_1:line | -1155 | 1587 | 1587 | -432 | 73 | []
BG-CO_00018 | N-1 OHL 400 kV Burgas- Maritsa Iztok 2 | [GR-MK] [OPP] TIE 400 kV Meliti - Bitola | XFL_BI11_GMELIT11_1:line | -1153 | 1587 | 1587 | -434 | 73 | []
BG-CO_00019 | N-1 OHL 400 kV Maritsa Iztok 2 - Maritsa Iztok 3 | [GR-MK] [OPP] TIE 400 kV Meliti - Bitola | XFL_BI11_GMELIT11_1:line | -1153 | 1587 | 1587 | -434 | 73 | []
MK_KS_CO_00001 | N-1 TIE 400 kV Skopje 5 - Urosevac | [GR-AL] [OPP] TIE 400 kV Kardia - Zemblak | XZE_KA11_GKARDI13_1:line | 1153 | 1587 | 1587 | -434 | 73 | []
TR_BG_CO_00001 | N-1 TIE 400 kV Maritsa 3 - Hamitabat 1 | [GR-MK] [OPP] TIE 400 kV Meliti - Bitola | XFL_BI11_GMELIT11_1:line | -1152 | 1587 | 1587 | -435 | 73 | []
TR_CO_00001 | N-1 OHL 400 kV Habitabat NGCC - Babaeski | [GR-MK] [OPP] TIE 400 kV Meliti - Bitola | XFL_BI11_GMELIT11_1:line | -1149 | 1587 | 1587 | -438 | 72 | []
BG-CO_00017 | N-1 OHL 400 kV Kozloduy - Sofia Zapad ck. 1&2 | [GR-MK] [OPP] TIE 400 kV Meliti - Bitola | XFL_BI11_GMELIT11_1:line | -1146 | 1587 | 1587 | -441 | 72 | []
BG-CO_00002, BG_CO_00002 | N-1 OHL 400 kV Sofia Zapad - Chervena Mogila ck. 1&2, N-1 OHL 400 kV SOFIA ZAPAD - CHERVENA MOGILA CK. 1&2 | [GR-MK] [OPP] TIE 400 kV Meliti - Bitola | XFL_BI11_GMELIT11_1:line | -1145 | 1587 | 1587 | -442 | 72 | []
RS_KS_CO_00002 | N-1 TIE 400 kV Kosovo B - Nis 2 | [GR-MK] [OPP] TIE 400 kV Meliti - Bitola | XFL_BI11_GMELIT11_1:line | -1145 | 1587 | 1587 | -442 | 72 | []
GR_CO_00009 | N-1 OHL 400 kV Filippoi - Lagadas ck. 3 | [GR-MK] [OPP] TIE 400 kV Meliti - Bitola | XFL_BI11_GMELIT11_1:line | -1144 | 1587 | 1587 | -443 | 72 | []
BG-CO_00020 | N-1 OHL 400 kV Maritsa Iztok - Maritsa Iztok 3 | [GR-MK] [OPP] TIE 400 kV Meliti - Bitola | XFL_BI11_GMELIT11_1:line | -1144 | 1587 | 1587 | -443 | 72 | []
BC | Base Case | [GR-MK] [OPP] TIE 400 kV Meliti - Bitola | XFL_BI11_GMELIT11_1:line | -1144 | 1587 | 1587 | -443 | 72 | []
GR_CO_00002 | N-1 OHL 400 kV Filippoi - Lagadas ck. 1&2 | [GR-MK] [OPP] TIE 400 kV Meliti - Bitola | XFL_BI11_GMELIT11_1:line | -1144 | 1587 | 1587 | -443 | 72 | []
RS_CO_00004 | N-1 OHL 400 kV Nis 2 - Leskovac 2 | [GR-MK] [OPP] TIE 400 kV Meliti - Bitola | XFL_BI11_GMELIT11_1:line | -1137 | 1587 | 1587 | -450 | 72 | []
BG-CO_00005, BG_CO_00003 | N-1 OHL 400 kV Vetren - Chervena Mogila, N-1 OHL 400 kV VETREN - CHERVENA MOGILA | [GR-MK] [OPP] TIE 400 kV Meliti - Bitola | XFL_BI11_GMELIT11_1:line | -1136 | 1587 | 1587 | -451 | 72 | []
BG-CO_00006, BG_CO_00004 | N-1 OHL 400 kV Plovdiv - Vetren, N-1 OHL 400 kV PLOVDIV - VETREN | [GR-MK] [OPP] TIE 400 kV Meliti - Bitola | XFL_BI11_GMELIT11_1:line | -1136 | 1587 | 1587 | -451 | 72 | []
GR_MK_CO_00002 | N-1 TIE 400 kV Thessaloniki - Dubrovo | [GR-AL] [OPP] TIE 400 kV Kardia - Zemblak | XZE_KA11_GKARDI13_1:line | 1130 | 1587 | 1587 | -457 | 71 | []
GR_CO_00007 | N-1 OHL 400 kV Thessaloniki - Agios Dimitrios ck. 1&2 | [GR-AL] [OPP] TIE 400 kV Kardia - Zemblak | XZE_KA11_GKARDI13_1:line | 1130 | 1587 | 1587 | -457 | 71 | []
GR_BG_CO_00001 | N-1 TIE 400 kV Lagadas - Blagoevgrad | [GR-AL] [OPP] TIE 400 kV Kardia - Zemblak | XZE_KA11_GKARDI13_1:line | 1127 | 1587 | 1587 | -460 | 71 | []
RS_CO_00003 | N-1 OHL 400 kV Vranje 4 - Leskovac 2 | [GR-MK] [OPP] TIE 400 kV Meliti - Bitola | XFL_BI11_GMELIT11_1:line | -1127 | 1587 | 1587 | -460 | 71 | []
GR_CO_00008 | N-1 OHL 400 kV Kardia - Ptolemaida / N-1 OHL 400 kV Kardia - Vermio | [GR-AL] [OPP] TIE 400 kV Kardia - Zemblak | XZE_KA11_GKARDI13_1:line | 1117 | 1587 | 1587 | -470 | 70 | []
GR_CO_00005 | N-1 OHL 400 kV Thessaloniki - Lagadas ck. 1&2 | [GR-MK] [OPP] TIE 400 kV Meliti - Bitola | XFL_BI11_GMELIT11_1:line | -1116 | 1587 | 1587 | -471 | 70 | []
RS_MK_CO_00001 | N-1 TIE 400 kV Vranje 4 - Stip | [GR-MK] [OPP] TIE 400 kV Meliti - Bitola | XFL_BI11_GMELIT11_1:line | -1116 | 1587 | 1587 | -471 | 70 | []
KS_ME_CO_00001 | N-1 TIE 400 kV Pec 3 - Ribarevina | [GR-MK] [OPP] TIE 400 kV Meliti - Bitola | XFL_BI11_GMELIT11_1:line | -1116 | 1587 | 1587 | -471 | 70 | []
MK_BG_CO_00001 | N-1 TIE 400 kV Chervena Mogila - Stip | [GR-MK] [OPP] TIE 400 kV Meliti - Bitola | XFL_BI11_GMELIT11_1:line | -1115 | 1587 | 1587 | -472 | 70 | []

## 0530Curative
Detailed results
Generated at: | 2026-08-04 20:14
Business day: | 05.08.2026
Timestamp: | 05:30
Border & direction: | North-Greece Exporting
Horizon: | DA
Remedial actions: | true
Evaluation type: | curative
TTC [MW]: | 3819
Fallback applied | false
Loading threshold | 0.7
Applied RAs
CO ID | RA ID | Name of the RA | Usage | Type | Location | Status
Limiting CNECs
CO ID | Name of the CO | Name of the CNE | CNE UCTE branch | Calculated I (A) | I max (PRE) | I max (CUR) | Margin (A) | Loading (%) | Applicable curative RAs
GR_AL_CO_00001 | N-1 TIE 400 kV Kardia - Zemblak / N-1 TIE 150 kV Mourtos - Bistrica | [GR-MK] [OPP] TIE 400 kV Meliti - Bitola | XFL_BI11_GMELIT11_1:line | -1580 |  | 1587 | -7 | 100 | []
GR_MK_CO_00002 | N-1 TIE 400 kV Thessaloniki - Dubrovo | [GR-MK] [OPP] TIE 400 kV Meliti - Bitola | XFL_BI11_GMELIT11_1:line | -1549 |  | 1587 | -38 | 98 | []
AL_CO_00002 | N-1 OHL 400 kV Elbasan 3 - Zemblak | [GR-MK] [OPP] TIE 400 kV Meliti - Bitola | XFL_BI11_GMELIT11_1:line | -1465 |  | 1587 | -122 | 92 | []
GR_TR_CO_00001 | N-1 TIE 400 kV Nea Santa - Babaeski | [GR-BG] [OPP] TIE 400 kV Nea Santa - Maritsa Iztok | XMI_NS11_GNSANT15_1:line | 1414 |  | 1600 | -186 | 88 | []
GR_CO_00003 | N-1 OHL 400 kV Meliti - Amideo ck. 1&2 | [GR-MK] [OPP] TIE 400 kV Thessaloniki - Dubrovo | XTH_DU11_GTHESS11_1:line | -1388 |  | 1587 | -199 | 87 | []
GR_MK_CO_00001 | N-1 TIE 400 kV Meliti - Bitola | [GR-MK] [OPP] TIE 400 kV Thessaloniki - Dubrovo | XTH_DU11_GTHESS11_1:line | -1388 |  | 1587 | -199 | 87 | []
GR_CO_00006 | N-1 OHL 400 kV Komotini - Nea Santa ck. 1&2 | [GR-MK] [OPP] TIE 400 kV Meliti - Bitola | XFL_BI11_GMELIT11_1:line | -1360 |  | 1587 | -227 | 86 | []
GR_IT_CO_00001 | N-1 TIE 400 kV Arachthos - Galatina | [GR-MK] [OPP] TIE 400 kV Meliti - Bitola | XFL_BI11_GMELIT11_1:line | -1304 |  | 1587 | -283 | 82 | []
GR_BG_CO_00001 | N-1 TIE 400 kV Lagadas - Blagoevgrad | [GR-MK] [OPP] TIE 400 kV Meliti - Bitola | XFL_BI11_GMELIT11_1:line | -1297 |  | 1587 | -290 | 82 | []
GR_CO_00007 | N-1 OHL 400 kV Thessaloniki - Agios Dimitrios ck. 1&2 | [GR-MK] [OPP] TIE 400 kV Meliti - Bitola | XFL_BI11_GMELIT11_1:line | -1281 |  | 1587 | -306 | 81 | []
GR_MK_CO_00001 | N-1 TIE 400 kV Meliti - Bitola | [GR-AL] [OPP] TIE 400 kV Kardia - Zemblak | XZE_KA11_GKARDI13_1:line | 1249 |  | 1587 | -338 | 79 | []
GR_CO_00003 | N-1 OHL 400 kV Meliti - Amideo ck. 1&2 | [GR-AL] [OPP] TIE 400 kV Kardia - Zemblak | XZE_KA11_GKARDI13_1:line | 1249 |  | 1587 | -338 | 79 | []
GR_CO_00004 | N-1 OHL 400 kV Amideo - Lagadas ck. 1&2 | [GR-MK] [OPP] TIE 400 kV Meliti - Bitola | XFL_BI11_GMELIT11_1:line | -1244 |  | 1587 | -343 | 78 | []
GR_BG_CO_00002 | N-1 TIE 400 kV Nea Santa - Maritsa Iztok | [GR-TR] [OPP] TIE 400 kV Nea Santa - Babaeski | XNS_BA11_GNSANT11_1:line | 1253 |  | 1600 | -347 | 78 | []
GR_CO_00010 | N-1 OHL 400 kV Amideo - Ptolemaida / N-1 OHL 400 kV Amideo - Vermio | [GR-AL] [OPP] TIE 400 kV Kardia - Zemblak | XZE_KA11_GKARDI13_1:line | 1238 |  | 1587 | -349 | 78 | []
GR_BG_CO_00002 | N-1 TIE 400 kV Nea Santa - Maritsa Iztok | [GR-MK] [OPP] TIE 400 kV Meliti - Bitola | XFL_BI11_GMELIT11_1:line | -1237 |  | 1600 | -363 | 77 | []
BG-CO_00001, BG_CO_00001 | N-1 OHL 400 kV Chervena Mogila - Blagoevgrad ck. 1&2, N-1 OHL 400 kV CHERVENA MOGILA - BLAGOEVGRAD CK. 1&2 | [GR-MK] [OPP] TIE 400 kV Meliti - Bitola | XFL_BI11_GMELIT11_1:line | -1219 |  | 1587 | -368 | 77 | []
MK_AL_CO_00001 | N-1 TIE 400 kV Skopje 5 - Urosevac / N-1 TIE 150 kV Mourtos - Bistrica | [GR-AL] [OPP] TIE 400 kV Kardia - Zemblak | XZE_KA11_GKARDI13_1:line | 1218 |  | 1587 | -369 | 77 | []
AL_CO_00001 | N-1 OHL 400 kV Elbasan 3 - Tirana 2 | [GR-MK] [OPP] TIE 400 kV Meliti - Bitola | XFL_BI11_GMELIT11_1:line | -1206 |  | 1587 | -381 | 76 | []
GR_IT_CO_00001 | N-1 TIE 400 kV Arachthos - Galatina | [GR-AL] [OPP] TIE 400 kV Kardia - Zemblak | XZE_KA11_GKARDI13_1:line | 1196 |  | 1587 | -391 | 75 | []
GR_TR_CO_00001 | N-1 TIE 400 kV Nea Santa - Babaeski | [GR-MK] [OPP] TIE 400 kV Meliti - Bitola | XFL_BI11_GMELIT11_1:line | -1196 |  | 1587 | -391 | 75 | []
GR_CO_00006 | N-1 OHL 400 kV Komotini - Nea Santa ck. 1&2 | [GR-AL] [OPP] TIE 400 kV Kardia - Zemblak | XZE_KA11_GKARDI13_1:line | 1183 |  | 1587 | -404 | 75 | []
AL_ME_CO_00001 | N-1 TIE 400 kV Tirana 2 – Podgorica 2 | [GR-MK] [OPP] TIE 400 kV Meliti - Bitola | XFL_BI11_GMELIT11_1:line | -1177 |  | 1587 | -410 | 74 | []
BG-CO_00013 | N-1 OHL 400 kV Maritsa Iztok - Plovdiv | [GR-MK] [OPP] TIE 400 kV Meliti - Bitola | XFL_BI11_GMELIT11_1:line | -1171 |  | 1587 | -416 | 74 | []
BG-CO_00012 | N-1 OHL 400 kV Varna - Burgas | [GR-MK] [OPP] TIE 400 kV Meliti - Bitola | XFL_BI11_GMELIT11_1:line | -1162 |  | 1587 | -425 | 73 | []
MK_CO_00003 | N-1 OHL 400 kV Skopje 4 - Skopje 5 | [GR-AL] [OPP] TIE 400 kV Kardia - Zemblak | XZE_KA11_GKARDI13_1:line | 1157 |  | 1587 | -430 | 73 | []
RS_BG_CO_00001, RO_CO_00052 | N-1 TIE 400 kV Sofia Zapad - Nis, N-1 OHL 400 kV Sofia Zapad -Nis | [GR-MK] [OPP] TIE 400 kV Meliti - Bitola | XFL_BI11_GMELIT11_1:line | -1157 |  | 1587 | -430 | 73 | []
TR_BG_CO_00002 | N-1 TIE 400 kV Maritsa 3 - Hamitabat 2 | [GR-MK] [OPP] TIE 400 kV Meliti - Bitola | XFL_BI11_GMELIT11_1:line | -1156 |  | 1587 | -431 | 73 | []
GR_CO_00001 | N-1 OHL 400 kV Filippoi - Komotini ck. 1&2 | [GR-MK] [OPP] TIE 400 kV Meliti - Bitola | XFL_BI11_GMELIT11_1:line | -1155 |  | 1587 | -432 | 73 | []
BG-CO_00018 | N-1 OHL 400 kV Burgas- Maritsa Iztok 2 | [GR-MK] [OPP] TIE 400 kV Meliti - Bitola | XFL_BI11_GMELIT11_1:line | -1153 |  | 1587 | -434 | 73 | []
BG-CO_00019 | N-1 OHL 400 kV Maritsa Iztok 2 - Maritsa Iztok 3 | [GR-MK] [OPP] TIE 400 kV Meliti - Bitola | XFL_BI11_GMELIT11_1:line | -1153 |  | 1587 | -434 | 73 | []
MK_KS_CO_00001 | N-1 TIE 400 kV Skopje 5 - Urosevac | [GR-AL] [OPP] TIE 400 kV Kardia - Zemblak | XZE_KA11_GKARDI13_1:line | 1153 |  | 1587 | -434 | 73 | []
TR_BG_CO_00001 | N-1 TIE 400 kV Maritsa 3 - Hamitabat 1 | [GR-MK] [OPP] TIE 400 kV Meliti - Bitola | XFL_BI11_GMELIT11_1:line | -1152 |  | 1587 | -435 | 73 | []
TR_CO_00001 | N-1 OHL 400 kV Habitabat NGCC - Babaeski | [GR-MK] [OPP] TIE 400 kV Meliti - Bitola | XFL_BI11_GMELIT11_1:line | -1149 |  | 1587 | -438 | 72 | []
BG-CO_00017 | N-1 OHL 400 kV Kozloduy - Sofia Zapad ck. 1&2 | [GR-MK] [OPP] TIE 400 kV Meliti - Bitola | XFL_BI11_GMELIT11_1:line | -1146 |  | 1587 | -441 | 72 | []
BG-CO_00002, BG_CO_00002 | N-1 OHL 400 kV Sofia Zapad - Chervena Mogila ck. 1&2, N-1 OHL 400 kV SOFIA ZAPAD - CHERVENA MOGILA CK. 1&2 | [GR-MK] [OPP] TIE 400 kV Meliti - Bitola | XFL_BI11_GMELIT11_1:line | -1145 |  | 1587 | -442 | 72 | []
RS_KS_CO_00002 | N-1 TIE 400 kV Kosovo B - Nis 2 | [GR-MK] [OPP] TIE 400 kV Meliti - Bitola | XFL_BI11_GMELIT11_1:line | -1145 |  | 1587 | -442 | 72 | []
GR_CO_00009 | N-1 OHL 400 kV Filippoi - Lagadas ck. 3 | [GR-MK] [OPP] TIE 400 kV Meliti - Bitola | XFL_BI11_GMELIT11_1:line | -1144 |  | 1587 | -443 | 72 | []
BG-CO_00020 | N-1 OHL 400 kV Maritsa Iztok - Maritsa Iztok 3 | [GR-MK] [OPP] TIE 400 kV Meliti - Bitola | XFL_BI11_GMELIT11_1:line | -1144 |  | 1587 | -443 | 72 | []
BC | Base Case | [GR-MK] [OPP] TIE 400 kV Meliti - Bitola | XFL_BI11_GMELIT11_1:line | -1144 |  | 1587 | -443 | 72 | []
GR_CO_00002 | N-1 OHL 400 kV Filippoi - Lagadas ck. 1&2 | [GR-MK] [OPP] TIE 400 kV Meliti - Bitola | XFL_BI11_GMELIT11_1:line | -1144 |  | 1587 | -443 | 72 | []
RS_CO_00004 | N-1 OHL 400 kV Nis 2 - Leskovac 2 | [GR-MK] [OPP] TIE 400 kV Meliti - Bitola | XFL_BI11_GMELIT11_1:line | -1137 |  | 1587 | -450 | 72 | []
BG-CO_00005, BG_CO_00003 | N-1 OHL 400 kV Vetren - Chervena Mogila, N-1 OHL 400 kV VETREN - CHERVENA MOGILA | [GR-MK] [OPP] TIE 400 kV Meliti - Bitola | XFL_BI11_GMELIT11_1:line | -1136 |  | 1587 | -451 | 72 | []
BG-CO_00006, BG_CO_00004 | N-1 OHL 400 kV Plovdiv - Vetren, N-1 OHL 400 kV PLOVDIV - VETREN | [GR-MK] [OPP] TIE 400 kV Meliti - Bitola | XFL_BI11_GMELIT11_1:line | -1136 |  | 1587 | -451 | 72 | []
GR_MK_CO_00002 | N-1 TIE 400 kV Thessaloniki - Dubrovo | [GR-AL] [OPP] TIE 400 kV Kardia - Zemblak | XZE_KA11_GKARDI13_1:line | 1130 |  | 1587 | -457 | 71 | []
GR_CO_00007 | N-1 OHL 400 kV Thessaloniki - Agios Dimitrios ck. 1&2 | [GR-AL] [OPP] TIE 400 kV Kardia - Zemblak | XZE_KA11_GKARDI13_1:line | 1130 |  | 1587 | -457 | 71 | []
GR_BG_CO_00001 | N-1 TIE 400 kV Lagadas - Blagoevgrad | [GR-AL] [OPP] TIE 400 kV Kardia - Zemblak | XZE_KA11_GKARDI13_1:line | 1127 |  | 1587 | -460 | 71 | []
RS_CO_00003 | N-1 OHL 400 kV Vranje 4 - Leskovac 2 | [GR-MK] [OPP] TIE 400 kV Meliti - Bitola | XFL_BI11_GMELIT11_1:line | -1127 |  | 1587 | -460 | 71 | []
GR_CO_00008 | N-1 OHL 400 kV Kardia - Ptolemaida / N-1 OHL 400 kV Kardia - Vermio | [GR-AL] [OPP] TIE 400 kV Kardia - Zemblak | XZE_KA11_GKARDI13_1:line | 1117 |  | 1587 | -470 | 70 | []
GR_CO_00005 | N-1 OHL 400 kV Thessaloniki - Lagadas ck. 1&2 | [GR-MK] [OPP] TIE 400 kV Meliti - Bitola | XFL_BI11_GMELIT11_1:line | -1116 |  | 1587 | -471 | 70 | []
RS_MK_CO_00001 | N-1 TIE 400 kV Vranje 4 - Stip | [GR-MK] [OPP] TIE 400 kV Meliti - Bitola | XFL_BI11_GMELIT11_1:line | -1116 |  | 1587 | -471 | 70 | []
KS_ME_CO_00001 | N-1 TIE 400 kV Pec 3 - Ribarevina | [GR-MK] [OPP] TIE 400 kV Meliti - Bitola | XFL_BI11_GMELIT11_1:line | -1116 |  | 1587 | -471 | 70 | []
MK_BG_CO_00001 | N-1 TIE 400 kV Chervena Mogila - Stip | [GR-MK] [OPP] TIE 400 kV Meliti - Bitola | XFL_BI11_GMELIT11_1:line | -1115 |  | 1587 | -472 | 70 | []

## 0630Preventive
Detailed results
Generated at: | 2026-08-04 20:14
Business day: | 05.08.2026
Timestamp: | 06:30
Border & direction: | North-Greece Exporting
Horizon: | DA
Remedial actions: | true
Evaluation type: | preventive
TTC [MW]: | 2886
Fallback applied | false
Loading threshold | 0.7
Applied RAs
CO ID | RA ID | Name of the RA | Usage | Type | Location | Status
Limiting CNECs
CO ID | Name of the CO | Name of the CNE | CNE UCTE branch | Calculated I (A) | I max (PRE) | I max (CUR) | Margin (A) | Loading (%) | Applicable curative RAs
GR_MK_CO_00002 | N-1 TIE 400 kV Thessaloniki - Dubrovo | [GR-MK] [OPP] TIE 400 kV Meliti - Bitola | XFL_BI11_GMELIT11_1:line | -1581 | 1587 | 1587 | -6 | 100 | []
GR_CO_00003 | N-1 OHL 400 kV Meliti - Amideo ck. 1&2 | [GR-MK] [OPP] TIE 400 kV Thessaloniki - Dubrovo | XTH_DU11_GTHESS11_1:line | -1477 | 1587 | 1587 | -110 | 93 | []
GR_MK_CO_00001 | N-1 TIE 400 kV Meliti - Bitola | [GR-MK] [OPP] TIE 400 kV Thessaloniki - Dubrovo | XTH_DU11_GTHESS11_1:line | -1477 | 1587 | 1587 | -110 | 93 | []
GR_CO_00006 | N-1 OHL 400 kV Komotini - Nea Santa ck. 1&2 | [GR-MK] [OPP] TIE 400 kV Meliti - Bitola | XFL_BI11_GMELIT11_1:line | -1359 | 1587 | 1587 | -228 | 86 | []
GR_IT_CO_00001 | N-1 TIE 400 kV Arachthos - Galatina | [GR-MK] [OPP] TIE 400 kV Meliti - Bitola | XFL_BI11_GMELIT11_1:line | -1342 | 1587 | 1587 | -245 | 85 | []
GR_BG_CO_00001 | N-1 TIE 400 kV Lagadas - Blagoevgrad | [GR-MK] [OPP] TIE 400 kV Meliti - Bitola | XFL_BI11_GMELIT11_1:line | -1295 | 1587 | 1587 | -292 | 82 | []
GR_CO_00007 | N-1 OHL 400 kV Thessaloniki - Agios Dimitrios ck. 1&2 | [GR-MK] [OPP] TIE 400 kV Meliti - Bitola | XFL_BI11_GMELIT11_1:line | -1288 | 1587 | 1587 | -299 | 81 | []
BG-CO_00001, BG_CO_00001 | N-1 OHL 400 kV Chervena Mogila - Blagoevgrad ck. 1&2, N-1 OHL 400 kV CHERVENA MOGILA - BLAGOEVGRAD CK. 1&2 | [GR-MK] [OPP] TIE 400 kV Meliti - Bitola | XFL_BI11_GMELIT11_1:line | -1222 | 1587 | 1587 | -365 | 77 | []
GR_CO_00004 | N-1 OHL 400 kV Amideo - Lagadas ck. 1&2 | [GR-MK] [OPP] TIE 400 kV Meliti - Bitola | XFL_BI11_GMELIT11_1:line | -1221 | 1587 | 1587 | -366 | 77 | []
GR_BG_CO_00002 | N-1 TIE 400 kV Nea Santa - Maritsa Iztok | [GR-MK] [OPP] TIE 400 kV Meliti - Bitola | XFL_BI11_GMELIT11_1:line | -1225 | 1600 | 1600 | -375 | 77 | []
GR_TR_CO_00001 | N-1 TIE 400 kV Nea Santa - Babaeski | [GR-BG] [OPP] TIE 400 kV Nea Santa - Maritsa Iztok | XMI_NS11_GNSANT15_1:line | 1221 | 1600 | 1600 | -379 | 76 | []
RS_BG_CO_00001, RO_CO_00052 | N-1 TIE 400 kV Sofia Zapad - Nis, N-1 OHL 400 kV Sofia Zapad -Nis | [GR-MK] [OPP] TIE 400 kV Meliti - Bitola | XFL_BI11_GMELIT11_1:line | -1188 | 1587 | 1587 | -399 | 75 | []
GR_AL_CO_00001 | N-1 TIE 400 kV Kardia - Zemblak / N-1 TIE 150 kV Mourtos - Bistrica | [GR-MK] [OPP] TIE 400 kV Meliti - Bitola | XFL_BI11_GMELIT11_1:line | -1182 | 1587 | 1587 | -405 | 74 | []
GR_TR_CO_00001 | N-1 TIE 400 kV Nea Santa - Babaeski | [GR-MK] [OPP] TIE 400 kV Meliti - Bitola | XFL_BI11_GMELIT11_1:line | -1180 | 1587 | 1587 | -407 | 74 | []
BG-CO_00012 | N-1 OHL 400 kV Varna - Burgas | [GR-MK] [OPP] TIE 400 kV Meliti - Bitola | XFL_BI11_GMELIT11_1:line | -1169 | 1587 | 1587 | -418 | 74 | []
BG-CO_00013 | N-1 OHL 400 kV Maritsa Iztok - Plovdiv | [GR-MK] [OPP] TIE 400 kV Meliti - Bitola | XFL_BI11_GMELIT11_1:line | -1159 | 1587 | 1587 | -428 | 73 | []
RS_KS_CO_00002 | N-1 TIE 400 kV Kosovo B - Nis 2 | [GR-MK] [OPP] TIE 400 kV Meliti - Bitola | XFL_BI11_GMELIT11_1:line | -1154 | 1587 | 1587 | -433 | 73 | []
TR_BG_CO_00002 | N-1 TIE 400 kV Maritsa 3 - Hamitabat 2 | [GR-MK] [OPP] TIE 400 kV Meliti - Bitola | XFL_BI11_GMELIT11_1:line | -1142 | 1587 | 1587 | -445 | 72 | []
BG-CO_00018 | N-1 OHL 400 kV Burgas- Maritsa Iztok 2 | [GR-MK] [OPP] TIE 400 kV Meliti - Bitola | XFL_BI11_GMELIT11_1:line | -1142 | 1587 | 1587 | -445 | 72 | []
BG-CO_00019 | N-1 OHL 400 kV Maritsa Iztok 2 - Maritsa Iztok 3 | [GR-MK] [OPP] TIE 400 kV Meliti - Bitola | XFL_BI11_GMELIT11_1:line | -1142 | 1587 | 1587 | -445 | 72 | []
BG-CO_00002, BG_CO_00002 | N-1 OHL 400 kV Sofia Zapad - Chervena Mogila ck. 1&2, N-1 OHL 400 kV SOFIA ZAPAD - CHERVENA MOGILA CK. 1&2 | [GR-MK] [OPP] TIE 400 kV Meliti - Bitola | XFL_BI11_GMELIT11_1:line | -1138 | 1587 | 1587 | -449 | 72 | []
TR_BG_CO_00001 | N-1 TIE 400 kV Maritsa 3 - Hamitabat 1 | [GR-MK] [OPP] TIE 400 kV Meliti - Bitola | XFL_BI11_GMELIT11_1:line | -1138 | 1587 | 1587 | -449 | 72 | []
TR_CO_00001 | N-1 OHL 400 kV Habitabat NGCC - Babaeski | [GR-MK] [OPP] TIE 400 kV Meliti - Bitola | XFL_BI11_GMELIT11_1:line | -1133 | 1587 | 1587 | -454 | 71 | []
BG-CO_00017 | N-1 OHL 400 kV Kozloduy - Sofia Zapad ck. 1&2 | [GR-MK] [OPP] TIE 400 kV Meliti - Bitola | XFL_BI11_GMELIT11_1:line | -1129 | 1587 | 1587 | -458 | 71 | []
BG-CO_00020 | N-1 OHL 400 kV Maritsa Iztok - Maritsa Iztok 3 | [GR-MK] [OPP] TIE 400 kV Meliti - Bitola | XFL_BI11_GMELIT11_1:line | -1129 | 1587 | 1587 | -458 | 71 | []
BC | Base Case | [GR-MK] [OPP] TIE 400 kV Meliti - Bitola | XFL_BI11_GMELIT11_1:line | -1129 | 1587 | 1587 | -458 | 71 | []
AL_ME_CO_00001 | N-1 TIE 400 kV Tirana 2 – Podgorica 2 | [GR-MK] [OPP] TIE 400 kV Meliti - Bitola | XFL_BI11_GMELIT11_1:line | -1128 | 1587 | 1587 | -459 | 71 | []
GR_CO_00009 | N-1 OHL 400 kV Filippoi - Lagadas ck. 3 | [GR-MK] [OPP] TIE 400 kV Meliti - Bitola | XFL_BI11_GMELIT11_1:line | -1127 | 1587 | 1587 | -460 | 71 | []
AL_CO_00001 | N-1 OHL 400 kV Elbasan 3 - Tirana 2 | [GR-MK] [OPP] TIE 400 kV Meliti - Bitola | XFL_BI11_GMELIT11_1:line | -1127 | 1587 | 1587 | -460 | 71 | []
AL_CO_00002 | N-1 OHL 400 kV Elbasan 3 - Zemblak | [GR-MK] [OPP] TIE 400 kV Meliti - Bitola | XFL_BI11_GMELIT11_1:line | -1126 | 1587 | 1587 | -461 | 71 | []
BG-CO_00005, BG_CO_00003 | N-1 OHL 400 kV Vetren - Chervena Mogila, N-1 OHL 400 kV VETREN - CHERVENA MOGILA | [GR-MK] [OPP] TIE 400 kV Meliti - Bitola | XFL_BI11_GMELIT11_1:line | -1123 | 1587 | 1587 | -464 | 71 | []
BG-CO_00006, BG_CO_00004 | N-1 OHL 400 kV Plovdiv - Vetren, N-1 OHL 400 kV PLOVDIV - VETREN | [GR-MK] [OPP] TIE 400 kV Meliti - Bitola | XFL_BI11_GMELIT11_1:line | -1122 | 1587 | 1587 | -465 | 71 | []
GR_CO_00002 | N-1 OHL 400 kV Filippoi - Lagadas ck. 1&2 | [GR-MK] [OPP] TIE 400 kV Meliti - Bitola | XFL_BI11_GMELIT11_1:line | -1121 | 1587 | 1587 | -466 | 71 | []
MK_BG_CO_00001 | N-1 TIE 400 kV Chervena Mogila - Stip | [GR-MK] [OPP] TIE 400 kV Meliti - Bitola | XFL_BI11_GMELIT11_1:line | -1121 | 1587 | 1587 | -466 | 71 | []
RS_CO_00004 | N-1 OHL 400 kV Nis 2 - Leskovac 2 | [GR-MK] [OPP] TIE 400 kV Meliti - Bitola | XFL_BI11_GMELIT11_1:line | -1119 | 1587 | 1587 | -468 | 71 | []
GR_CO_00005 | N-1 OHL 400 kV Thessaloniki - Lagadas ck. 1&2 | [GR-MK] [OPP] TIE 400 kV Meliti - Bitola | XFL_BI11_GMELIT11_1:line | -1114 | 1587 | 1587 | -473 | 70 | []
RS_CO_00003 | N-1 OHL 400 kV Vranje 4 - Leskovac 2 | [GR-MK] [OPP] TIE 400 kV Meliti - Bitola | XFL_BI11_GMELIT11_1:line | -1112 | 1587 | 1587 | -475 | 70 | []

## 0630Curative
Detailed results
Generated at: | 2026-08-04 20:14
Business day: | 05.08.2026
Timestamp: | 06:30
Border & direction: | North-Greece Exporting
Horizon: | DA
Remedial actions: | true
Evaluation type: | curative
TTC [MW]: | 2886
Fallback applied | false
Loading threshold | 0.7
Applied RAs
CO ID | RA ID | Name of the RA | Usage | Type | Location | Status
Limiting CNECs
CO ID | Name of the CO | Name of the CNE | CNE UCTE branch | Calculated I (A) | I max (PRE) | I max (CUR) | Margin (A) | Loading (%) | Applicable curative RAs
GR_MK_CO_00002 | N-1 TIE 400 kV Thessaloniki - Dubrovo | [GR-MK] [OPP] TIE 400 kV Meliti - Bitola | XFL_BI11_GMELIT11_1:line | -1581 |  | 1587 | -6 | 100 | []
GR_CO_00003 | N-1 OHL 400 kV Meliti - Amideo ck. 1&2 | [GR-MK] [OPP] TIE 400 kV Thessaloniki - Dubrovo | XTH_DU11_GTHESS11_1:line | -1477 |  | 1587 | -110 | 93 | []
GR_MK_CO_00001 | N-1 TIE 400 kV Meliti - Bitola | [GR-MK] [OPP] TIE 400 kV Thessaloniki - Dubrovo | XTH_DU11_GTHESS11_1:line | -1477 |  | 1587 | -110 | 93 | []
GR_CO_00006 | N-1 OHL 400 kV Komotini - Nea Santa ck. 1&2 | [GR-MK] [OPP] TIE 400 kV Meliti - Bitola | XFL_BI11_GMELIT11_1:line | -1359 |  | 1587 | -228 | 86 | []
GR_IT_CO_00001 | N-1 TIE 400 kV Arachthos - Galatina | [GR-MK] [OPP] TIE 400 kV Meliti - Bitola | XFL_BI11_GMELIT11_1:line | -1342 |  | 1587 | -245 | 85 | []
GR_BG_CO_00001 | N-1 TIE 400 kV Lagadas - Blagoevgrad | [GR-MK] [OPP] TIE 400 kV Meliti - Bitola | XFL_BI11_GMELIT11_1:line | -1295 |  | 1587 | -292 | 82 | []
GR_CO_00007 | N-1 OHL 400 kV Thessaloniki - Agios Dimitrios ck. 1&2 | [GR-MK] [OPP] TIE 400 kV Meliti - Bitola | XFL_BI11_GMELIT11_1:line | -1288 |  | 1587 | -299 | 81 | []
BG-CO_00001, BG_CO_00001 | N-1 OHL 400 kV Chervena Mogila - Blagoevgrad ck. 1&2, N-1 OHL 400 kV CHERVENA MOGILA - BLAGOEVGRAD CK. 1&2 | [GR-MK] [OPP] TIE 400 kV Meliti - Bitola | XFL_BI11_GMELIT11_1:line | -1222 |  | 1587 | -365 | 77 | []
GR_CO_00004 | N-1 OHL 400 kV Amideo - Lagadas ck. 1&2 | [GR-MK] [OPP] TIE 400 kV Meliti - Bitola | XFL_BI11_GMELIT11_1:line | -1221 |  | 1587 | -366 | 77 | []
GR_BG_CO_00002 | N-1 TIE 400 kV Nea Santa - Maritsa Iztok | [GR-MK] [OPP] TIE 400 kV Meliti - Bitola | XFL_BI11_GMELIT11_1:line | -1225 |  | 1600 | -375 | 77 | []
GR_TR_CO_00001 | N-1 TIE 400 kV Nea Santa - Babaeski | [GR-BG] [OPP] TIE 400 kV Nea Santa - Maritsa Iztok | XMI_NS11_GNSANT15_1:line | 1221 |  | 1600 | -379 | 76 | []
RS_BG_CO_00001, RO_CO_00052 | N-1 TIE 400 kV Sofia Zapad - Nis, N-1 OHL 400 kV Sofia Zapad -Nis | [GR-MK] [OPP] TIE 400 kV Meliti - Bitola | XFL_BI11_GMELIT11_1:line | -1188 |  | 1587 | -399 | 75 | []
GR_AL_CO_00001 | N-1 TIE 400 kV Kardia - Zemblak / N-1 TIE 150 kV Mourtos - Bistrica | [GR-MK] [OPP] TIE 400 kV Meliti - Bitola | XFL_BI11_GMELIT11_1:line | -1182 |  | 1587 | -405 | 74 | []
GR_TR_CO_00001 | N-1 TIE 400 kV Nea Santa - Babaeski | [GR-MK] [OPP] TIE 400 kV Meliti - Bitola | XFL_BI11_GMELIT11_1:line | -1180 |  | 1587 | -407 | 74 | []
BG-CO_00012 | N-1 OHL 400 kV Varna - Burgas | [GR-MK] [OPP] TIE 400 kV Meliti - Bitola | XFL_BI11_GMELIT11_1:line | -1169 |  | 1587 | -418 | 74 | []
BG-CO_00013 | N-1 OHL 400 kV Maritsa Iztok - Plovdiv | [GR-MK] [OPP] TIE 400 kV Meliti - Bitola | XFL_BI11_GMELIT11_1:line | -1159 |  | 1587 | -428 | 73 | []
RS_KS_CO_00002 | N-1 TIE 400 kV Kosovo B - Nis 2 | [GR-MK] [OPP] TIE 400 kV Meliti - Bitola | XFL_BI11_GMELIT11_1:line | -1154 |  | 1587 | -433 | 73 | []
TR_BG_CO_00002 | N-1 TIE 400 kV Maritsa 3 - Hamitabat 2 | [GR-MK] [OPP] TIE 400 kV Meliti - Bitola | XFL_BI11_GMELIT11_1:line | -1142 |  | 1587 | -445 | 72 | []
BG-CO_00018 | N-1 OHL 400 kV Burgas- Maritsa Iztok 2 | [GR-MK] [OPP] TIE 400 kV Meliti - Bitola | XFL_BI11_GMELIT11_1:line | -1142 |  | 1587 | -445 | 72 | []
BG-CO_00019 | N-1 OHL 400 kV Maritsa Iztok 2 - Maritsa Iztok 3 | [GR-MK] [OPP] TIE 400 kV Meliti - Bitola | XFL_BI11_GMELIT11_1:line | -1142 |  | 1587 | -445 | 72 | []
BG-CO_00002, BG_CO_00002 | N-1 OHL 400 kV Sofia Zapad - Chervena Mogila ck. 1&2, N-1 OHL 400 kV SOFIA ZAPAD - CHERVENA MOGILA CK. 1&2 | [GR-MK] [OPP] TIE 400 kV Meliti - Bitola | XFL_BI11_GMELIT11_1:line | -1138 |  | 1587 | -449 | 72 | []
TR_BG_CO_00001 | N-1 TIE 400 kV Maritsa 3 - Hamitabat 1 | [GR-MK] [OPP] TIE 400 kV Meliti - Bitola | XFL_BI11_GMELIT11_1:line | -1138 |  | 1587 | -449 | 72 | []
TR_CO_00001 | N-1 OHL 400 kV Habitabat NGCC - Babaeski | [GR-MK] [OPP] TIE 400 kV Meliti - Bitola | XFL_BI11_GMELIT11_1:line | -1133 |  | 1587 | -454 | 71 | []
BG-CO_00017 | N-1 OHL 400 kV Kozloduy - Sofia Zapad ck. 1&2 | [GR-MK] [OPP] TIE 400 kV Meliti - Bitola | XFL_BI11_GMELIT11_1:line | -1129 |  | 1587 | -458 | 71 | []
BG-CO_00020 | N-1 OHL 400 kV Maritsa Iztok - Maritsa Iztok 3 | [GR-MK] [OPP] TIE 400 kV Meliti - Bitola | XFL_BI11_GMELIT11_1:line | -1129 |  | 1587 | -458 | 71 | []
BC | Base Case | [GR-MK] [OPP] TIE 400 kV Meliti - Bitola | XFL_BI11_GMELIT11_1:line | -1129 |  | 1587 | -458 | 71 | []
AL_ME_CO_00001 | N-1 TIE 400 kV Tirana 2 – Podgorica 2 | [GR-MK] [OPP] TIE 400 kV Meliti - Bitola | XFL_BI11_GMELIT11_1:line | -1128 |  | 1587 | -459 | 71 | []
GR_CO_00009 | N-1 OHL 400 kV Filippoi - Lagadas ck. 3 | [GR-MK] [OPP] TIE 400 kV Meliti - Bitola | XFL_BI11_GMELIT11_1:line | -1127 |  | 1587 | -460 | 71 | []
AL_CO_00001 | N-1 OHL 400 kV Elbasan 3 - Tirana 2 | [GR-MK] [OPP] TIE 400 kV Meliti - Bitola | XFL_BI11_GMELIT11_1:line | -1127 |  | 1587 | -460 | 71 | []
AL_CO_00002 | N-1 OHL 400 kV Elbasan 3 - Zemblak | [GR-MK] [OPP] TIE 400 kV Meliti - Bitola | XFL_BI11_GMELIT11_1:line | -1126 |  | 1587 | -461 | 71 | []
BG-CO_00005, BG_CO_00003 | N-1 OHL 400 kV Vetren - Chervena Mogila, N-1 OHL 400 kV VETREN - CHERVENA MOGILA | [GR-MK] [OPP] TIE 400 kV Meliti - Bitola | XFL_BI11_GMELIT11_1:line | -1123 |  | 1587 | -464 | 71 | []
BG-CO_00006, BG_CO_00004 | N-1 OHL 400 kV Plovdiv - Vetren, N-1 OHL 400 kV PLOVDIV - VETREN | [GR-MK] [OPP] TIE 400 kV Meliti - Bitola | XFL_BI11_GMELIT11_1:line | -1122 |  | 1587 | -465 | 71 | []
GR_CO_00002 | N-1 OHL 400 kV Filippoi - Lagadas ck. 1&2 | [GR-MK] [OPP] TIE 400 kV Meliti - Bitola | XFL_BI11_GMELIT11_1:line | -1121 |  | 1587 | -466 | 71 | []
MK_BG_CO_00001 | N-1 TIE 400 kV Chervena Mogila - Stip | [GR-MK] [OPP] TIE 400 kV Meliti - Bitola | XFL_BI11_GMELIT11_1:line | -1121 |  | 1587 | -466 | 71 | []
RS_CO_00004 | N-1 OHL 400 kV Nis 2 - Leskovac 2 | [GR-MK] [OPP] TIE 400 kV Meliti - Bitola | XFL_BI11_GMELIT11_1:line | -1119 |  | 1587 | -468 | 71 | []
GR_CO_00005 | N-1 OHL 400 kV Thessaloniki - Lagadas ck. 1&2 | [GR-MK] [OPP] TIE 400 kV Meliti - Bitola | XFL_BI11_GMELIT11_1:line | -1114 |  | 1587 | -473 | 70 | []
RS_CO_00003 | N-1 OHL 400 kV Vranje 4 - Leskovac 2 | [GR-MK] [OPP] TIE 400 kV Meliti - Bitola | XFL_BI11_GMELIT11_1:line | -1112 |  | 1587 | -475 | 70 | []

## 0730Preventive
Detailed results
Generated at: | 2026-08-04 20:14
Business day: | 05.08.2026
Timestamp: | 07:30
Border & direction: | North-Greece Exporting
Horizon: | DA
Remedial actions: | true
Evaluation type: | preventive
TTC [MW]: | 2672
Fallback applied | false
Loading threshold | 0.7
Applied RAs
CO ID | RA ID | Name of the RA | Usage | Type | Location | Status
Limiting CNECs
CO ID | Name of the CO | Name of the CNE | CNE UCTE branch | Calculated I (A) | I max (PRE) | I max (CUR) | Margin (A) | Loading (%) | Applicable curative RAs
GR_MK_CO_00002 | N-1 TIE 400 kV Thessaloniki - Dubrovo | [GR-MK] [OPP] TIE 400 kV Meliti - Bitola | XFL_BI11_GMELIT11_1:line | -1585 | 1587 | 1587 | -2 | 100 | []
GR_CO_00003 | N-1 OHL 400 kV Meliti - Amideo ck. 1&2 | [GR-MK] [OPP] TIE 400 kV Thessaloniki - Dubrovo | XTH_DU11_GTHESS11_1:line | -1480 | 1587 | 1587 | -107 | 93 | []
GR_MK_CO_00001 | N-1 TIE 400 kV Meliti - Bitola | [GR-MK] [OPP] TIE 400 kV Thessaloniki - Dubrovo | XTH_DU11_GTHESS11_1:line | -1480 | 1587 | 1587 | -107 | 93 | []
GR_IT_CO_00001 | N-1 TIE 400 kV Arachthos - Galatina | [GR-MK] [OPP] TIE 400 kV Meliti - Bitola | XFL_BI11_GMELIT11_1:line | -1346 | 1587 | 1587 | -241 | 85 | []
GR_CO_00006 | N-1 OHL 400 kV Komotini - Nea Santa ck. 1&2 | [GR-MK] [OPP] TIE 400 kV Meliti - Bitola | XFL_BI11_GMELIT11_1:line | -1322 | 1587 | 1587 | -265 | 83 | []
GR_CO_00007 | N-1 OHL 400 kV Thessaloniki - Agios Dimitrios ck. 1&2 | [GR-MK] [OPP] TIE 400 kV Meliti - Bitola | XFL_BI11_GMELIT11_1:line | -1280 | 1587 | 1587 | -307 | 81 | []
GR_BG_CO_00001 | N-1 TIE 400 kV Lagadas - Blagoevgrad | [GR-MK] [OPP] TIE 400 kV Meliti - Bitola | XFL_BI11_GMELIT11_1:line | -1278 | 1587 | 1587 | -309 | 81 | []
BG-CO_00001, BG_CO_00001 | N-1 OHL 400 kV Chervena Mogila - Blagoevgrad ck. 1&2, N-1 OHL 400 kV CHERVENA MOGILA - BLAGOEVGRAD CK. 1&2 | [GR-MK] [OPP] TIE 400 kV Meliti - Bitola | XFL_BI11_GMELIT11_1:line | -1218 | 1587 | 1587 | -369 | 77 | []
GR_CO_00004 | N-1 OHL 400 kV Amideo - Lagadas ck. 1&2 | [GR-MK] [OPP] TIE 400 kV Meliti - Bitola | XFL_BI11_GMELIT11_1:line | -1218 | 1587 | 1587 | -369 | 77 | []
RS_BG_CO_00001, RO_CO_00052 | N-1 TIE 400 kV Sofia Zapad - Nis, N-1 OHL 400 kV Sofia Zapad -Nis | [GR-MK] [OPP] TIE 400 kV Meliti - Bitola | XFL_BI11_GMELIT11_1:line | -1216 | 1587 | 1587 | -371 | 77 | []
GR_BG_CO_00002 | N-1 TIE 400 kV Nea Santa - Maritsa Iztok | [GR-MK] [OPP] TIE 400 kV Meliti - Bitola | XFL_BI11_GMELIT11_1:line | -1210 | 1600 | 1600 | -390 | 76 | []
GR_AL_CO_00001 | N-1 TIE 400 kV Kardia - Zemblak / N-1 TIE 150 kV Mourtos - Bistrica | [GR-MK] [OPP] TIE 400 kV Meliti - Bitola | XFL_BI11_GMELIT11_1:line | -1187 | 1587 | 1587 | -400 | 75 | []
BG-CO_00012 | N-1 OHL 400 kV Varna - Burgas | [GR-MK] [OPP] TIE 400 kV Meliti - Bitola | XFL_BI11_GMELIT11_1:line | -1182 | 1587 | 1587 | -405 | 74 | []
GR_TR_CO_00001 | N-1 TIE 400 kV Nea Santa - Babaeski | [GR-MK] [OPP] TIE 400 kV Meliti - Bitola | XFL_BI11_GMELIT11_1:line | -1173 | 1587 | 1587 | -414 | 74 | []
RS_KS_CO_00002 | N-1 TIE 400 kV Kosovo B - Nis 2 | [GR-MK] [OPP] TIE 400 kV Meliti - Bitola | XFL_BI11_GMELIT11_1:line | -1165 | 1587 | 1587 | -422 | 73 | []
BG-CO_00013 | N-1 OHL 400 kV Maritsa Iztok - Plovdiv | [GR-MK] [OPP] TIE 400 kV Meliti - Bitola | XFL_BI11_GMELIT11_1:line | -1161 | 1587 | 1587 | -426 | 73 | []
BG-CO_00018 | N-1 OHL 400 kV Burgas- Maritsa Iztok 2 | [GR-MK] [OPP] TIE 400 kV Meliti - Bitola | XFL_BI11_GMELIT11_1:line | -1145 | 1587 | 1587 | -442 | 72 | []
BG-CO_00019 | N-1 OHL 400 kV Maritsa Iztok 2 - Maritsa Iztok 3 | [GR-MK] [OPP] TIE 400 kV Meliti - Bitola | XFL_BI11_GMELIT11_1:line | -1145 | 1587 | 1587 | -442 | 72 | []
TR_BG_CO_00002 | N-1 TIE 400 kV Maritsa 3 - Hamitabat 2 | [GR-MK] [OPP] TIE 400 kV Meliti - Bitola | XFL_BI11_GMELIT11_1:line | -1143 | 1587 | 1587 | -444 | 72 | []
BG-CO_00002, BG_CO_00002 | N-1 OHL 400 kV Sofia Zapad - Chervena Mogila ck. 1&2, N-1 OHL 400 kV SOFIA ZAPAD - CHERVENA MOGILA CK. 1&2 | [GR-MK] [OPP] TIE 400 kV Meliti - Bitola | XFL_BI11_GMELIT11_1:line | -1143 | 1587 | 1587 | -444 | 72 | []
TR_BG_CO_00001 | N-1 TIE 400 kV Maritsa 3 - Hamitabat 1 | [GR-MK] [OPP] TIE 400 kV Meliti - Bitola | XFL_BI11_GMELIT11_1:line | -1139 | 1587 | 1587 | -448 | 72 | []
MK_BG_CO_00001 | N-1 TIE 400 kV Chervena Mogila - Stip | [GR-MK] [OPP] TIE 400 kV Meliti - Bitola | XFL_BI11_GMELIT11_1:line | -1139 | 1587 | 1587 | -448 | 72 | []
BG-CO_00005, BG_CO_00003 | N-1 OHL 400 kV Vetren - Chervena Mogila, N-1 OHL 400 kV VETREN - CHERVENA MOGILA | [GR-MK] [OPP] TIE 400 kV Meliti - Bitola | XFL_BI11_GMELIT11_1:line | -1134 | 1587 | 1587 | -453 | 71 | []
BG-CO_00006, BG_CO_00004 | N-1 OHL 400 kV Plovdiv - Vetren, N-1 OHL 400 kV PLOVDIV - VETREN | [GR-MK] [OPP] TIE 400 kV Meliti - Bitola | XFL_BI11_GMELIT11_1:line | -1134 | 1587 | 1587 | -453 | 71 | []
TR_CO_00001 | N-1 OHL 400 kV Habitabat NGCC - Babaeski | [GR-MK] [OPP] TIE 400 kV Meliti - Bitola | XFL_BI11_GMELIT11_1:line | -1132 | 1587 | 1587 | -455 | 71 | []
BG-CO_00020 | N-1 OHL 400 kV Maritsa Iztok - Maritsa Iztok 3 | [GR-MK] [OPP] TIE 400 kV Meliti - Bitola | XFL_BI11_GMELIT11_1:line | -1132 | 1587 | 1587 | -455 | 71 | []
BC | Base Case | [GR-MK] [OPP] TIE 400 kV Meliti - Bitola | XFL_BI11_GMELIT11_1:line | -1132 | 1587 | 1587 | -455 | 71 | []
BG-CO_00017 | N-1 OHL 400 kV Kozloduy - Sofia Zapad ck. 1&2 | [GR-MK] [OPP] TIE 400 kV Meliti - Bitola | XFL_BI11_GMELIT11_1:line | -1132 | 1587 | 1587 | -455 | 71 | []
AL_ME_CO_00001 | N-1 TIE 400 kV Tirana 2 – Podgorica 2 | [GR-MK] [OPP] TIE 400 kV Meliti - Bitola | XFL_BI11_GMELIT11_1:line | -1131 | 1587 | 1587 | -456 | 71 | []
AL_CO_00001 | N-1 OHL 400 kV Elbasan 3 - Tirana 2 | [GR-MK] [OPP] TIE 400 kV Meliti - Bitola | XFL_BI11_GMELIT11_1:line | -1130 | 1587 | 1587 | -457 | 71 | []
AL_CO_00002 | N-1 OHL 400 kV Elbasan 3 - Zemblak | [GR-MK] [OPP] TIE 400 kV Meliti - Bitola | XFL_BI11_GMELIT11_1:line | -1130 | 1587 | 1587 | -457 | 71 | []
GR_CO_00009 | N-1 OHL 400 kV Filippoi - Lagadas ck. 3 | [GR-MK] [OPP] TIE 400 kV Meliti - Bitola | XFL_BI11_GMELIT11_1:line | -1129 | 1587 | 1587 | -458 | 71 | []
GR_CO_00005 | N-1 OHL 400 kV Thessaloniki - Lagadas ck. 1&2 | [GR-MK] [OPP] TIE 400 kV Meliti - Bitola | XFL_BI11_GMELIT11_1:line | -1122 | 1587 | 1587 | -465 | 71 | []
GR_CO_00002 | N-1 OHL 400 kV Filippoi - Lagadas ck. 1&2 | [GR-MK] [OPP] TIE 400 kV Meliti - Bitola | XFL_BI11_GMELIT11_1:line | -1122 | 1587 | 1587 | -465 | 71 | []
RS_CO_00004 | N-1 OHL 400 kV Nis 2 - Leskovac 2 | [GR-MK] [OPP] TIE 400 kV Meliti - Bitola | XFL_BI11_GMELIT11_1:line | -1118 | 1587 | 1587 | -469 | 70 | []

## 0730Curative
Detailed results
Generated at: | 2026-08-04 20:14
Business day: | 05.08.2026
Timestamp: | 07:30
Border & direction: | North-Greece Exporting
Horizon: | DA
Remedial actions: | true
Evaluation type: | curative
TTC [MW]: | 2672
Fallback applied | false
Loading threshold | 0.7
Applied RAs
CO ID | RA ID | Name of the RA | Usage | Type | Location | Status
Limiting CNECs
CO ID | Name of the CO | Name of the CNE | CNE UCTE branch | Calculated I (A) | I max (PRE) | I max (CUR) | Margin (A) | Loading (%) | Applicable curative RAs
GR_MK_CO_00002 | N-1 TIE 400 kV Thessaloniki - Dubrovo | [GR-MK] [OPP] TIE 400 kV Meliti - Bitola | XFL_BI11_GMELIT11_1:line | -1585 |  | 1587 | -2 | 100 | []
GR_CO_00003 | N-1 OHL 400 kV Meliti - Amideo ck. 1&2 | [GR-MK] [OPP] TIE 400 kV Thessaloniki - Dubrovo | XTH_DU11_GTHESS11_1:line | -1480 |  | 1587 | -107 | 93 | []
GR_MK_CO_00001 | N-1 TIE 400 kV Meliti - Bitola | [GR-MK] [OPP] TIE 400 kV Thessaloniki - Dubrovo | XTH_DU11_GTHESS11_1:line | -1480 |  | 1587 | -107 | 93 | []
GR_IT_CO_00001 | N-1 TIE 400 kV Arachthos - Galatina | [GR-MK] [OPP] TIE 400 kV Meliti - Bitola | XFL_BI11_GMELIT11_1:line | -1346 |  | 1587 | -241 | 85 | []
GR_CO_00006 | N-1 OHL 400 kV Komotini - Nea Santa ck. 1&2 | [GR-MK] [OPP] TIE 400 kV Meliti - Bitola | XFL_BI11_GMELIT11_1:line | -1322 |  | 1587 | -265 | 83 | []
GR_CO_00007 | N-1 OHL 400 kV Thessaloniki - Agios Dimitrios ck. 1&2 | [GR-MK] [OPP] TIE 400 kV Meliti - Bitola | XFL_BI11_GMELIT11_1:line | -1280 |  | 1587 | -307 | 81 | []
GR_BG_CO_00001 | N-1 TIE 400 kV Lagadas - Blagoevgrad | [GR-MK] [OPP] TIE 400 kV Meliti - Bitola | XFL_BI11_GMELIT11_1:line | -1278 |  | 1587 | -309 | 81 | []
BG-CO_00001, BG_CO_00001 | N-1 OHL 400 kV Chervena Mogila - Blagoevgrad ck. 1&2, N-1 OHL 400 kV CHERVENA MOGILA - BLAGOEVGRAD CK. 1&2 | [GR-MK] [OPP] TIE 400 kV Meliti - Bitola | XFL_BI11_GMELIT11_1:line | -1218 |  | 1587 | -369 | 77 | []
GR_CO_00004 | N-1 OHL 400 kV Amideo - Lagadas ck. 1&2 | [GR-MK] [OPP] TIE 400 kV Meliti - Bitola | XFL_BI11_GMELIT11_1:line | -1218 |  | 1587 | -369 | 77 | []
RS_BG_CO_00001, RO_CO_00052 | N-1 TIE 400 kV Sofia Zapad - Nis, N-1 OHL 400 kV Sofia Zapad -Nis | [GR-MK] [OPP] TIE 400 kV Meliti - Bitola | XFL_BI11_GMELIT11_1:line | -1216 |  | 1587 | -371 | 77 | []
GR_BG_CO_00002 | N-1 TIE 400 kV Nea Santa - Maritsa Iztok | [GR-MK] [OPP] TIE 400 kV Meliti - Bitola | XFL_BI11_GMELIT11_1:line | -1210 |  | 1600 | -390 | 76 | []
GR_AL_CO_00001 | N-1 TIE 400 kV Kardia - Zemblak / N-1 TIE 150 kV Mourtos - Bistrica | [GR-MK] [OPP] TIE 400 kV Meliti - Bitola | XFL_BI11_GMELIT11_1:line | -1187 |  | 1587 | -400 | 75 | []
BG-CO_00012 | N-1 OHL 400 kV Varna - Burgas | [GR-MK] [OPP] TIE 400 kV Meliti - Bitola | XFL_BI11_GMELIT11_1:line | -1182 |  | 1587 | -405 | 74 | []
GR_TR_CO_00001 | N-1 TIE 400 kV Nea Santa - Babaeski | [GR-MK] [OPP] TIE 400 kV Meliti - Bitola | XFL_BI11_GMELIT11_1:line | -1173 |  | 1587 | -414 | 74 | []
RS_KS_CO_00002 | N-1 TIE 400 kV Kosovo B - Nis 2 | [GR-MK] [OPP] TIE 400 kV Meliti - Bitola | XFL_BI11_GMELIT11_1:line | -1165 |  | 1587 | -422 | 73 | []
BG-CO_00013 | N-1 OHL 400 kV Maritsa Iztok - Plovdiv | [GR-MK] [OPP] TIE 400 kV Meliti - Bitola | XFL_BI11_GMELIT11_1:line | -1161 |  | 1587 | -426 | 73 | []
BG-CO_00018 | N-1 OHL 400 kV Burgas- Maritsa Iztok 2 | [GR-MK] [OPP] TIE 400 kV Meliti - Bitola | XFL_BI11_GMELIT11_1:line | -1145 |  | 1587 | -442 | 72 | []
BG-CO_00019 | N-1 OHL 400 kV Maritsa Iztok 2 - Maritsa Iztok 3 | [GR-MK] [OPP] TIE 400 kV Meliti - Bitola | XFL_BI11_GMELIT11_1:line | -1145 |  | 1587 | -442 | 72 | []
TR_BG_CO_00002 | N-1 TIE 400 kV Maritsa 3 - Hamitabat 2 | [GR-MK] [OPP] TIE 400 kV Meliti - Bitola | XFL_BI11_GMELIT11_1:line | -1143 |  | 1587 | -444 | 72 | []
BG-CO_00002, BG_CO_00002 | N-1 OHL 400 kV Sofia Zapad - Chervena Mogila ck. 1&2, N-1 OHL 400 kV SOFIA ZAPAD - CHERVENA MOGILA CK. 1&2 | [GR-MK] [OPP] TIE 400 kV Meliti - Bitola | XFL_BI11_GMELIT11_1:line | -1143 |  | 1587 | -444 | 72 | []
TR_BG_CO_00001 | N-1 TIE 400 kV Maritsa 3 - Hamitabat 1 | [GR-MK] [OPP] TIE 400 kV Meliti - Bitola | XFL_BI11_GMELIT11_1:line | -1139 |  | 1587 | -448 | 72 | []
MK_BG_CO_00001 | N-1 TIE 400 kV Chervena Mogila - Stip | [GR-MK] [OPP] TIE 400 kV Meliti - Bitola | XFL_BI11_GMELIT11_1:line | -1139 |  | 1587 | -448 | 72 | []
BG-CO_00005, BG_CO_00003 | N-1 OHL 400 kV Vetren - Chervena Mogila, N-1 OHL 400 kV VETREN - CHERVENA MOGILA | [GR-MK] [OPP] TIE 400 kV Meliti - Bitola | XFL_BI11_GMELIT11_1:line | -1134 |  | 1587 | -453 | 71 | []
BG-CO_00006, BG_CO_00004 | N-1 OHL 400 kV Plovdiv - Vetren, N-1 OHL 400 kV PLOVDIV - VETREN | [GR-MK] [OPP] TIE 400 kV Meliti - Bitola | XFL_BI11_GMELIT11_1:line | -1134 |  | 1587 | -453 | 71 | []
TR_CO_00001 | N-1 OHL 400 kV Habitabat NGCC - Babaeski | [GR-MK] [OPP] TIE 400 kV Meliti - Bitola | XFL_BI11_GMELIT11_1:line | -1132 |  | 1587 | -455 | 71 | []
BG-CO_00020 | N-1 OHL 400 kV Maritsa Iztok - Maritsa Iztok 3 | [GR-MK] [OPP] TIE 400 kV Meliti - Bitola | XFL_BI11_GMELIT11_1:line | -1132 |  | 1587 | -455 | 71 | []
BC | Base Case | [GR-MK] [OPP] TIE 400 kV Meliti - Bitola | XFL_BI11_GMELIT11_1:line | -1132 |  | 1587 | -455 | 71 | []
BG-CO_00017 | N-1 OHL 400 kV Kozloduy - Sofia Zapad ck. 1&2 | [GR-MK] [OPP] TIE 400 kV Meliti - Bitola | XFL_BI11_GMELIT11_1:line | -1132 |  | 1587 | -455 | 71 | []
AL_ME_CO_00001 | N-1 TIE 400 kV Tirana 2 – Podgorica 2 | [GR-MK] [OPP] TIE 400 kV Meliti - Bitola | XFL_BI11_GMELIT11_1:line | -1131 |  | 1587 | -456 | 71 | []
AL_CO_00001 | N-1 OHL 400 kV Elbasan 3 - Tirana 2 | [GR-MK] [OPP] TIE 400 kV Meliti - Bitola | XFL_BI11_GMELIT11_1:line | -1130 |  | 1587 | -457 | 71 | []
AL_CO_00002 | N-1 OHL 400 kV Elbasan 3 - Zemblak | [GR-MK] [OPP] TIE 400 kV Meliti - Bitola | XFL_BI11_GMELIT11_1:line | -1130 |  | 1587 | -457 | 71 | []
GR_CO_00009 | N-1 OHL 400 kV Filippoi - Lagadas ck. 3 | [GR-MK] [OPP] TIE 400 kV Meliti - Bitola | XFL_BI11_GMELIT11_1:line | -1129 |  | 1587 | -458 | 71 | []
GR_CO_00005 | N-1 OHL 400 kV Thessaloniki - Lagadas ck. 1&2 | [GR-MK] [OPP] TIE 400 kV Meliti - Bitola | XFL_BI11_GMELIT11_1:line | -1122 |  | 1587 | -465 | 71 | []
GR_CO_00002 | N-1 OHL 400 kV Filippoi - Lagadas ck. 1&2 | [GR-MK] [OPP] TIE 400 kV Meliti - Bitola | XFL_BI11_GMELIT11_1:line | -1122 |  | 1587 | -465 | 71 | []
RS_CO_00004 | N-1 OHL 400 kV Nis 2 - Leskovac 2 | [GR-MK] [OPP] TIE 400 kV Meliti - Bitola | XFL_BI11_GMELIT11_1:line | -1118 |  | 1587 | -469 | 70 | []

## 0830Preventive
Detailed results
Generated at: | 2026-08-04 20:14
Business day: | 05.08.2026
Timestamp: | 08:30
Border & direction: | North-Greece Exporting
Horizon: | DA
Remedial actions: | true
Evaluation type: | preventive
TTC [MW]: | 2402
Fallback applied | false
Loading threshold | 0.7
Applied RAs
CO ID | RA ID | Name of the RA | Usage | Type | Location | Status
Limiting CNECs
CO ID | Name of the CO | Name of the CNE | CNE UCTE branch | Calculated I (A) | I max (PRE) | I max (CUR) | Margin (A) | Loading (%) | Applicable curative RAs
GR_MK_CO_00002 | N-1 TIE 400 kV Thessaloniki - Dubrovo | [GR-MK] [OPP] TIE 400 kV Meliti - Bitola | XFL_BI11_GMELIT11_1:line | -1583 | 1587 | 1587 | -4 | 100 | []
GR_CO_00003 | N-1 OHL 400 kV Meliti - Amideo ck. 1&2 | [GR-MK] [OPP] TIE 400 kV Thessaloniki - Dubrovo | XTH_DU11_GTHESS11_1:line | -1480 | 1587 | 1587 | -107 | 93 | []
GR_MK_CO_00001 | N-1 TIE 400 kV Meliti - Bitola | [GR-MK] [OPP] TIE 400 kV Thessaloniki - Dubrovo | XTH_DU11_GTHESS11_1:line | -1479 | 1587 | 1587 | -108 | 93 | []
GR_IT_CO_00001 | N-1 TIE 400 kV Arachthos - Galatina | [GR-MK] [OPP] TIE 400 kV Meliti - Bitola | XFL_BI11_GMELIT11_1:line | -1346 | 1587 | 1587 | -241 | 85 | []
GR_CO_00006 | N-1 OHL 400 kV Komotini - Nea Santa ck. 1&2 | [GR-MK] [OPP] TIE 400 kV Meliti - Bitola | XFL_BI11_GMELIT11_1:line | -1289 | 1587 | 1587 | -298 | 81 | []
GR_BG_CO_00001 | N-1 TIE 400 kV Lagadas - Blagoevgrad | [GR-MK] [OPP] TIE 400 kV Meliti - Bitola | XFL_BI11_GMELIT11_1:line | -1247 | 1587 | 1587 | -340 | 79 | []
RS_BG_CO_00001, RO_CO_00052 | N-1 TIE 400 kV Sofia Zapad - Nis, N-1 OHL 400 kV Sofia Zapad -Nis | [GR-MK] [OPP] TIE 400 kV Meliti - Bitola | XFL_BI11_GMELIT11_1:line | -1245 | 1587 | 1587 | -342 | 78 | []
GR_CO_00007 | N-1 OHL 400 kV Thessaloniki - Agios Dimitrios ck. 1&2 | [GR-MK] [OPP] TIE 400 kV Meliti - Bitola | XFL_BI11_GMELIT11_1:line | -1234 | 1587 | 1587 | -353 | 78 | []
BG-CO_00001, BG_CO_00001 | N-1 OHL 400 kV Chervena Mogila - Blagoevgrad ck. 1&2, N-1 OHL 400 kV CHERVENA MOGILA - BLAGOEVGRAD CK. 1&2 | [GR-MK] [OPP] TIE 400 kV Meliti - Bitola | XFL_BI11_GMELIT11_1:line | -1206 | 1587 | 1587 | -381 | 76 | []
GR_CO_00004 | N-1 OHL 400 kV Amideo - Lagadas ck. 1&2 | [GR-MK] [OPP] TIE 400 kV Meliti - Bitola | XFL_BI11_GMELIT11_1:line | -1195 | 1587 | 1587 | -392 | 75 | []
GR_AL_CO_00001 | N-1 TIE 400 kV Kardia - Zemblak / N-1 TIE 150 kV Mourtos - Bistrica | [GR-MK] [OPP] TIE 400 kV Meliti - Bitola | XFL_BI11_GMELIT11_1:line | -1184 | 1587 | 1587 | -403 | 75 | []
BG-CO_00012 | N-1 OHL 400 kV Varna - Burgas | [GR-MK] [OPP] TIE 400 kV Meliti - Bitola | XFL_BI11_GMELIT11_1:line | -1183 | 1587 | 1587 | -404 | 75 | []
GR_BG_CO_00002 | N-1 TIE 400 kV Nea Santa - Maritsa Iztok | [GR-MK] [OPP] TIE 400 kV Meliti - Bitola | XFL_BI11_GMELIT11_1:line | -1189 | 1600 | 1600 | -411 | 74 | []
RS_KS_CO_00002 | N-1 TIE 400 kV Kosovo B - Nis 2 | [GR-MK] [OPP] TIE 400 kV Meliti - Bitola | XFL_BI11_GMELIT11_1:line | -1164 | 1587 | 1587 | -423 | 73 | []
GR_TR_CO_00001 | N-1 TIE 400 kV Nea Santa - Babaeski | [GR-MK] [OPP] TIE 400 kV Meliti - Bitola | XFL_BI11_GMELIT11_1:line | -1160 | 1587 | 1587 | -427 | 73 | []
MK_BG_CO_00001 | N-1 TIE 400 kV Chervena Mogila - Stip | [GR-MK] [OPP] TIE 400 kV Meliti - Bitola | XFL_BI11_GMELIT11_1:line | -1157 | 1587 | 1587 | -430 | 73 | []
BG-CO_00013 | N-1 OHL 400 kV Maritsa Iztok - Plovdiv | [GR-MK] [OPP] TIE 400 kV Meliti - Bitola | XFL_BI11_GMELIT11_1:line | -1156 | 1587 | 1587 | -431 | 73 | []
BG-CO_00018 | N-1 OHL 400 kV Burgas- Maritsa Iztok 2 | [GR-MK] [OPP] TIE 400 kV Meliti - Bitola | XFL_BI11_GMELIT11_1:line | -1142 | 1587 | 1587 | -445 | 72 | []
BG-CO_00019 | N-1 OHL 400 kV Maritsa Iztok 2 - Maritsa Iztok 3 | [GR-MK] [OPP] TIE 400 kV Meliti - Bitola | XFL_BI11_GMELIT11_1:line | -1141 | 1587 | 1587 | -446 | 72 | []
BG-CO_00002, BG_CO_00002 | N-1 OHL 400 kV Sofia Zapad - Chervena Mogila ck. 1&2, N-1 OHL 400 kV SOFIA ZAPAD - CHERVENA MOGILA CK. 1&2 | [GR-MK] [OPP] TIE 400 kV Meliti - Bitola | XFL_BI11_GMELIT11_1:line | -1140 | 1587 | 1587 | -447 | 72 | []
TR_BG_CO_00002 | N-1 TIE 400 kV Maritsa 3 - Hamitabat 2 | [GR-MK] [OPP] TIE 400 kV Meliti - Bitola | XFL_BI11_GMELIT11_1:line | -1139 | 1587 | 1587 | -448 | 72 | []
BG-CO_00005, BG_CO_00003 | N-1 OHL 400 kV Vetren - Chervena Mogila, N-1 OHL 400 kV VETREN - CHERVENA MOGILA | [GR-MK] [OPP] TIE 400 kV Meliti - Bitola | XFL_BI11_GMELIT11_1:line | -1138 | 1587 | 1587 | -449 | 72 | []
BG-CO_00006, BG_CO_00004 | N-1 OHL 400 kV Plovdiv - Vetren, N-1 OHL 400 kV PLOVDIV - VETREN | [GR-MK] [OPP] TIE 400 kV Meliti - Bitola | XFL_BI11_GMELIT11_1:line | -1137 | 1587 | 1587 | -450 | 72 | []
TR_BG_CO_00001 | N-1 TIE 400 kV Maritsa 3 - Hamitabat 1 | [GR-MK] [OPP] TIE 400 kV Meliti - Bitola | XFL_BI11_GMELIT11_1:line | -1136 | 1587 | 1587 | -451 | 72 | []
BG-CO_00020 | N-1 OHL 400 kV Maritsa Iztok - Maritsa Iztok 3 | [GR-MK] [OPP] TIE 400 kV Meliti - Bitola | XFL_BI11_GMELIT11_1:line | -1129 | 1587 | 1587 | -458 | 71 | []
BG-CO_00017 | N-1 OHL 400 kV Kozloduy - Sofia Zapad ck. 1&2 | [GR-MK] [OPP] TIE 400 kV Meliti - Bitola | XFL_BI11_GMELIT11_1:line | -1129 | 1587 | 1587 | -458 | 71 | []
BC | Base Case | [GR-MK] [OPP] TIE 400 kV Meliti - Bitola | XFL_BI11_GMELIT11_1:line | -1129 | 1587 | 1587 | -458 | 71 | []
TR_CO_00001 | N-1 OHL 400 kV Habitabat NGCC - Babaeski | [GR-MK] [OPP] TIE 400 kV Meliti - Bitola | XFL_BI11_GMELIT11_1:line | -1129 | 1587 | 1587 | -458 | 71 | []
AL_CO_00001 | N-1 OHL 400 kV Elbasan 3 - Tirana 2 | [GR-MK] [OPP] TIE 400 kV Meliti - Bitola | XFL_BI11_GMELIT11_1:line | -1129 | 1587 | 1587 | -458 | 71 | []
AL_ME_CO_00001 | N-1 TIE 400 kV Tirana 2 – Podgorica 2 | [GR-MK] [OPP] TIE 400 kV Meliti - Bitola | XFL_BI11_GMELIT11_1:line | -1128 | 1587 | 1587 | -459 | 71 | []
AL_CO_00002 | N-1 OHL 400 kV Elbasan 3 - Zemblak | [GR-MK] [OPP] TIE 400 kV Meliti - Bitola | XFL_BI11_GMELIT11_1:line | -1128 | 1587 | 1587 | -459 | 71 | []
GR_CO_00005 | N-1 OHL 400 kV Thessaloniki - Lagadas ck. 1&2 | [GR-MK] [OPP] TIE 400 kV Meliti - Bitola | XFL_BI11_GMELIT11_1:line | -1127 | 1587 | 1587 | -460 | 71 | []
GR_CO_00009 | N-1 OHL 400 kV Filippoi - Lagadas ck. 3 | [GR-MK] [OPP] TIE 400 kV Meliti - Bitola | XFL_BI11_GMELIT11_1:line | -1126 | 1587 | 1587 | -461 | 71 | []
RS_BG_CO_00001, RO_CO_00052 | N-1 TIE 400 kV Sofia Zapad - Nis, N-1 OHL 400 kV Sofia Zapad -Nis | [RO-UA] [DIR] TIE 400 kV Isaccea-Vulcanesti | RIS1A41 _XVK_IS11_1:line | -1221 | -1722 | -1722 | -501 | 71 | []
RS_BG_CO_00001, RO_CO_00052 | N-1 TIE 400 kV Sofia Zapad - Nis, N-1 OHL 400 kV Sofia Zapad -Nis | [RO-BG] [OPP] TIE 400 kV TINTARENI-KOZLODUI 2 | RTINTB1 _XKO_TI12_1:line | -1358 | 1920 | 1920 | -562 | 71 | []
GR_CO_00002 | N-1 OHL 400 kV Filippoi - Lagadas ck. 1&2 | [GR-MK] [OPP] TIE 400 kV Meliti - Bitola | XFL_BI11_GMELIT11_1:line | -1117 | 1587 | 1587 | -470 | 70 | []
RS_CO_00004 | N-1 OHL 400 kV Nis 2 - Leskovac 2 | [GR-MK] [OPP] TIE 400 kV Meliti - Bitola | XFL_BI11_GMELIT11_1:line | -1111 | 1587 | 1587 | -476 | 70 | []

## 0830Curative
Detailed results
Generated at: | 2026-08-04 20:14
Business day: | 05.08.2026
Timestamp: | 08:30
Border & direction: | North-Greece Exporting
Horizon: | DA
Remedial actions: | true
Evaluation type: | curative
TTC [MW]: | 2402
Fallback applied | false
Loading threshold | 0.7
Applied RAs
CO ID | RA ID | Name of the RA | Usage | Type | Location | Status
Limiting CNECs
CO ID | Name of the CO | Name of the CNE | CNE UCTE branch | Calculated I (A) | I max (PRE) | I max (CUR) | Margin (A) | Loading (%) | Applicable curative RAs
GR_MK_CO_00002 | N-1 TIE 400 kV Thessaloniki - Dubrovo | [GR-MK] [OPP] TIE 400 kV Meliti - Bitola | XFL_BI11_GMELIT11_1:line | -1583 |  | 1587 | -4 | 100 | []
GR_CO_00003 | N-1 OHL 400 kV Meliti - Amideo ck. 1&2 | [GR-MK] [OPP] TIE 400 kV Thessaloniki - Dubrovo | XTH_DU11_GTHESS11_1:line | -1480 |  | 1587 | -107 | 93 | []
GR_MK_CO_00001 | N-1 TIE 400 kV Meliti - Bitola | [GR-MK] [OPP] TIE 400 kV Thessaloniki - Dubrovo | XTH_DU11_GTHESS11_1:line | -1479 |  | 1587 | -108 | 93 | []
GR_IT_CO_00001 | N-1 TIE 400 kV Arachthos - Galatina | [GR-MK] [OPP] TIE 400 kV Meliti - Bitola | XFL_BI11_GMELIT11_1:line | -1346 |  | 1587 | -241 | 85 | []
GR_CO_00006 | N-1 OHL 400 kV Komotini - Nea Santa ck. 1&2 | [GR-MK] [OPP] TIE 400 kV Meliti - Bitola | XFL_BI11_GMELIT11_1:line | -1289 |  | 1587 | -298 | 81 | []
GR_BG_CO_00001 | N-1 TIE 400 kV Lagadas - Blagoevgrad | [GR-MK] [OPP] TIE 400 kV Meliti - Bitola | XFL_BI11_GMELIT11_1:line | -1247 |  | 1587 | -340 | 79 | []
RS_BG_CO_00001, RO_CO_00052 | N-1 TIE 400 kV Sofia Zapad - Nis, N-1 OHL 400 kV Sofia Zapad -Nis | [GR-MK] [OPP] TIE 400 kV Meliti - Bitola | XFL_BI11_GMELIT11_1:line | -1245 |  | 1587 | -342 | 78 | []
GR_CO_00007 | N-1 OHL 400 kV Thessaloniki - Agios Dimitrios ck. 1&2 | [GR-MK] [OPP] TIE 400 kV Meliti - Bitola | XFL_BI11_GMELIT11_1:line | -1234 |  | 1587 | -353 | 78 | []
BG-CO_00001, BG_CO_00001 | N-1 OHL 400 kV Chervena Mogila - Blagoevgrad ck. 1&2, N-1 OHL 400 kV CHERVENA MOGILA - BLAGOEVGRAD CK. 1&2 | [GR-MK] [OPP] TIE 400 kV Meliti - Bitola | XFL_BI11_GMELIT11_1:line | -1206 |  | 1587 | -381 | 76 | []
GR_CO_00004 | N-1 OHL 400 kV Amideo - Lagadas ck. 1&2 | [GR-MK] [OPP] TIE 400 kV Meliti - Bitola | XFL_BI11_GMELIT11_1:line | -1195 |  | 1587 | -392 | 75 | []
GR_AL_CO_00001 | N-1 TIE 400 kV Kardia - Zemblak / N-1 TIE 150 kV Mourtos - Bistrica | [GR-MK] [OPP] TIE 400 kV Meliti - Bitola | XFL_BI11_GMELIT11_1:line | -1184 |  | 1587 | -403 | 75 | []
BG-CO_00012 | N-1 OHL 400 kV Varna - Burgas | [GR-MK] [OPP] TIE 400 kV Meliti - Bitola | XFL_BI11_GMELIT11_1:line | -1183 |  | 1587 | -404 | 75 | []
GR_BG_CO_00002 | N-1 TIE 400 kV Nea Santa - Maritsa Iztok | [GR-MK] [OPP] TIE 400 kV Meliti - Bitola | XFL_BI11_GMELIT11_1:line | -1189 |  | 1600 | -411 | 74 | []
RS_KS_CO_00002 | N-1 TIE 400 kV Kosovo B - Nis 2 | [GR-MK] [OPP] TIE 400 kV Meliti - Bitola | XFL_BI11_GMELIT11_1:line | -1164 |  | 1587 | -423 | 73 | []
GR_TR_CO_00001 | N-1 TIE 400 kV Nea Santa - Babaeski | [GR-MK] [OPP] TIE 400 kV Meliti - Bitola | XFL_BI11_GMELIT11_1:line | -1160 |  | 1587 | -427 | 73 | []
MK_BG_CO_00001 | N-1 TIE 400 kV Chervena Mogila - Stip | [GR-MK] [OPP] TIE 400 kV Meliti - Bitola | XFL_BI11_GMELIT11_1:line | -1157 |  | 1587 | -430 | 73 | []
BG-CO_00013 | N-1 OHL 400 kV Maritsa Iztok - Plovdiv | [GR-MK] [OPP] TIE 400 kV Meliti - Bitola | XFL_BI11_GMELIT11_1:line | -1156 |  | 1587 | -431 | 73 | []
BG-CO_00018 | N-1 OHL 400 kV Burgas- Maritsa Iztok 2 | [GR-MK] [OPP] TIE 400 kV Meliti - Bitola | XFL_BI11_GMELIT11_1:line | -1142 |  | 1587 | -445 | 72 | []
BG-CO_00019 | N-1 OHL 400 kV Maritsa Iztok 2 - Maritsa Iztok 3 | [GR-MK] [OPP] TIE 400 kV Meliti - Bitola | XFL_BI11_GMELIT11_1:line | -1141 |  | 1587 | -446 | 72 | []
BG-CO_00002, BG_CO_00002 | N-1 OHL 400 kV Sofia Zapad - Chervena Mogila ck. 1&2, N-1 OHL 400 kV SOFIA ZAPAD - CHERVENA MOGILA CK. 1&2 | [GR-MK] [OPP] TIE 400 kV Meliti - Bitola | XFL_BI11_GMELIT11_1:line | -1140 |  | 1587 | -447 | 72 | []
TR_BG_CO_00002 | N-1 TIE 400 kV Maritsa 3 - Hamitabat 2 | [GR-MK] [OPP] TIE 400 kV Meliti - Bitola | XFL_BI11_GMELIT11_1:line | -1139 |  | 1587 | -448 | 72 | []
BG-CO_00005, BG_CO_00003 | N-1 OHL 400 kV Vetren - Chervena Mogila, N-1 OHL 400 kV VETREN - CHERVENA MOGILA | [GR-MK] [OPP] TIE 400 kV Meliti - Bitola | XFL_BI11_GMELIT11_1:line | -1138 |  | 1587 | -449 | 72 | []
BG-CO_00006, BG_CO_00004 | N-1 OHL 400 kV Plovdiv - Vetren, N-1 OHL 400 kV PLOVDIV - VETREN | [GR-MK] [OPP] TIE 400 kV Meliti - Bitola | XFL_BI11_GMELIT11_1:line | -1137 |  | 1587 | -450 | 72 | []
TR_BG_CO_00001 | N-1 TIE 400 kV Maritsa 3 - Hamitabat 1 | [GR-MK] [OPP] TIE 400 kV Meliti - Bitola | XFL_BI11_GMELIT11_1:line | -1136 |  | 1587 | -451 | 72 | []
BG-CO_00020 | N-1 OHL 400 kV Maritsa Iztok - Maritsa Iztok 3 | [GR-MK] [OPP] TIE 400 kV Meliti - Bitola | XFL_BI11_GMELIT11_1:line | -1129 |  | 1587 | -458 | 71 | []
BG-CO_00017 | N-1 OHL 400 kV Kozloduy - Sofia Zapad ck. 1&2 | [GR-MK] [OPP] TIE 400 kV Meliti - Bitola | XFL_BI11_GMELIT11_1:line | -1129 |  | 1587 | -458 | 71 | []
BC | Base Case | [GR-MK] [OPP] TIE 400 kV Meliti - Bitola | XFL_BI11_GMELIT11_1:line | -1129 |  | 1587 | -458 | 71 | []
TR_CO_00001 | N-1 OHL 400 kV Habitabat NGCC - Babaeski | [GR-MK] [OPP] TIE 400 kV Meliti - Bitola | XFL_BI11_GMELIT11_1:line | -1129 |  | 1587 | -458 | 71 | []
AL_CO_00001 | N-1 OHL 400 kV Elbasan 3 - Tirana 2 | [GR-MK] [OPP] TIE 400 kV Meliti - Bitola | XFL_BI11_GMELIT11_1:line | -1129 |  | 1587 | -458 | 71 | []
AL_ME_CO_00001 | N-1 TIE 400 kV Tirana 2 – Podgorica 2 | [GR-MK] [OPP] TIE 400 kV Meliti - Bitola | XFL_BI11_GMELIT11_1:line | -1128 |  | 1587 | -459 | 71 | []
AL_CO_00002 | N-1 OHL 400 kV Elbasan 3 - Zemblak | [GR-MK] [OPP] TIE 400 kV Meliti - Bitola | XFL_BI11_GMELIT11_1:line | -1128 |  | 1587 | -459 | 71 | []
GR_CO_00005 | N-1 OHL 400 kV Thessaloniki - Lagadas ck. 1&2 | [GR-MK] [OPP] TIE 400 kV Meliti - Bitola | XFL_BI11_GMELIT11_1:line | -1127 |  | 1587 | -460 | 71 | []
GR_CO_00009 | N-1 OHL 400 kV Filippoi - Lagadas ck. 3 | [GR-MK] [OPP] TIE 400 kV Meliti - Bitola | XFL_BI11_GMELIT11_1:line | -1126 |  | 1587 | -461 | 71 | []
RS_BG_CO_00001, RO_CO_00052 | N-1 TIE 400 kV Sofia Zapad - Nis, N-1 OHL 400 kV Sofia Zapad -Nis | [RO-UA] [DIR] TIE 400 kV Isaccea-Vulcanesti | RIS1A41 _XVK_IS11_1:line | -1221 |  | -1722 | -501 | 71 | []
RS_BG_CO_00001, RO_CO_00052 | N-1 TIE 400 kV Sofia Zapad - Nis, N-1 OHL 400 kV Sofia Zapad -Nis | [RO-BG] [OPP] TIE 400 kV TINTARENI-KOZLODUI 2 | RTINTB1 _XKO_TI12_1:line | -1358 |  | 1920 | -562 | 71 | []
GR_CO_00002 | N-1 OHL 400 kV Filippoi - Lagadas ck. 1&2 | [GR-MK] [OPP] TIE 400 kV Meliti - Bitola | XFL_BI11_GMELIT11_1:line | -1117 |  | 1587 | -470 | 70 | []
RS_CO_00004 | N-1 OHL 400 kV Nis 2 - Leskovac 2 | [GR-MK] [OPP] TIE 400 kV Meliti - Bitola | XFL_BI11_GMELIT11_1:line | -1111 |  | 1587 | -476 | 70 | []

## 0930Preventive
Detailed results
Generated at: | 2026-08-04 20:14
Business day: | 05.08.2026
Timestamp: | 09:30
Border & direction: | North-Greece Exporting
Horizon: | DA
Remedial actions: | true
Evaluation type: | preventive
TTC [MW]: | 2289
Fallback applied | false
Loading threshold | 0.7
Applied RAs
CO ID | RA ID | Name of the RA | Usage | Type | Location | Status
Limiting CNECs
CO ID | Name of the CO | Name of the CNE | CNE UCTE branch | Calculated I (A) | I max (PRE) | I max (CUR) | Margin (A) | Loading (%) | Applicable curative RAs
GR_MK_CO_00002 | N-1 TIE 400 kV Thessaloniki - Dubrovo | [GR-MK] [OPP] TIE 400 kV Meliti - Bitola | XFL_BI11_GMELIT11_1:line | -1586 | 1587 | 1587 | -1 | 100 | []
GR_CO_00003 | N-1 OHL 400 kV Meliti - Amideo ck. 1&2 | [GR-MK] [OPP] TIE 400 kV Thessaloniki - Dubrovo | XTH_DU11_GTHESS11_1:line | -1443 | 1587 | 1587 | -144 | 91 | []
GR_MK_CO_00001 | N-1 TIE 400 kV Meliti - Bitola | [GR-MK] [OPP] TIE 400 kV Thessaloniki - Dubrovo | XTH_DU11_GTHESS11_1:line | -1443 | 1587 | 1587 | -144 | 91 | []
GR_IT_CO_00001 | N-1 TIE 400 kV Arachthos - Galatina | [GR-MK] [OPP] TIE 400 kV Meliti - Bitola | XFL_BI11_GMELIT11_1:line | -1381 | 1587 | 1587 | -206 | 87 | []
GR_CO_00007 | N-1 OHL 400 kV Thessaloniki - Agios Dimitrios ck. 1&2 | [GR-MK] [OPP] TIE 400 kV Meliti - Bitola | XFL_BI11_GMELIT11_1:line | -1322 | 1587 | 1587 | -265 | 83 | []
GR_CO_00004 | N-1 OHL 400 kV Amideo - Lagadas ck. 1&2 | [GR-MK] [OPP] TIE 400 kV Meliti - Bitola | XFL_BI11_GMELIT11_1:line | -1313 | 1587 | 1587 | -274 | 83 | []
GR_BG_CO_00001 | N-1 TIE 400 kV Lagadas - Blagoevgrad | [GR-MK] [OPP] TIE 400 kV Meliti - Bitola | XFL_BI11_GMELIT11_1:line | -1292 | 1587 | 1587 | -295 | 81 | []
GR_CO_00006 | N-1 OHL 400 kV Komotini - Nea Santa ck. 1&2 | [GR-MK] [OPP] TIE 400 kV Meliti - Bitola | XFL_BI11_GMELIT11_1:line | -1280 | 1587 | 1587 | -307 | 81 | []
RS_BG_CO_00001, RO_CO_00052 | N-1 TIE 400 kV Sofia Zapad - Nis, N-1 OHL 400 kV Sofia Zapad -Nis | [GR-MK] [OPP] TIE 400 kV Meliti - Bitola | XFL_BI11_GMELIT11_1:line | -1277 | 1587 | 1587 | -310 | 80 | []
BG-CO_00001, BG_CO_00001 | N-1 OHL 400 kV Chervena Mogila - Blagoevgrad ck. 1&2, N-1 OHL 400 kV CHERVENA MOGILA - BLAGOEVGRAD CK. 1&2 | [GR-MK] [OPP] TIE 400 kV Meliti - Bitola | XFL_BI11_GMELIT11_1:line | -1249 | 1587 | 1587 | -338 | 79 | []
GR_AL_CO_00001 | N-1 TIE 400 kV Kardia - Zemblak / N-1 TIE 150 kV Mourtos - Bistrica | [GR-MK] [OPP] TIE 400 kV Meliti - Bitola | XFL_BI11_GMELIT11_1:line | -1220 | 1587 | 1587 | -367 | 77 | []
BG-CO_00012 | N-1 OHL 400 kV Varna - Burgas | [GR-MK] [OPP] TIE 400 kV Meliti - Bitola | XFL_BI11_GMELIT11_1:line | -1204 | 1587 | 1587 | -383 | 76 | []
GR_BG_CO_00002 | N-1 TIE 400 kV Nea Santa - Maritsa Iztok | [GR-MK] [OPP] TIE 400 kV Meliti - Bitola | XFL_BI11_GMELIT11_1:line | -1207 | 1600 | 1600 | -393 | 75 | []
RS_KS_CO_00002 | N-1 TIE 400 kV Kosovo B - Nis 2 | [GR-MK] [OPP] TIE 400 kV Meliti - Bitola | XFL_BI11_GMELIT11_1:line | -1197 | 1587 | 1587 | -390 | 75 | []
GR_TR_CO_00001 | N-1 TIE 400 kV Nea Santa - Babaeski | [GR-MK] [OPP] TIE 400 kV Meliti - Bitola | XFL_BI11_GMELIT11_1:line | -1193 | 1587 | 1587 | -394 | 75 | []
BG-CO_00013 | N-1 OHL 400 kV Maritsa Iztok - Plovdiv | [GR-MK] [OPP] TIE 400 kV Meliti - Bitola | XFL_BI11_GMELIT11_1:line | -1189 | 1587 | 1587 | -398 | 75 | []
GR_CO_00001 | N-1 OHL 400 kV Filippoi - Komotini ck. 1&2 | [GR-MK] [OPP] TIE 400 kV Meliti - Bitola | XFL_BI11_GMELIT11_1:line | -1180 | 1587 | 1587 | -407 | 74 | []
MK_BG_CO_00001 | N-1 TIE 400 kV Chervena Mogila - Stip | [GR-MK] [OPP] TIE 400 kV Meliti - Bitola | XFL_BI11_GMELIT11_1:line | -1178 | 1587 | 1587 | -409 | 74 | []
BG-CO_00006, BG_CO_00004 | N-1 OHL 400 kV Plovdiv - Vetren, N-1 OHL 400 kV PLOVDIV - VETREN | [GR-MK] [OPP] TIE 400 kV Meliti - Bitola | XFL_BI11_GMELIT11_1:line | -1176 | 1587 | 1587 | -411 | 74 | []
BG-CO_00018 | N-1 OHL 400 kV Burgas- Maritsa Iztok 2 | [GR-MK] [OPP] TIE 400 kV Meliti - Bitola | XFL_BI11_GMELIT11_1:line | -1174 | 1587 | 1587 | -413 | 74 | []
BG-CO_00019 | N-1 OHL 400 kV Maritsa Iztok 2 - Maritsa Iztok 3 | [GR-MK] [OPP] TIE 400 kV Meliti - Bitola | XFL_BI11_GMELIT11_1:line | -1174 | 1587 | 1587 | -413 | 74 | []
BG-CO_00002, BG_CO_00002 | N-1 OHL 400 kV Sofia Zapad - Chervena Mogila ck. 1&2, N-1 OHL 400 kV SOFIA ZAPAD - CHERVENA MOGILA CK. 1&2 | [GR-MK] [OPP] TIE 400 kV Meliti - Bitola | XFL_BI11_GMELIT11_1:line | -1171 | 1587 | 1587 | -416 | 74 | []
TR_BG_CO_00002 | N-1 TIE 400 kV Maritsa 3 - Hamitabat 2 | [GR-MK] [OPP] TIE 400 kV Meliti - Bitola | XFL_BI11_GMELIT11_1:line | -1169 | 1587 | 1587 | -418 | 74 | []
GR_CO_00002 | N-1 OHL 400 kV Filippoi - Lagadas ck. 1&2 | [GR-MK] [OPP] TIE 400 kV Meliti - Bitola | XFL_BI11_GMELIT11_1:line | -1169 | 1587 | 1587 | -418 | 74 | []
TR_BG_CO_00001 | N-1 TIE 400 kV Maritsa 3 - Hamitabat 1 | [GR-MK] [OPP] TIE 400 kV Meliti - Bitola | XFL_BI11_GMELIT11_1:line | -1168 | 1587 | 1587 | -419 | 74 | []
GR_CO_00009 | N-1 OHL 400 kV Filippoi - Lagadas ck. 3 | [GR-MK] [OPP] TIE 400 kV Meliti - Bitola | XFL_BI11_GMELIT11_1:line | -1166 | 1587 | 1587 | -421 | 73 | []
BG-CO_00020 | N-1 OHL 400 kV Maritsa Iztok - Maritsa Iztok 3 | [GR-MK] [OPP] TIE 400 kV Meliti - Bitola | XFL_BI11_GMELIT11_1:line | -1165 | 1587 | 1587 | -422 | 73 | []
AL_CO_00002 | N-1 OHL 400 kV Elbasan 3 - Zemblak | [GR-MK] [OPP] TIE 400 kV Meliti - Bitola | XFL_BI11_GMELIT11_1:line | -1165 | 1587 | 1587 | -422 | 73 | []
BG-CO_00017 | N-1 OHL 400 kV Kozloduy - Sofia Zapad ck. 1&2 | [GR-MK] [OPP] TIE 400 kV Meliti - Bitola | XFL_BI11_GMELIT11_1:line | -1164 | 1587 | 1587 | -423 | 73 | []
BC | Base Case | [GR-MK] [OPP] TIE 400 kV Meliti - Bitola | XFL_BI11_GMELIT11_1:line | -1164 | 1587 | 1587 | -423 | 73 | []
AL_CO_00001 | N-1 OHL 400 kV Elbasan 3 - Tirana 2 | [GR-MK] [OPP] TIE 400 kV Meliti - Bitola | XFL_BI11_GMELIT11_1:line | -1164 | 1587 | 1587 | -423 | 73 | []
AL_ME_CO_00001 | N-1 TIE 400 kV Tirana 2 – Podgorica 2 | [GR-MK] [OPP] TIE 400 kV Meliti - Bitola | XFL_BI11_GMELIT11_1:line | -1163 | 1587 | 1587 | -424 | 73 | []
BG-CO_00005, BG_CO_00003 | N-1 OHL 400 kV Vetren - Chervena Mogila, N-1 OHL 400 kV VETREN - CHERVENA MOGILA | [GR-MK] [OPP] TIE 400 kV Meliti - Bitola | XFL_BI11_GMELIT11_1:line | -1160 | 1587 | 1587 | -427 | 73 | []
GR_CO_00005 | N-1 OHL 400 kV Thessaloniki - Lagadas ck. 1&2 | [GR-MK] [OPP] TIE 400 kV Meliti - Bitola | XFL_BI11_GMELIT11_1:line | -1155 | 1587 | 1587 | -432 | 73 | []
RS_CO_00004 | N-1 OHL 400 kV Nis 2 - Leskovac 2 | [GR-MK] [OPP] TIE 400 kV Meliti - Bitola | XFL_BI11_GMELIT11_1:line | -1146 | 1587 | 1587 | -441 | 72 | []
RS_CO_00003 | N-1 OHL 400 kV Vranje 4 - Leskovac 2 | [GR-MK] [OPP] TIE 400 kV Meliti - Bitola | XFL_BI11_GMELIT11_1:line | -1138 | 1587 | 1587 | -449 | 72 | []
KS_ME_CO_00001 | N-1 TIE 400 kV Pec 3 - Ribarevina | [GR-MK] [OPP] TIE 400 kV Meliti - Bitola | XFL_BI11_GMELIT11_1:line | -1127 | 1587 | 1587 | -460 | 71 | []
GR_CO_00008 | N-1 OHL 400 kV Kardia - Ptolemaida / N-1 OHL 400 kV Kardia - Vermio | [GR-MK] [OPP] TIE 400 kV Meliti - Bitola | XFL_BI11_GMELIT11_1:line | -1125 | 1587 | 1587 | -462 | 71 | []
RS_MK_CO_00001 | N-1 TIE 400 kV Vranje 4 - Stip | [GR-MK] [OPP] TIE 400 kV Meliti - Bitola | XFL_BI11_GMELIT11_1:line | -1125 | 1587 | 1587 | -462 | 71 | []

## 0930Curative
Detailed results
Generated at: | 2026-08-04 20:14
Business day: | 05.08.2026
Timestamp: | 09:30
Border & direction: | North-Greece Exporting
Horizon: | DA
Remedial actions: | true
Evaluation type: | curative
TTC [MW]: | 2289
Fallback applied | false
Loading threshold | 0.7
Applied RAs
CO ID | RA ID | Name of the RA | Usage | Type | Location | Status
Limiting CNECs
CO ID | Name of the CO | Name of the CNE | CNE UCTE branch | Calculated I (A) | I max (PRE) | I max (CUR) | Margin (A) | Loading (%) | Applicable curative RAs
GR_MK_CO_00002 | N-1 TIE 400 kV Thessaloniki - Dubrovo | [GR-MK] [OPP] TIE 400 kV Meliti - Bitola | XFL_BI11_GMELIT11_1:line | -1586 |  | 1587 | -1 | 100 | []
GR_CO_00003 | N-1 OHL 400 kV Meliti - Amideo ck. 1&2 | [GR-MK] [OPP] TIE 400 kV Thessaloniki - Dubrovo | XTH_DU11_GTHESS11_1:line | -1443 |  | 1587 | -144 | 91 | []
GR_MK_CO_00001 | N-1 TIE 400 kV Meliti - Bitola | [GR-MK] [OPP] TIE 400 kV Thessaloniki - Dubrovo | XTH_DU11_GTHESS11_1:line | -1443 |  | 1587 | -144 | 91 | []
GR_IT_CO_00001 | N-1 TIE 400 kV Arachthos - Galatina | [GR-MK] [OPP] TIE 400 kV Meliti - Bitola | XFL_BI11_GMELIT11_1:line | -1381 |  | 1587 | -206 | 87 | []
GR_CO_00007 | N-1 OHL 400 kV Thessaloniki - Agios Dimitrios ck. 1&2 | [GR-MK] [OPP] TIE 400 kV Meliti - Bitola | XFL_BI11_GMELIT11_1:line | -1322 |  | 1587 | -265 | 83 | []
GR_CO_00004 | N-1 OHL 400 kV Amideo - Lagadas ck. 1&2 | [GR-MK] [OPP] TIE 400 kV Meliti - Bitola | XFL_BI11_GMELIT11_1:line | -1313 |  | 1587 | -274 | 83 | []
GR_BG_CO_00001 | N-1 TIE 400 kV Lagadas - Blagoevgrad | [GR-MK] [OPP] TIE 400 kV Meliti - Bitola | XFL_BI11_GMELIT11_1:line | -1292 |  | 1587 | -295 | 81 | []
GR_CO_00006 | N-1 OHL 400 kV Komotini - Nea Santa ck. 1&2 | [GR-MK] [OPP] TIE 400 kV Meliti - Bitola | XFL_BI11_GMELIT11_1:line | -1280 |  | 1587 | -307 | 81 | []
RS_BG_CO_00001, RO_CO_00052 | N-1 TIE 400 kV Sofia Zapad - Nis, N-1 OHL 400 kV Sofia Zapad -Nis | [GR-MK] [OPP] TIE 400 kV Meliti - Bitola | XFL_BI11_GMELIT11_1:line | -1277 |  | 1587 | -310 | 80 | []
BG-CO_00001, BG_CO_00001 | N-1 OHL 400 kV Chervena Mogila - Blagoevgrad ck. 1&2, N-1 OHL 400 kV CHERVENA MOGILA - BLAGOEVGRAD CK. 1&2 | [GR-MK] [OPP] TIE 400 kV Meliti - Bitola | XFL_BI11_GMELIT11_1:line | -1249 |  | 1587 | -338 | 79 | []
GR_AL_CO_00001 | N-1 TIE 400 kV Kardia - Zemblak / N-1 TIE 150 kV Mourtos - Bistrica | [GR-MK] [OPP] TIE 400 kV Meliti - Bitola | XFL_BI11_GMELIT11_1:line | -1220 |  | 1587 | -367 | 77 | []
BG-CO_00012 | N-1 OHL 400 kV Varna - Burgas | [GR-MK] [OPP] TIE 400 kV Meliti - Bitola | XFL_BI11_GMELIT11_1:line | -1204 |  | 1587 | -383 | 76 | []
GR_BG_CO_00002 | N-1 TIE 400 kV Nea Santa - Maritsa Iztok | [GR-MK] [OPP] TIE 400 kV Meliti - Bitola | XFL_BI11_GMELIT11_1:line | -1207 |  | 1600 | -393 | 75 | []
RS_KS_CO_00002 | N-1 TIE 400 kV Kosovo B - Nis 2 | [GR-MK] [OPP] TIE 400 kV Meliti - Bitola | XFL_BI11_GMELIT11_1:line | -1197 |  | 1587 | -390 | 75 | []
GR_TR_CO_00001 | N-1 TIE 400 kV Nea Santa - Babaeski | [GR-MK] [OPP] TIE 400 kV Meliti - Bitola | XFL_BI11_GMELIT11_1:line | -1193 |  | 1587 | -394 | 75 | []
BG-CO_00013 | N-1 OHL 400 kV Maritsa Iztok - Plovdiv | [GR-MK] [OPP] TIE 400 kV Meliti - Bitola | XFL_BI11_GMELIT11_1:line | -1189 |  | 1587 | -398 | 75 | []
GR_CO_00001 | N-1 OHL 400 kV Filippoi - Komotini ck. 1&2 | [GR-MK] [OPP] TIE 400 kV Meliti - Bitola | XFL_BI11_GMELIT11_1:line | -1180 |  | 1587 | -407 | 74 | []
MK_BG_CO_00001 | N-1 TIE 400 kV Chervena Mogila - Stip | [GR-MK] [OPP] TIE 400 kV Meliti - Bitola | XFL_BI11_GMELIT11_1:line | -1178 |  | 1587 | -409 | 74 | []
BG-CO_00006, BG_CO_00004 | N-1 OHL 400 kV Plovdiv - Vetren, N-1 OHL 400 kV PLOVDIV - VETREN | [GR-MK] [OPP] TIE 400 kV Meliti - Bitola | XFL_BI11_GMELIT11_1:line | -1176 |  | 1587 | -411 | 74 | []
BG-CO_00018 | N-1 OHL 400 kV Burgas- Maritsa Iztok 2 | [GR-MK] [OPP] TIE 400 kV Meliti - Bitola | XFL_BI11_GMELIT11_1:line | -1174 |  | 1587 | -413 | 74 | []
BG-CO_00019 | N-1 OHL 400 kV Maritsa Iztok 2 - Maritsa Iztok 3 | [GR-MK] [OPP] TIE 400 kV Meliti - Bitola | XFL_BI11_GMELIT11_1:line | -1174 |  | 1587 | -413 | 74 | []
BG-CO_00002, BG_CO_00002 | N-1 OHL 400 kV Sofia Zapad - Chervena Mogila ck. 1&2, N-1 OHL 400 kV SOFIA ZAPAD - CHERVENA MOGILA CK. 1&2 | [GR-MK] [OPP] TIE 400 kV Meliti - Bitola | XFL_BI11_GMELIT11_1:line | -1171 |  | 1587 | -416 | 74 | []
TR_BG_CO_00002 | N-1 TIE 400 kV Maritsa 3 - Hamitabat 2 | [GR-MK] [OPP] TIE 400 kV Meliti - Bitola | XFL_BI11_GMELIT11_1:line | -1169 |  | 1587 | -418 | 74 | []
GR_CO_00002 | N-1 OHL 400 kV Filippoi - Lagadas ck. 1&2 | [GR-MK] [OPP] TIE 400 kV Meliti - Bitola | XFL_BI11_GMELIT11_1:line | -1169 |  | 1587 | -418 | 74 | []
TR_BG_CO_00001 | N-1 TIE 400 kV Maritsa 3 - Hamitabat 1 | [GR-MK] [OPP] TIE 400 kV Meliti - Bitola | XFL_BI11_GMELIT11_1:line | -1168 |  | 1587 | -419 | 74 | []
GR_CO_00009 | N-1 OHL 400 kV Filippoi - Lagadas ck. 3 | [GR-MK] [OPP] TIE 400 kV Meliti - Bitola | XFL_BI11_GMELIT11_1:line | -1166 |  | 1587 | -421 | 73 | []
BG-CO_00020 | N-1 OHL 400 kV Maritsa Iztok - Maritsa Iztok 3 | [GR-MK] [OPP] TIE 400 kV Meliti - Bitola | XFL_BI11_GMELIT11_1:line | -1165 |  | 1587 | -422 | 73 | []
AL_CO_00002 | N-1 OHL 400 kV Elbasan 3 - Zemblak | [GR-MK] [OPP] TIE 400 kV Meliti - Bitola | XFL_BI11_GMELIT11_1:line | -1165 |  | 1587 | -422 | 73 | []
BG-CO_00017 | N-1 OHL 400 kV Kozloduy - Sofia Zapad ck. 1&2 | [GR-MK] [OPP] TIE 400 kV Meliti - Bitola | XFL_BI11_GMELIT11_1:line | -1164 |  | 1587 | -423 | 73 | []
BC | Base Case | [GR-MK] [OPP] TIE 400 kV Meliti - Bitola | XFL_BI11_GMELIT11_1:line | -1164 |  | 1587 | -423 | 73 | []
AL_CO_00001 | N-1 OHL 400 kV Elbasan 3 - Tirana 2 | [GR-MK] [OPP] TIE 400 kV Meliti - Bitola | XFL_BI11_GMELIT11_1:line | -1164 |  | 1587 | -423 | 73 | []
AL_ME_CO_00001 | N-1 TIE 400 kV Tirana 2 – Podgorica 2 | [GR-MK] [OPP] TIE 400 kV Meliti - Bitola | XFL_BI11_GMELIT11_1:line | -1163 |  | 1587 | -424 | 73 | []
BG-CO_00005, BG_CO_00003 | N-1 OHL 400 kV Vetren - Chervena Mogila, N-1 OHL 400 kV VETREN - CHERVENA MOGILA | [GR-MK] [OPP] TIE 400 kV Meliti - Bitola | XFL_BI11_GMELIT11_1:line | -1160 |  | 1587 | -427 | 73 | []
GR_CO_00005 | N-1 OHL 400 kV Thessaloniki - Lagadas ck. 1&2 | [GR-MK] [OPP] TIE 400 kV Meliti - Bitola | XFL_BI11_GMELIT11_1:line | -1155 |  | 1587 | -432 | 73 | []
RS_CO_00004 | N-1 OHL 400 kV Nis 2 - Leskovac 2 | [GR-MK] [OPP] TIE 400 kV Meliti - Bitola | XFL_BI11_GMELIT11_1:line | -1146 |  | 1587 | -441 | 72 | []
RS_CO_00003 | N-1 OHL 400 kV Vranje 4 - Leskovac 2 | [GR-MK] [OPP] TIE 400 kV Meliti - Bitola | XFL_BI11_GMELIT11_1:line | -1138 |  | 1587 | -449 | 72 | []
KS_ME_CO_00001 | N-1 TIE 400 kV Pec 3 - Ribarevina | [GR-MK] [OPP] TIE 400 kV Meliti - Bitola | XFL_BI11_GMELIT11_1:line | -1127 |  | 1587 | -460 | 71 | []
GR_CO_00008 | N-1 OHL 400 kV Kardia - Ptolemaida / N-1 OHL 400 kV Kardia - Vermio | [GR-MK] [OPP] TIE 400 kV Meliti - Bitola | XFL_BI11_GMELIT11_1:line | -1125 |  | 1587 | -462 | 71 | []
RS_MK_CO_00001 | N-1 TIE 400 kV Vranje 4 - Stip | [GR-MK] [OPP] TIE 400 kV Meliti - Bitola | XFL_BI11_GMELIT11_1:line | -1125 |  | 1587 | -462 | 71 | []

## 1030Preventive
Detailed results
Generated at: | 2026-08-04 20:14
Business day: | 05.08.2026
Timestamp: | 10:30
Border & direction: | North-Greece Exporting
Horizon: | DA
Remedial actions: | true
Evaluation type: | preventive
TTC [MW]: | 2250
Fallback applied | false
Loading threshold | 0.7
Applied RAs
CO ID | RA ID | Name of the RA | Usage | Type | Location | Status
Limiting CNECs
CO ID | Name of the CO | Name of the CNE | CNE UCTE branch | Calculated I (A) | I max (PRE) | I max (CUR) | Margin (A) | Loading (%) | Applicable curative RAs
GR_MK_CO_00002 | N-1 TIE 400 kV Thessaloniki - Dubrovo | [GR-MK] [OPP] TIE 400 kV Meliti - Bitola | XFL_BI11_GMELIT11_1:line | -1580 | 1587 | 1587 | -7 | 100 | []
GR_CO_00004 | N-1 OHL 400 kV Amideo - Lagadas ck. 1&2 | [GR-MK] [OPP] TIE 400 kV Meliti - Bitola | XFL_BI11_GMELIT11_1:line | -1433 | 1587 | 1587 | -154 | 90 | []
GR_IT_CO_00001 | N-1 TIE 400 kV Arachthos - Galatina | [GR-MK] [OPP] TIE 400 kV Meliti - Bitola | XFL_BI11_GMELIT11_1:line | -1419 | 1587 | 1587 | -168 | 89 | []
GR_CO_00007 | N-1 OHL 400 kV Thessaloniki - Agios Dimitrios ck. 1&2 | [GR-MK] [OPP] TIE 400 kV Meliti - Bitola | XFL_BI11_GMELIT11_1:line | -1408 | 1587 | 1587 | -179 | 89 | []
GR_CO_00003 | N-1 OHL 400 kV Meliti - Amideo ck. 1&2 | [GR-MK] [OPP] TIE 400 kV Thessaloniki - Dubrovo | XTH_DU11_GTHESS11_1:line | -1385 | 1587 | 1587 | -202 | 87 | []
GR_MK_CO_00001 | N-1 TIE 400 kV Meliti - Bitola | [GR-MK] [OPP] TIE 400 kV Thessaloniki - Dubrovo | XTH_DU11_GTHESS11_1:line | -1384 | 1587 | 1587 | -203 | 87 | []
GR_BG_CO_00001 | N-1 TIE 400 kV Lagadas - Blagoevgrad | [GR-MK] [OPP] TIE 400 kV Meliti - Bitola | XFL_BI11_GMELIT11_1:line | -1335 | 1587 | 1587 | -252 | 84 | []
GR_CO_00001 | N-1 OHL 400 kV Filippoi - Komotini ck. 1&2 | [GR-MK] [OPP] TIE 400 kV Meliti - Bitola | XFL_BI11_GMELIT11_1:line | -1303 | 1587 | 1587 | -284 | 82 | []
GR_CO_00006 | N-1 OHL 400 kV Komotini - Nea Santa ck. 1&2 | [GR-MK] [OPP] TIE 400 kV Meliti - Bitola | XFL_BI11_GMELIT11_1:line | -1300 | 1587 | 1587 | -287 | 82 | []
RS_BG_CO_00001, RO_CO_00052 | N-1 TIE 400 kV Sofia Zapad - Nis, N-1 OHL 400 kV Sofia Zapad -Nis | [GR-MK] [OPP] TIE 400 kV Meliti - Bitola | XFL_BI11_GMELIT11_1:line | -1299 | 1587 | 1587 | -288 | 82 | []
BG-CO_00001, BG_CO_00001 | N-1 OHL 400 kV Chervena Mogila - Blagoevgrad ck. 1&2, N-1 OHL 400 kV CHERVENA MOGILA - BLAGOEVGRAD CK. 1&2 | [GR-MK] [OPP] TIE 400 kV Meliti - Bitola | XFL_BI11_GMELIT11_1:line | -1290 | 1587 | 1587 | -297 | 81 | []
GR_AL_CO_00001 | N-1 TIE 400 kV Kardia - Zemblak / N-1 TIE 150 kV Mourtos - Bistrica | [GR-MK] [OPP] TIE 400 kV Meliti - Bitola | XFL_BI11_GMELIT11_1:line | -1256 | 1587 | 1587 | -331 | 79 | []
GR_BG_CO_00002 | N-1 TIE 400 kV Nea Santa - Maritsa Iztok | [GR-MK] [OPP] TIE 400 kV Meliti - Bitola | XFL_BI11_GMELIT11_1:line | -1244 | 1600 | 1600 | -356 | 78 | []
RS_KS_CO_00002 | N-1 TIE 400 kV Kosovo B - Nis 2 | [GR-MK] [OPP] TIE 400 kV Meliti - Bitola | XFL_BI11_GMELIT11_1:line | -1233 | 1587 | 1587 | -354 | 78 | []
GR_TR_CO_00001 | N-1 TIE 400 kV Nea Santa - Babaeski | [GR-MK] [OPP] TIE 400 kV Meliti - Bitola | XFL_BI11_GMELIT11_1:line | -1231 | 1587 | 1587 | -356 | 78 | []
BG-CO_00013 | N-1 OHL 400 kV Maritsa Iztok - Plovdiv | [GR-MK] [OPP] TIE 400 kV Meliti - Bitola | XFL_BI11_GMELIT11_1:line | -1223 | 1587 | 1587 | -364 | 77 | []
GR_CO_00002 | N-1 OHL 400 kV Filippoi - Lagadas ck. 1&2 | [GR-MK] [OPP] TIE 400 kV Meliti - Bitola | XFL_BI11_GMELIT11_1:line | -1222 | 1587 | 1587 | -365 | 77 | []
BG-CO_00012 | N-1 OHL 400 kV Varna - Burgas | [GR-MK] [OPP] TIE 400 kV Meliti - Bitola | XFL_BI11_GMELIT11_1:line | -1219 | 1587 | 1587 | -368 | 77 | []
BG-CO_00018 | N-1 OHL 400 kV Burgas- Maritsa Iztok 2 | [GR-MK] [OPP] TIE 400 kV Meliti - Bitola | XFL_BI11_GMELIT11_1:line | -1210 | 1587 | 1587 | -377 | 76 | []
BG-CO_00019 | N-1 OHL 400 kV Maritsa Iztok 2 - Maritsa Iztok 3 | [GR-MK] [OPP] TIE 400 kV Meliti - Bitola | XFL_BI11_GMELIT11_1:line | -1210 | 1587 | 1587 | -377 | 76 | []
GR_CO_00009 | N-1 OHL 400 kV Filippoi - Lagadas ck. 3 | [GR-MK] [OPP] TIE 400 kV Meliti - Bitola | XFL_BI11_GMELIT11_1:line | -1209 | 1587 | 1587 | -378 | 76 | []
TR_BG_CO_00002 | N-1 TIE 400 kV Maritsa 3 - Hamitabat 2 | [GR-MK] [OPP] TIE 400 kV Meliti - Bitola | XFL_BI11_GMELIT11_1:line | -1206 | 1587 | 1587 | -381 | 76 | []
TR_CO_00001 | N-1 OHL 400 kV Habitabat NGCC - Babaeski | [GR-MK] [OPP] TIE 400 kV Meliti - Bitola | XFL_BI11_GMELIT11_1:line | -1206 | 1587 | 1587 | -381 | 76 | []
BG-CO_00002, BG_CO_00002 | N-1 OHL 400 kV Sofia Zapad - Chervena Mogila ck. 1&2, N-1 OHL 400 kV SOFIA ZAPAD - CHERVENA MOGILA CK. 1&2 | [GR-MK] [OPP] TIE 400 kV Meliti - Bitola | XFL_BI11_GMELIT11_1:line | -1205 | 1587 | 1587 | -382 | 76 | []
TR_BG_CO_00001 | N-1 TIE 400 kV Maritsa 3 - Hamitabat 1 | [GR-MK] [OPP] TIE 400 kV Meliti - Bitola | XFL_BI11_GMELIT11_1:line | -1205 | 1587 | 1587 | -382 | 76 | []
BG-CO_00006, BG_CO_00004 | N-1 OHL 400 kV Plovdiv - Vetren, N-1 OHL 400 kV PLOVDIV - VETREN | [GR-MK] [OPP] TIE 400 kV Meliti - Bitola | XFL_BI11_GMELIT11_1:line | -1204 | 1587 | 1587 | -383 | 76 | []
AL_CO_00002 | N-1 OHL 400 kV Elbasan 3 - Zemblak | [GR-MK] [OPP] TIE 400 kV Meliti - Bitola | XFL_BI11_GMELIT11_1:line | -1203 | 1587 | 1587 | -384 | 76 | []
AL_CO_00001 | N-1 OHL 400 kV Elbasan 3 - Tirana 2 | [GR-MK] [OPP] TIE 400 kV Meliti - Bitola | XFL_BI11_GMELIT11_1:line | -1203 | 1587 | 1587 | -384 | 76 | []
BG-CO_00020 | N-1 OHL 400 kV Maritsa Iztok - Maritsa Iztok 3 | [GR-MK] [OPP] TIE 400 kV Meliti - Bitola | XFL_BI11_GMELIT11_1:line | -1203 | 1587 | 1587 | -384 | 76 | []
BC | Base Case | [GR-MK] [OPP] TIE 400 kV Meliti - Bitola | XFL_BI11_GMELIT11_1:line | -1203 | 1587 | 1587 | -384 | 76 | []
BG-CO_00017 | N-1 OHL 400 kV Kozloduy - Sofia Zapad ck. 1&2 | [GR-MK] [OPP] TIE 400 kV Meliti - Bitola | XFL_BI11_GMELIT11_1:line | -1203 | 1587 | 1587 | -384 | 76 | []
AL_ME_CO_00001 | N-1 TIE 400 kV Tirana 2 – Podgorica 2 | [GR-MK] [OPP] TIE 400 kV Meliti - Bitola | XFL_BI11_GMELIT11_1:line | -1201 | 1587 | 1587 | -386 | 76 | []
MK_BG_CO_00001 | N-1 TIE 400 kV Chervena Mogila - Stip | [GR-MK] [OPP] TIE 400 kV Meliti - Bitola | XFL_BI11_GMELIT11_1:line | -1201 | 1587 | 1587 | -386 | 76 | []
GR_CO_00005 | N-1 OHL 400 kV Thessaloniki - Lagadas ck. 1&2 | [GR-MK] [OPP] TIE 400 kV Meliti - Bitola | XFL_BI11_GMELIT11_1:line | -1188 | 1587 | 1587 | -399 | 75 | []
BG-CO_00005, BG_CO_00003 | N-1 OHL 400 kV Vetren - Chervena Mogila, N-1 OHL 400 kV VETREN - CHERVENA MOGILA | [GR-MK] [OPP] TIE 400 kV Meliti - Bitola | XFL_BI11_GMELIT11_1:line | -1187 | 1587 | 1587 | -400 | 75 | []
RS_CO_00004 | N-1 OHL 400 kV Nis 2 - Leskovac 2 | [GR-MK] [OPP] TIE 400 kV Meliti - Bitola | XFL_BI11_GMELIT11_1:line | -1186 | 1587 | 1587 | -401 | 75 | []
GR_CO_00008 | N-1 OHL 400 kV Kardia - Ptolemaida / N-1 OHL 400 kV Kardia - Vermio | [GR-MK] [OPP] TIE 400 kV Meliti - Bitola | XFL_BI11_GMELIT11_1:line | -1186 | 1587 | 1587 | -401 | 75 | []
RS_CO_00003 | N-1 OHL 400 kV Vranje 4 - Leskovac 2 | [GR-MK] [OPP] TIE 400 kV Meliti - Bitola | XFL_BI11_GMELIT11_1:line | -1179 | 1587 | 1587 | -408 | 74 | []
KS_ME_CO_00001 | N-1 TIE 400 kV Pec 3 - Ribarevina | [GR-MK] [OPP] TIE 400 kV Meliti - Bitola | XFL_BI11_GMELIT11_1:line | -1169 | 1587 | 1587 | -418 | 74 | []
RS_MK_CO_00001 | N-1 TIE 400 kV Vranje 4 - Stip | [GR-MK] [OPP] TIE 400 kV Meliti - Bitola | XFL_BI11_GMELIT11_1:line | -1165 | 1587 | 1587 | -422 | 73 | []
MK_CO_00002 | N-1 OHL 400 kV Dubrovo - Stip | [GR-MK] [OPP] TIE 400 kV Meliti - Bitola | XFL_BI11_GMELIT11_1:line | -1117 | 1587 | 1587 | -470 | 70 | []

## 1030Curative
Detailed results
Generated at: | 2026-08-04 20:14
Business day: | 05.08.2026
Timestamp: | 10:30
Border & direction: | North-Greece Exporting
Horizon: | DA
Remedial actions: | true
Evaluation type: | curative
TTC [MW]: | 2250
Fallback applied | false
Loading threshold | 0.7
Applied RAs
CO ID | RA ID | Name of the RA | Usage | Type | Location | Status
Limiting CNECs
CO ID | Name of the CO | Name of the CNE | CNE UCTE branch | Calculated I (A) | I max (PRE) | I max (CUR) | Margin (A) | Loading (%) | Applicable curative RAs
GR_MK_CO_00002 | N-1 TIE 400 kV Thessaloniki - Dubrovo | [GR-MK] [OPP] TIE 400 kV Meliti - Bitola | XFL_BI11_GMELIT11_1:line | -1580 |  | 1587 | -7 | 100 | []
GR_CO_00004 | N-1 OHL 400 kV Amideo - Lagadas ck. 1&2 | [GR-MK] [OPP] TIE 400 kV Meliti - Bitola | XFL_BI11_GMELIT11_1:line | -1433 |  | 1587 | -154 | 90 | []
GR_IT_CO_00001 | N-1 TIE 400 kV Arachthos - Galatina | [GR-MK] [OPP] TIE 400 kV Meliti - Bitola | XFL_BI11_GMELIT11_1:line | -1419 |  | 1587 | -168 | 89 | []
GR_CO_00007 | N-1 OHL 400 kV Thessaloniki - Agios Dimitrios ck. 1&2 | [GR-MK] [OPP] TIE 400 kV Meliti - Bitola | XFL_BI11_GMELIT11_1:line | -1408 |  | 1587 | -179 | 89 | []
GR_CO_00003 | N-1 OHL 400 kV Meliti - Amideo ck. 1&2 | [GR-MK] [OPP] TIE 400 kV Thessaloniki - Dubrovo | XTH_DU11_GTHESS11_1:line | -1385 |  | 1587 | -202 | 87 | []
GR_MK_CO_00001 | N-1 TIE 400 kV Meliti - Bitola | [GR-MK] [OPP] TIE 400 kV Thessaloniki - Dubrovo | XTH_DU11_GTHESS11_1:line | -1384 |  | 1587 | -203 | 87 | []
GR_BG_CO_00001 | N-1 TIE 400 kV Lagadas - Blagoevgrad | [GR-MK] [OPP] TIE 400 kV Meliti - Bitola | XFL_BI11_GMELIT11_1:line | -1335 |  | 1587 | -252 | 84 | []
GR_CO_00001 | N-1 OHL 400 kV Filippoi - Komotini ck. 1&2 | [GR-MK] [OPP] TIE 400 kV Meliti - Bitola | XFL_BI11_GMELIT11_1:line | -1303 |  | 1587 | -284 | 82 | []
GR_CO_00006 | N-1 OHL 400 kV Komotini - Nea Santa ck. 1&2 | [GR-MK] [OPP] TIE 400 kV Meliti - Bitola | XFL_BI11_GMELIT11_1:line | -1300 |  | 1587 | -287 | 82 | []
RS_BG_CO_00001, RO_CO_00052 | N-1 TIE 400 kV Sofia Zapad - Nis, N-1 OHL 400 kV Sofia Zapad -Nis | [GR-MK] [OPP] TIE 400 kV Meliti - Bitola | XFL_BI11_GMELIT11_1:line | -1299 |  | 1587 | -288 | 82 | []
BG-CO_00001, BG_CO_00001 | N-1 OHL 400 kV Chervena Mogila - Blagoevgrad ck. 1&2, N-1 OHL 400 kV CHERVENA MOGILA - BLAGOEVGRAD CK. 1&2 | [GR-MK] [OPP] TIE 400 kV Meliti - Bitola | XFL_BI11_GMELIT11_1:line | -1290 |  | 1587 | -297 | 81 | []
GR_AL_CO_00001 | N-1 TIE 400 kV Kardia - Zemblak / N-1 TIE 150 kV Mourtos - Bistrica | [GR-MK] [OPP] TIE 400 kV Meliti - Bitola | XFL_BI11_GMELIT11_1:line | -1256 |  | 1587 | -331 | 79 | []
GR_BG_CO_00002 | N-1 TIE 400 kV Nea Santa - Maritsa Iztok | [GR-MK] [OPP] TIE 400 kV Meliti - Bitola | XFL_BI11_GMELIT11_1:line | -1244 |  | 1600 | -356 | 78 | []
RS_KS_CO_00002 | N-1 TIE 400 kV Kosovo B - Nis 2 | [GR-MK] [OPP] TIE 400 kV Meliti - Bitola | XFL_BI11_GMELIT11_1:line | -1233 |  | 1587 | -354 | 78 | []
GR_TR_CO_00001 | N-1 TIE 400 kV Nea Santa - Babaeski | [GR-MK] [OPP] TIE 400 kV Meliti - Bitola | XFL_BI11_GMELIT11_1:line | -1231 |  | 1587 | -356 | 78 | []
BG-CO_00013 | N-1 OHL 400 kV Maritsa Iztok - Plovdiv | [GR-MK] [OPP] TIE 400 kV Meliti - Bitola | XFL_BI11_GMELIT11_1:line | -1223 |  | 1587 | -364 | 77 | []
GR_CO_00002 | N-1 OHL 400 kV Filippoi - Lagadas ck. 1&2 | [GR-MK] [OPP] TIE 400 kV Meliti - Bitola | XFL_BI11_GMELIT11_1:line | -1222 |  | 1587 | -365 | 77 | []
BG-CO_00012 | N-1 OHL 400 kV Varna - Burgas | [GR-MK] [OPP] TIE 400 kV Meliti - Bitola | XFL_BI11_GMELIT11_1:line | -1219 |  | 1587 | -368 | 77 | []
BG-CO_00018 | N-1 OHL 400 kV Burgas- Maritsa Iztok 2 | [GR-MK] [OPP] TIE 400 kV Meliti - Bitola | XFL_BI11_GMELIT11_1:line | -1210 |  | 1587 | -377 | 76 | []
BG-CO_00019 | N-1 OHL 400 kV Maritsa Iztok 2 - Maritsa Iztok 3 | [GR-MK] [OPP] TIE 400 kV Meliti - Bitola | XFL_BI11_GMELIT11_1:line | -1210 |  | 1587 | -377 | 76 | []
GR_CO_00009 | N-1 OHL 400 kV Filippoi - Lagadas ck. 3 | [GR-MK] [OPP] TIE 400 kV Meliti - Bitola | XFL_BI11_GMELIT11_1:line | -1209 |  | 1587 | -378 | 76 | []
TR_BG_CO_00002 | N-1 TIE 400 kV Maritsa 3 - Hamitabat 2 | [GR-MK] [OPP] TIE 400 kV Meliti - Bitola | XFL_BI11_GMELIT11_1:line | -1206 |  | 1587 | -381 | 76 | []
TR_CO_00001 | N-1 OHL 400 kV Habitabat NGCC - Babaeski | [GR-MK] [OPP] TIE 400 kV Meliti - Bitola | XFL_BI11_GMELIT11_1:line | -1206 |  | 1587 | -381 | 76 | []
BG-CO_00002, BG_CO_00002 | N-1 OHL 400 kV Sofia Zapad - Chervena Mogila ck. 1&2, N-1 OHL 400 kV SOFIA ZAPAD - CHERVENA MOGILA CK. 1&2 | [GR-MK] [OPP] TIE 400 kV Meliti - Bitola | XFL_BI11_GMELIT11_1:line | -1205 |  | 1587 | -382 | 76 | []
TR_BG_CO_00001 | N-1 TIE 400 kV Maritsa 3 - Hamitabat 1 | [GR-MK] [OPP] TIE 400 kV Meliti - Bitola | XFL_BI11_GMELIT11_1:line | -1205 |  | 1587 | -382 | 76 | []
BG-CO_00006, BG_CO_00004 | N-1 OHL 400 kV Plovdiv - Vetren, N-1 OHL 400 kV PLOVDIV - VETREN | [GR-MK] [OPP] TIE 400 kV Meliti - Bitola | XFL_BI11_GMELIT11_1:line | -1204 |  | 1587 | -383 | 76 | []
AL_CO_00002 | N-1 OHL 400 kV Elbasan 3 - Zemblak | [GR-MK] [OPP] TIE 400 kV Meliti - Bitola | XFL_BI11_GMELIT11_1:line | -1203 |  | 1587 | -384 | 76 | []
AL_CO_00001 | N-1 OHL 400 kV Elbasan 3 - Tirana 2 | [GR-MK] [OPP] TIE 400 kV Meliti - Bitola | XFL_BI11_GMELIT11_1:line | -1203 |  | 1587 | -384 | 76 | []
BG-CO_00020 | N-1 OHL 400 kV Maritsa Iztok - Maritsa Iztok 3 | [GR-MK] [OPP] TIE 400 kV Meliti - Bitola | XFL_BI11_GMELIT11_1:line | -1203 |  | 1587 | -384 | 76 | []
BC | Base Case | [GR-MK] [OPP] TIE 400 kV Meliti - Bitola | XFL_BI11_GMELIT11_1:line | -1203 |  | 1587 | -384 | 76 | []
BG-CO_00017 | N-1 OHL 400 kV Kozloduy - Sofia Zapad ck. 1&2 | [GR-MK] [OPP] TIE 400 kV Meliti - Bitola | XFL_BI11_GMELIT11_1:line | -1203 |  | 1587 | -384 | 76 | []
AL_ME_CO_00001 | N-1 TIE 400 kV Tirana 2 – Podgorica 2 | [GR-MK] [OPP] TIE 400 kV Meliti - Bitola | XFL_BI11_GMELIT11_1:line | -1201 |  | 1587 | -386 | 76 | []
MK_BG_CO_00001 | N-1 TIE 400 kV Chervena Mogila - Stip | [GR-MK] [OPP] TIE 400 kV Meliti - Bitola | XFL_BI11_GMELIT11_1:line | -1201 |  | 1587 | -386 | 76 | []
GR_CO_00005 | N-1 OHL 400 kV Thessaloniki - Lagadas ck. 1&2 | [GR-MK] [OPP] TIE 400 kV Meliti - Bitola | XFL_BI11_GMELIT11_1:line | -1188 |  | 1587 | -399 | 75 | []
BG-CO_00005, BG_CO_00003 | N-1 OHL 400 kV Vetren - Chervena Mogila, N-1 OHL 400 kV VETREN - CHERVENA MOGILA | [GR-MK] [OPP] TIE 400 kV Meliti - Bitola | XFL_BI11_GMELIT11_1:line | -1187 |  | 1587 | -400 | 75 | []
RS_CO_00004 | N-1 OHL 400 kV Nis 2 - Leskovac 2 | [GR-MK] [OPP] TIE 400 kV Meliti - Bitola | XFL_BI11_GMELIT11_1:line | -1186 |  | 1587 | -401 | 75 | []
GR_CO_00008 | N-1 OHL 400 kV Kardia - Ptolemaida / N-1 OHL 400 kV Kardia - Vermio | [GR-MK] [OPP] TIE 400 kV Meliti - Bitola | XFL_BI11_GMELIT11_1:line | -1186 |  | 1587 | -401 | 75 | []
RS_CO_00003 | N-1 OHL 400 kV Vranje 4 - Leskovac 2 | [GR-MK] [OPP] TIE 400 kV Meliti - Bitola | XFL_BI11_GMELIT11_1:line | -1179 |  | 1587 | -408 | 74 | []
KS_ME_CO_00001 | N-1 TIE 400 kV Pec 3 - Ribarevina | [GR-MK] [OPP] TIE 400 kV Meliti - Bitola | XFL_BI11_GMELIT11_1:line | -1169 |  | 1587 | -418 | 74 | []
RS_MK_CO_00001 | N-1 TIE 400 kV Vranje 4 - Stip | [GR-MK] [OPP] TIE 400 kV Meliti - Bitola | XFL_BI11_GMELIT11_1:line | -1165 |  | 1587 | -422 | 73 | []
MK_CO_00002 | N-1 OHL 400 kV Dubrovo - Stip | [GR-MK] [OPP] TIE 400 kV Meliti - Bitola | XFL_BI11_GMELIT11_1:line | -1117 |  | 1587 | -470 | 70 | []

## 1130Preventive
Detailed results
Generated at: | 2026-08-04 20:14
Business day: | 05.08.2026
Timestamp: | 11:30
Border & direction: | North-Greece Exporting
Horizon: | DA
Remedial actions: | true
Evaluation type: | preventive
TTC [MW]: | 2404
Fallback applied | false
Loading threshold | 0.7
Applied RAs
CO ID | RA ID | Name of the RA | Usage | Type | Location | Status
Limiting CNECs
CO ID | Name of the CO | Name of the CNE | CNE UCTE branch | Calculated I (A) | I max (PRE) | I max (CUR) | Margin (A) | Loading (%) | Applicable curative RAs
GR_MK_CO_00002 | N-1 TIE 400 kV Thessaloniki - Dubrovo | [GR-MK] [OPP] TIE 400 kV Meliti - Bitola | XFL_BI11_GMELIT11_1:line | -1584 | 1587 | 1587 | -3 | 100 | []
GR_CO_00004 | N-1 OHL 400 kV Amideo - Lagadas ck. 1&2 | [GR-MK] [OPP] TIE 400 kV Meliti - Bitola | XFL_BI11_GMELIT11_1:line | -1463 | 1587 | 1587 | -124 | 92 | []
GR_IT_CO_00001 | N-1 TIE 400 kV Arachthos - Galatina | [GR-MK] [OPP] TIE 400 kV Meliti - Bitola | XFL_BI11_GMELIT11_1:line | -1431 | 1587 | 1587 | -156 | 90 | []
GR_CO_00007 | N-1 OHL 400 kV Thessaloniki - Agios Dimitrios ck. 1&2 | [GR-MK] [OPP] TIE 400 kV Meliti - Bitola | XFL_BI11_GMELIT11_1:line | -1427 | 1587 | 1587 | -160 | 90 | []
GR_CO_00003 | N-1 OHL 400 kV Meliti - Amideo ck. 1&2 | [GR-MK] [OPP] TIE 400 kV Thessaloniki - Dubrovo | XTH_DU11_GTHESS11_1:line | -1379 | 1587 | 1587 | -208 | 87 | []
GR_MK_CO_00001 | N-1 TIE 400 kV Meliti - Bitola | [GR-MK] [OPP] TIE 400 kV Thessaloniki - Dubrovo | XTH_DU11_GTHESS11_1:line | -1379 | 1587 | 1587 | -208 | 87 | []
GR_BG_CO_00001 | N-1 TIE 400 kV Lagadas - Blagoevgrad | [GR-MK] [OPP] TIE 400 kV Meliti - Bitola | XFL_BI11_GMELIT11_1:line | -1366 | 1587 | 1587 | -221 | 86 | []
GR_CO_00001 | N-1 OHL 400 kV Filippoi - Komotini ck. 1&2 | [GR-MK] [OPP] TIE 400 kV Meliti - Bitola | XFL_BI11_GMELIT11_1:line | -1339 | 1587 | 1587 | -248 | 84 | []
GR_CO_00006 | N-1 OHL 400 kV Komotini - Nea Santa ck. 1&2 | [GR-MK] [OPP] TIE 400 kV Meliti - Bitola | XFL_BI11_GMELIT11_1:line | -1335 | 1587 | 1587 | -252 | 84 | []
BG-CO_00001, BG_CO_00001 | N-1 OHL 400 kV Chervena Mogila - Blagoevgrad ck. 1&2, N-1 OHL 400 kV CHERVENA MOGILA - BLAGOEVGRAD CK. 1&2 | [GR-MK] [OPP] TIE 400 kV Meliti - Bitola | XFL_BI11_GMELIT11_1:line | -1309 | 1587 | 1587 | -278 | 83 | []
RS_BG_CO_00001, RO_CO_00052 | N-1 TIE 400 kV Sofia Zapad - Nis, N-1 OHL 400 kV Sofia Zapad -Nis | [GR-MK] [OPP] TIE 400 kV Meliti - Bitola | XFL_BI11_GMELIT11_1:line | -1286 | 1587 | 1587 | -301 | 81 | []
GR_AL_CO_00001 | N-1 TIE 400 kV Kardia - Zemblak / N-1 TIE 150 kV Mourtos - Bistrica | [GR-MK] [OPP] TIE 400 kV Meliti - Bitola | XFL_BI11_GMELIT11_1:line | -1264 | 1587 | 1587 | -323 | 80 | []
GR_BG_CO_00002 | N-1 TIE 400 kV Nea Santa - Maritsa Iztok | [GR-MK] [OPP] TIE 400 kV Meliti - Bitola | XFL_BI11_GMELIT11_1:line | -1270 | 1600 | 1600 | -330 | 79 | []
GR_TR_CO_00001 | N-1 TIE 400 kV Nea Santa - Babaeski | [GR-MK] [OPP] TIE 400 kV Meliti - Bitola | XFL_BI11_GMELIT11_1:line | -1244 | 1587 | 1587 | -343 | 78 | []
RS_KS_CO_00002 | N-1 TIE 400 kV Kosovo B - Nis 2 | [GR-MK] [OPP] TIE 400 kV Meliti - Bitola | XFL_BI11_GMELIT11_1:line | -1240 | 1587 | 1587 | -347 | 78 | []
BG-CO_00013 | N-1 OHL 400 kV Maritsa Iztok - Plovdiv | [GR-MK] [OPP] TIE 400 kV Meliti - Bitola | XFL_BI11_GMELIT11_1:line | -1239 | 1587 | 1587 | -348 | 78 | []
GR_CO_00002 | N-1 OHL 400 kV Filippoi - Lagadas ck. 1&2 | [GR-MK] [OPP] TIE 400 kV Meliti - Bitola | XFL_BI11_GMELIT11_1:line | -1237 | 1587 | 1587 | -350 | 78 | []
BG-CO_00018 | N-1 OHL 400 kV Burgas- Maritsa Iztok 2 | [GR-MK] [OPP] TIE 400 kV Meliti - Bitola | XFL_BI11_GMELIT11_1:line | -1222 | 1587 | 1587 | -365 | 77 | []
BG-CO_00019 | N-1 OHL 400 kV Maritsa Iztok 2 - Maritsa Iztok 3 | [GR-MK] [OPP] TIE 400 kV Meliti - Bitola | XFL_BI11_GMELIT11_1:line | -1222 | 1587 | 1587 | -365 | 77 | []
TR_BG_CO_00002 | N-1 TIE 400 kV Maritsa 3 - Hamitabat 2 | [GR-MK] [OPP] TIE 400 kV Meliti - Bitola | XFL_BI11_GMELIT11_1:line | -1221 | 1587 | 1587 | -366 | 77 | []
GR_CO_00009 | N-1 OHL 400 kV Filippoi - Lagadas ck. 3 | [GR-MK] [OPP] TIE 400 kV Meliti - Bitola | XFL_BI11_GMELIT11_1:line | -1221 | 1587 | 1587 | -366 | 77 | []
TR_BG_CO_00001 | N-1 TIE 400 kV Maritsa 3 - Hamitabat 1 | [GR-MK] [OPP] TIE 400 kV Meliti - Bitola | XFL_BI11_GMELIT11_1:line | -1219 | 1587 | 1587 | -368 | 77 | []
BG-CO_00012 | N-1 OHL 400 kV Varna - Burgas | [GR-MK] [OPP] TIE 400 kV Meliti - Bitola | XFL_BI11_GMELIT11_1:line | -1218 | 1587 | 1587 | -369 | 77 | []
BG-CO_00002, BG_CO_00002 | N-1 OHL 400 kV Sofia Zapad - Chervena Mogila ck. 1&2, N-1 OHL 400 kV SOFIA ZAPAD - CHERVENA MOGILA CK. 1&2 | [GR-MK] [OPP] TIE 400 kV Meliti - Bitola | XFL_BI11_GMELIT11_1:line | -1215 | 1587 | 1587 | -372 | 77 | []
AL_CO_00001 | N-1 OHL 400 kV Elbasan 3 - Tirana 2 | [GR-MK] [OPP] TIE 400 kV Meliti - Bitola | XFL_BI11_GMELIT11_1:line | -1214 | 1587 | 1587 | -373 | 77 | []
AL_CO_00002 | N-1 OHL 400 kV Elbasan 3 - Zemblak | [GR-MK] [OPP] TIE 400 kV Meliti - Bitola | XFL_BI11_GMELIT11_1:line | -1214 | 1587 | 1587 | -373 | 77 | []
BG-CO_00020 | N-1 OHL 400 kV Maritsa Iztok - Maritsa Iztok 3 | [GR-MK] [OPP] TIE 400 kV Meliti - Bitola | XFL_BI11_GMELIT11_1:line | -1214 | 1587 | 1587 | -373 | 76 | []
BG-CO_00017 | N-1 OHL 400 kV Kozloduy - Sofia Zapad ck. 1&2 | [GR-MK] [OPP] TIE 400 kV Meliti - Bitola | XFL_BI11_GMELIT11_1:line | -1214 | 1587 | 1587 | -373 | 76 | []
BC | Base Case | [GR-MK] [OPP] TIE 400 kV Meliti - Bitola | XFL_BI11_GMELIT11_1:line | -1214 | 1587 | 1587 | -373 | 76 | []
AL_ME_CO_00001 | N-1 TIE 400 kV Tirana 2 – Podgorica 2 | [GR-MK] [OPP] TIE 400 kV Meliti - Bitola | XFL_BI11_GMELIT11_1:line | -1213 | 1587 | 1587 | -374 | 76 | []
BG-CO_00006, BG_CO_00004 | N-1 OHL 400 kV Plovdiv - Vetren, N-1 OHL 400 kV PLOVDIV - VETREN | [GR-MK] [OPP] TIE 400 kV Meliti - Bitola | XFL_BI11_GMELIT11_1:line | -1208 | 1587 | 1587 | -379 | 76 | []
RS_CO_00004 | N-1 OHL 400 kV Nis 2 - Leskovac 2 | [GR-MK] [OPP] TIE 400 kV Meliti - Bitola | XFL_BI11_GMELIT11_1:line | -1201 | 1587 | 1587 | -386 | 76 | []
MK_BG_CO_00001 | N-1 TIE 400 kV Chervena Mogila - Stip | [GR-MK] [OPP] TIE 400 kV Meliti - Bitola | XFL_BI11_GMELIT11_1:line | -1195 | 1587 | 1587 | -392 | 75 | []
GR_CO_00005 | N-1 OHL 400 kV Thessaloniki - Lagadas ck. 1&2 | [GR-MK] [OPP] TIE 400 kV Meliti - Bitola | XFL_BI11_GMELIT11_1:line | -1194 | 1587 | 1587 | -393 | 75 | []
RS_CO_00003 | N-1 OHL 400 kV Vranje 4 - Leskovac 2 | [GR-MK] [OPP] TIE 400 kV Meliti - Bitola | XFL_BI11_GMELIT11_1:line | -1194 | 1587 | 1587 | -393 | 75 | []
BG-CO_00005, BG_CO_00003 | N-1 OHL 400 kV Vetren - Chervena Mogila, N-1 OHL 400 kV VETREN - CHERVENA MOGILA | [GR-MK] [OPP] TIE 400 kV Meliti - Bitola | XFL_BI11_GMELIT11_1:line | -1190 | 1587 | 1587 | -397 | 75 | []
KS_ME_CO_00001 | N-1 TIE 400 kV Pec 3 - Ribarevina | [GR-MK] [OPP] TIE 400 kV Meliti - Bitola | XFL_BI11_GMELIT11_1:line | -1187 | 1587 | 1587 | -400 | 75 | []
GR_CO_00008 | N-1 OHL 400 kV Kardia - Ptolemaida / N-1 OHL 400 kV Kardia - Vermio | [GR-MK] [OPP] TIE 400 kV Meliti - Bitola | XFL_BI11_GMELIT11_1:line | -1182 | 1587 | 1587 | -405 | 74 | []
RS_MK_CO_00001 | N-1 TIE 400 kV Vranje 4 - Stip | [GR-MK] [OPP] TIE 400 kV Meliti - Bitola | XFL_BI11_GMELIT11_1:line | -1181 | 1587 | 1587 | -406 | 74 | []
MK_CO_00002 | N-1 OHL 400 kV Dubrovo - Stip | [GR-MK] [OPP] TIE 400 kV Meliti - Bitola | XFL_BI11_GMELIT11_1:line | -1123 | 1587 | 1587 | -464 | 71 | []
KS_CO_00001 | N-1 OHL 400 kV Kosovo B - Urosevac | [GR-MK] [OPP] TIE 400 kV Meliti - Bitola | XFL_BI11_GMELIT11_1:line | -1112 | 1587 | 1587 | -475 | 70 | []

## 1130Curative
Detailed results
Generated at: | 2026-08-04 20:14
Business day: | 05.08.2026
Timestamp: | 11:30
Border & direction: | North-Greece Exporting
Horizon: | DA
Remedial actions: | true
Evaluation type: | curative
TTC [MW]: | 2404
Fallback applied | false
Loading threshold | 0.7
Applied RAs
CO ID | RA ID | Name of the RA | Usage | Type | Location | Status
Limiting CNECs
CO ID | Name of the CO | Name of the CNE | CNE UCTE branch | Calculated I (A) | I max (PRE) | I max (CUR) | Margin (A) | Loading (%) | Applicable curative RAs
GR_MK_CO_00002 | N-1 TIE 400 kV Thessaloniki - Dubrovo | [GR-MK] [OPP] TIE 400 kV Meliti - Bitola | XFL_BI11_GMELIT11_1:line | -1584 |  | 1587 | -3 | 100 | []
GR_CO_00004 | N-1 OHL 400 kV Amideo - Lagadas ck. 1&2 | [GR-MK] [OPP] TIE 400 kV Meliti - Bitola | XFL_BI11_GMELIT11_1:line | -1463 |  | 1587 | -124 | 92 | []
GR_IT_CO_00001 | N-1 TIE 400 kV Arachthos - Galatina | [GR-MK] [OPP] TIE 400 kV Meliti - Bitola | XFL_BI11_GMELIT11_1:line | -1431 |  | 1587 | -156 | 90 | []
GR_CO_00007 | N-1 OHL 400 kV Thessaloniki - Agios Dimitrios ck. 1&2 | [GR-MK] [OPP] TIE 400 kV Meliti - Bitola | XFL_BI11_GMELIT11_1:line | -1427 |  | 1587 | -160 | 90 | []
GR_CO_00003 | N-1 OHL 400 kV Meliti - Amideo ck. 1&2 | [GR-MK] [OPP] TIE 400 kV Thessaloniki - Dubrovo | XTH_DU11_GTHESS11_1:line | -1379 |  | 1587 | -208 | 87 | []
GR_MK_CO_00001 | N-1 TIE 400 kV Meliti - Bitola | [GR-MK] [OPP] TIE 400 kV Thessaloniki - Dubrovo | XTH_DU11_GTHESS11_1:line | -1379 |  | 1587 | -208 | 87 | []
GR_BG_CO_00001 | N-1 TIE 400 kV Lagadas - Blagoevgrad | [GR-MK] [OPP] TIE 400 kV Meliti - Bitola | XFL_BI11_GMELIT11_1:line | -1366 |  | 1587 | -221 | 86 | []
GR_CO_00001 | N-1 OHL 400 kV Filippoi - Komotini ck. 1&2 | [GR-MK] [OPP] TIE 400 kV Meliti - Bitola | XFL_BI11_GMELIT11_1:line | -1339 |  | 1587 | -248 | 84 | []
GR_CO_00006 | N-1 OHL 400 kV Komotini - Nea Santa ck. 1&2 | [GR-MK] [OPP] TIE 400 kV Meliti - Bitola | XFL_BI11_GMELIT11_1:line | -1335 |  | 1587 | -252 | 84 | []
BG-CO_00001, BG_CO_00001 | N-1 OHL 400 kV Chervena Mogila - Blagoevgrad ck. 1&2, N-1 OHL 400 kV CHERVENA MOGILA - BLAGOEVGRAD CK. 1&2 | [GR-MK] [OPP] TIE 400 kV Meliti - Bitola | XFL_BI11_GMELIT11_1:line | -1309 |  | 1587 | -278 | 83 | []
RS_BG_CO_00001, RO_CO_00052 | N-1 TIE 400 kV Sofia Zapad - Nis, N-1 OHL 400 kV Sofia Zapad -Nis | [GR-MK] [OPP] TIE 400 kV Meliti - Bitola | XFL_BI11_GMELIT11_1:line | -1286 |  | 1587 | -301 | 81 | []
GR_AL_CO_00001 | N-1 TIE 400 kV Kardia - Zemblak / N-1 TIE 150 kV Mourtos - Bistrica | [GR-MK] [OPP] TIE 400 kV Meliti - Bitola | XFL_BI11_GMELIT11_1:line | -1264 |  | 1587 | -323 | 80 | []
GR_BG_CO_00002 | N-1 TIE 400 kV Nea Santa - Maritsa Iztok | [GR-MK] [OPP] TIE 400 kV Meliti - Bitola | XFL_BI11_GMELIT11_1:line | -1270 |  | 1600 | -330 | 79 | []
GR_TR_CO_00001 | N-1 TIE 400 kV Nea Santa - Babaeski | [GR-MK] [OPP] TIE 400 kV Meliti - Bitola | XFL_BI11_GMELIT11_1:line | -1244 |  | 1587 | -343 | 78 | []
RS_KS_CO_00002 | N-1 TIE 400 kV Kosovo B - Nis 2 | [GR-MK] [OPP] TIE 400 kV Meliti - Bitola | XFL_BI11_GMELIT11_1:line | -1240 |  | 1587 | -347 | 78 | []
BG-CO_00013 | N-1 OHL 400 kV Maritsa Iztok - Plovdiv | [GR-MK] [OPP] TIE 400 kV Meliti - Bitola | XFL_BI11_GMELIT11_1:line | -1239 |  | 1587 | -348 | 78 | []
GR_CO_00002 | N-1 OHL 400 kV Filippoi - Lagadas ck. 1&2 | [GR-MK] [OPP] TIE 400 kV Meliti - Bitola | XFL_BI11_GMELIT11_1:line | -1237 |  | 1587 | -350 | 78 | []
BG-CO_00018 | N-1 OHL 400 kV Burgas- Maritsa Iztok 2 | [GR-MK] [OPP] TIE 400 kV Meliti - Bitola | XFL_BI11_GMELIT11_1:line | -1222 |  | 1587 | -365 | 77 | []
BG-CO_00019 | N-1 OHL 400 kV Maritsa Iztok 2 - Maritsa Iztok 3 | [GR-MK] [OPP] TIE 400 kV Meliti - Bitola | XFL_BI11_GMELIT11_1:line | -1222 |  | 1587 | -365 | 77 | []
TR_BG_CO_00002 | N-1 TIE 400 kV Maritsa 3 - Hamitabat 2 | [GR-MK] [OPP] TIE 400 kV Meliti - Bitola | XFL_BI11_GMELIT11_1:line | -1221 |  | 1587 | -366 | 77 | []
GR_CO_00009 | N-1 OHL 400 kV Filippoi - Lagadas ck. 3 | [GR-MK] [OPP] TIE 400 kV Meliti - Bitola | XFL_BI11_GMELIT11_1:line | -1221 |  | 1587 | -366 | 77 | []
TR_BG_CO_00001 | N-1 TIE 400 kV Maritsa 3 - Hamitabat 1 | [GR-MK] [OPP] TIE 400 kV Meliti - Bitola | XFL_BI11_GMELIT11_1:line | -1219 |  | 1587 | -368 | 77 | []
BG-CO_00012 | N-1 OHL 400 kV Varna - Burgas | [GR-MK] [OPP] TIE 400 kV Meliti - Bitola | XFL_BI11_GMELIT11_1:line | -1218 |  | 1587 | -369 | 77 | []
BG-CO_00002, BG_CO_00002 | N-1 OHL 400 kV Sofia Zapad - Chervena Mogila ck. 1&2, N-1 OHL 400 kV SOFIA ZAPAD - CHERVENA MOGILA CK. 1&2 | [GR-MK] [OPP] TIE 400 kV Meliti - Bitola | XFL_BI11_GMELIT11_1:line | -1215 |  | 1587 | -372 | 77 | []
AL_CO_00001 | N-1 OHL 400 kV Elbasan 3 - Tirana 2 | [GR-MK] [OPP] TIE 400 kV Meliti - Bitola | XFL_BI11_GMELIT11_1:line | -1214 |  | 1587 | -373 | 77 | []
AL_CO_00002 | N-1 OHL 400 kV Elbasan 3 - Zemblak | [GR-MK] [OPP] TIE 400 kV Meliti - Bitola | XFL_BI11_GMELIT11_1:line | -1214 |  | 1587 | -373 | 77 | []
BG-CO_00020 | N-1 OHL 400 kV Maritsa Iztok - Maritsa Iztok 3 | [GR-MK] [OPP] TIE 400 kV Meliti - Bitola | XFL_BI11_GMELIT11_1:line | -1214 |  | 1587 | -373 | 76 | []
BG-CO_00017 | N-1 OHL 400 kV Kozloduy - Sofia Zapad ck. 1&2 | [GR-MK] [OPP] TIE 400 kV Meliti - Bitola | XFL_BI11_GMELIT11_1:line | -1214 |  | 1587 | -373 | 76 | []
BC | Base Case | [GR-MK] [OPP] TIE 400 kV Meliti - Bitola | XFL_BI11_GMELIT11_1:line | -1214 |  | 1587 | -373 | 76 | []
AL_ME_CO_00001 | N-1 TIE 400 kV Tirana 2 – Podgorica 2 | [GR-MK] [OPP] TIE 400 kV Meliti - Bitola | XFL_BI11_GMELIT11_1:line | -1213 |  | 1587 | -374 | 76 | []
BG-CO_00006, BG_CO_00004 | N-1 OHL 400 kV Plovdiv - Vetren, N-1 OHL 400 kV PLOVDIV - VETREN | [GR-MK] [OPP] TIE 400 kV Meliti - Bitola | XFL_BI11_GMELIT11_1:line | -1208 |  | 1587 | -379 | 76 | []
RS_CO_00004 | N-1 OHL 400 kV Nis 2 - Leskovac 2 | [GR-MK] [OPP] TIE 400 kV Meliti - Bitola | XFL_BI11_GMELIT11_1:line | -1201 |  | 1587 | -386 | 76 | []
MK_BG_CO_00001 | N-1 TIE 400 kV Chervena Mogila - Stip | [GR-MK] [OPP] TIE 400 kV Meliti - Bitola | XFL_BI11_GMELIT11_1:line | -1195 |  | 1587 | -392 | 75 | []
GR_CO_00005 | N-1 OHL 400 kV Thessaloniki - Lagadas ck. 1&2 | [GR-MK] [OPP] TIE 400 kV Meliti - Bitola | XFL_BI11_GMELIT11_1:line | -1194 |  | 1587 | -393 | 75 | []
RS_CO_00003 | N-1 OHL 400 kV Vranje 4 - Leskovac 2 | [GR-MK] [OPP] TIE 400 kV Meliti - Bitola | XFL_BI11_GMELIT11_1:line | -1194 |  | 1587 | -393 | 75 | []
BG-CO_00005, BG_CO_00003 | N-1 OHL 400 kV Vetren - Chervena Mogila, N-1 OHL 400 kV VETREN - CHERVENA MOGILA | [GR-MK] [OPP] TIE 400 kV Meliti - Bitola | XFL_BI11_GMELIT11_1:line | -1190 |  | 1587 | -397 | 75 | []
KS_ME_CO_00001 | N-1 TIE 400 kV Pec 3 - Ribarevina | [GR-MK] [OPP] TIE 400 kV Meliti - Bitola | XFL_BI11_GMELIT11_1:line | -1187 |  | 1587 | -400 | 75 | []
GR_CO_00008 | N-1 OHL 400 kV Kardia - Ptolemaida / N-1 OHL 400 kV Kardia - Vermio | [GR-MK] [OPP] TIE 400 kV Meliti - Bitola | XFL_BI11_GMELIT11_1:line | -1182 |  | 1587 | -405 | 74 | []
RS_MK_CO_00001 | N-1 TIE 400 kV Vranje 4 - Stip | [GR-MK] [OPP] TIE 400 kV Meliti - Bitola | XFL_BI11_GMELIT11_1:line | -1181 |  | 1587 | -406 | 74 | []
MK_CO_00002 | N-1 OHL 400 kV Dubrovo - Stip | [GR-MK] [OPP] TIE 400 kV Meliti - Bitola | XFL_BI11_GMELIT11_1:line | -1123 |  | 1587 | -464 | 71 | []
KS_CO_00001 | N-1 OHL 400 kV Kosovo B - Urosevac | [GR-MK] [OPP] TIE 400 kV Meliti - Bitola | XFL_BI11_GMELIT11_1:line | -1112 |  | 1587 | -475 | 70 | []

## 1230Preventive
Detailed results
Generated at: | 2026-08-04 20:14
Business day: | 05.08.2026
Timestamp: | 12:30
Border & direction: | North-Greece Exporting
Horizon: | DA
Remedial actions: | true
Evaluation type: | preventive
TTC [MW]: | 2445
Fallback applied | false
Loading threshold | 0.7
Applied RAs
CO ID | RA ID | Name of the RA | Usage | Type | Location | Status
Limiting CNECs
CO ID | Name of the CO | Name of the CNE | CNE UCTE branch | Calculated I (A) | I max (PRE) | I max (CUR) | Margin (A) | Loading (%) | Applicable curative RAs
GR_MK_CO_00002 | N-1 TIE 400 kV Thessaloniki - Dubrovo | [GR-MK] [OPP] TIE 400 kV Meliti - Bitola | XFL_BI11_GMELIT11_1:line | -1583 | 1587 | 1587 | -4 | 100 | []
GR_CO_00004 | N-1 OHL 400 kV Amideo - Lagadas ck. 1&2 | [GR-MK] [OPP] TIE 400 kV Meliti - Bitola | XFL_BI11_GMELIT11_1:line | -1479 | 1587 | 1587 | -108 | 93 | []
GR_CO_00007 | N-1 OHL 400 kV Thessaloniki - Agios Dimitrios ck. 1&2 | [GR-MK] [OPP] TIE 400 kV Meliti - Bitola | XFL_BI11_GMELIT11_1:line | -1445 | 1587 | 1587 | -142 | 91 | []
GR_IT_CO_00001 | N-1 TIE 400 kV Arachthos - Galatina | [GR-MK] [OPP] TIE 400 kV Meliti - Bitola | XFL_BI11_GMELIT11_1:line | -1436 | 1587 | 1587 | -151 | 90 | []
GR_BG_CO_00001 | N-1 TIE 400 kV Lagadas - Blagoevgrad | [GR-MK] [OPP] TIE 400 kV Meliti - Bitola | XFL_BI11_GMELIT11_1:line | -1382 | 1587 | 1587 | -205 | 87 | []
GR_CO_00003 | N-1 OHL 400 kV Meliti - Amideo ck. 1&2 | [GR-MK] [OPP] TIE 400 kV Thessaloniki - Dubrovo | XTH_DU11_GTHESS11_1:line | -1375 | 1587 | 1587 | -212 | 87 | []
GR_MK_CO_00001 | N-1 TIE 400 kV Meliti - Bitola | [GR-MK] [OPP] TIE 400 kV Thessaloniki - Dubrovo | XTH_DU11_GTHESS11_1:line | -1375 | 1587 | 1587 | -212 | 87 | []
GR_CO_00001 | N-1 OHL 400 kV Filippoi - Komotini ck. 1&2 | [GR-MK] [OPP] TIE 400 kV Meliti - Bitola | XFL_BI11_GMELIT11_1:line | -1348 | 1587 | 1587 | -239 | 85 | []
GR_CO_00006 | N-1 OHL 400 kV Komotini - Nea Santa ck. 1&2 | [GR-MK] [OPP] TIE 400 kV Meliti - Bitola | XFL_BI11_GMELIT11_1:line | -1344 | 1587 | 1587 | -243 | 85 | []
BG-CO_00001, BG_CO_00001 | N-1 OHL 400 kV Chervena Mogila - Blagoevgrad ck. 1&2, N-1 OHL 400 kV CHERVENA MOGILA - BLAGOEVGRAD CK. 1&2 | [GR-MK] [OPP] TIE 400 kV Meliti - Bitola | XFL_BI11_GMELIT11_1:line | -1314 | 1587 | 1587 | -273 | 83 | []
RS_BG_CO_00001, RO_CO_00052 | N-1 TIE 400 kV Sofia Zapad - Nis, N-1 OHL 400 kV Sofia Zapad -Nis | [GR-MK] [OPP] TIE 400 kV Meliti - Bitola | XFL_BI11_GMELIT11_1:line | -1274 | 1587 | 1587 | -313 | 80 | []
GR_AL_CO_00001 | N-1 TIE 400 kV Kardia - Zemblak / N-1 TIE 150 kV Mourtos - Bistrica | [GR-MK] [OPP] TIE 400 kV Meliti - Bitola | XFL_BI11_GMELIT11_1:line | -1269 | 1587 | 1587 | -318 | 80 | []
GR_BG_CO_00002 | N-1 TIE 400 kV Nea Santa - Maritsa Iztok | [GR-MK] [OPP] TIE 400 kV Meliti - Bitola | XFL_BI11_GMELIT11_1:line | -1277 | 1600 | 1600 | -323 | 80 | []
BG-CO_00013 | N-1 OHL 400 kV Maritsa Iztok - Plovdiv | [GR-MK] [OPP] TIE 400 kV Meliti - Bitola | XFL_BI11_GMELIT11_1:line | -1252 | 1587 | 1587 | -335 | 79 | []
GR_TR_CO_00001 | N-1 TIE 400 kV Nea Santa - Babaeski | [GR-MK] [OPP] TIE 400 kV Meliti - Bitola | XFL_BI11_GMELIT11_1:line | -1247 | 1587 | 1587 | -340 | 79 | []
GR_CO_00002 | N-1 OHL 400 kV Filippoi - Lagadas ck. 1&2 | [GR-MK] [OPP] TIE 400 kV Meliti - Bitola | XFL_BI11_GMELIT11_1:line | -1242 | 1587 | 1587 | -345 | 78 | []
RS_KS_CO_00002 | N-1 TIE 400 kV Kosovo B - Nis 2 | [GR-MK] [OPP] TIE 400 kV Meliti - Bitola | XFL_BI11_GMELIT11_1:line | -1240 | 1587 | 1587 | -347 | 78 | []
TR_BG_CO_00002 | N-1 TIE 400 kV Maritsa 3 - Hamitabat 2 | [GR-MK] [OPP] TIE 400 kV Meliti - Bitola | XFL_BI11_GMELIT11_1:line | -1227 | 1587 | 1587 | -360 | 77 | []
GR_CO_00009 | N-1 OHL 400 kV Filippoi - Lagadas ck. 3 | [GR-MK] [OPP] TIE 400 kV Meliti - Bitola | XFL_BI11_GMELIT11_1:line | -1225 | 1587 | 1587 | -362 | 77 | []
BG-CO_00018 | N-1 OHL 400 kV Burgas- Maritsa Iztok 2 | [GR-MK] [OPP] TIE 400 kV Meliti - Bitola | XFL_BI11_GMELIT11_1:line | -1224 | 1587 | 1587 | -363 | 77 | []
BG-CO_00019 | N-1 OHL 400 kV Maritsa Iztok 2 - Maritsa Iztok 3 | [GR-MK] [OPP] TIE 400 kV Meliti - Bitola | XFL_BI11_GMELIT11_1:line | -1224 | 1587 | 1587 | -363 | 77 | []
TR_BG_CO_00001 | N-1 TIE 400 kV Maritsa 3 - Hamitabat 1 | [GR-MK] [OPP] TIE 400 kV Meliti - Bitola | XFL_BI11_GMELIT11_1:line | -1224 | 1587 | 1587 | -363 | 77 | []
TR_CO_00001 | N-1 OHL 400 kV Habitabat NGCC - Babaeski | [GR-MK] [OPP] TIE 400 kV Meliti - Bitola | XFL_BI11_GMELIT11_1:line | -1222 | 1587 | 1587 | -365 | 77 | []
BG-CO_00020 | N-1 OHL 400 kV Maritsa Iztok - Maritsa Iztok 3 | [GR-MK] [OPP] TIE 400 kV Meliti - Bitola | XFL_BI11_GMELIT11_1:line | -1218 | 1587 | 1587 | -369 | 77 | []
BG-CO_00017 | N-1 OHL 400 kV Kozloduy - Sofia Zapad ck. 1&2 | [GR-MK] [OPP] TIE 400 kV Meliti - Bitola | XFL_BI11_GMELIT11_1:line | -1217 | 1587 | 1587 | -370 | 77 | []
AL_CO_00002 | N-1 OHL 400 kV Elbasan 3 - Zemblak | [GR-MK] [OPP] TIE 400 kV Meliti - Bitola | XFL_BI11_GMELIT11_1:line | -1217 | 1587 | 1587 | -370 | 77 | []
BC | Base Case | [GR-MK] [OPP] TIE 400 kV Meliti - Bitola | XFL_BI11_GMELIT11_1:line | -1217 | 1587 | 1587 | -370 | 77 | []
AL_CO_00001 | N-1 OHL 400 kV Elbasan 3 - Tirana 2 | [GR-MK] [OPP] TIE 400 kV Meliti - Bitola | XFL_BI11_GMELIT11_1:line | -1217 | 1587 | 1587 | -370 | 77 | []
BG-CO_00002, BG_CO_00002 | N-1 OHL 400 kV Sofia Zapad - Chervena Mogila ck. 1&2, N-1 OHL 400 kV SOFIA ZAPAD - CHERVENA MOGILA CK. 1&2 | [GR-MK] [OPP] TIE 400 kV Meliti - Bitola | XFL_BI11_GMELIT11_1:line | -1217 | 1587 | 1587 | -370 | 77 | []
AL_ME_CO_00001 | N-1 TIE 400 kV Tirana 2 – Podgorica 2 | [GR-MK] [OPP] TIE 400 kV Meliti - Bitola | XFL_BI11_GMELIT11_1:line | -1216 | 1587 | 1587 | -371 | 77 | []
BG-CO_00012 | N-1 OHL 400 kV Varna - Burgas | [GR-MK] [OPP] TIE 400 kV Meliti - Bitola | XFL_BI11_GMELIT11_1:line | -1214 | 1587 | 1587 | -373 | 76 | []
BG-CO_00006, BG_CO_00004 | N-1 OHL 400 kV Plovdiv - Vetren, N-1 OHL 400 kV PLOVDIV - VETREN | [GR-MK] [OPP] TIE 400 kV Meliti - Bitola | XFL_BI11_GMELIT11_1:line | -1209 | 1587 | 1587 | -378 | 76 | []
RS_CO_00004 | N-1 OHL 400 kV Nis 2 - Leskovac 2 | [GR-MK] [OPP] TIE 400 kV Meliti - Bitola | XFL_BI11_GMELIT11_1:line | -1207 | 1587 | 1587 | -380 | 76 | []
RS_CO_00003 | N-1 OHL 400 kV Vranje 4 - Leskovac 2 | [GR-MK] [OPP] TIE 400 kV Meliti - Bitola | XFL_BI11_GMELIT11_1:line | -1199 | 1587 | 1587 | -388 | 76 | []
GR_CO_00005 | N-1 OHL 400 kV Thessaloniki - Lagadas ck. 1&2 | [GR-MK] [OPP] TIE 400 kV Meliti - Bitola | XFL_BI11_GMELIT11_1:line | -1194 | 1587 | 1587 | -393 | 75 | []
KS_ME_CO_00001 | N-1 TIE 400 kV Pec 3 - Ribarevina | [GR-MK] [OPP] TIE 400 kV Meliti - Bitola | XFL_BI11_GMELIT11_1:line | -1194 | 1587 | 1587 | -393 | 75 | []
BG-CO_00005, BG_CO_00003 | N-1 OHL 400 kV Vetren - Chervena Mogila, N-1 OHL 400 kV VETREN - CHERVENA MOGILA | [GR-MK] [OPP] TIE 400 kV Meliti - Bitola | XFL_BI11_GMELIT11_1:line | -1191 | 1587 | 1587 | -396 | 75 | []
MK_BG_CO_00001 | N-1 TIE 400 kV Chervena Mogila - Stip | [GR-MK] [OPP] TIE 400 kV Meliti - Bitola | XFL_BI11_GMELIT11_1:line | -1188 | 1587 | 1587 | -399 | 75 | []
RS_MK_CO_00001 | N-1 TIE 400 kV Vranje 4 - Stip | [GR-MK] [OPP] TIE 400 kV Meliti - Bitola | XFL_BI11_GMELIT11_1:line | -1188 | 1587 | 1587 | -399 | 75 | []
GR_CO_00008 | N-1 OHL 400 kV Kardia - Ptolemaida / N-1 OHL 400 kV Kardia - Vermio | [GR-MK] [OPP] TIE 400 kV Meliti - Bitola | XFL_BI11_GMELIT11_1:line | -1161 | 1587 | 1587 | -426 | 73 | []
KS_CO_00001 | N-1 OHL 400 kV Kosovo B - Urosevac | [GR-MK] [OPP] TIE 400 kV Meliti - Bitola | XFL_BI11_GMELIT11_1:line | -1125 | 1587 | 1587 | -462 | 71 | []
MK_CO_00002 | N-1 OHL 400 kV Dubrovo - Stip | [GR-MK] [OPP] TIE 400 kV Meliti - Bitola | XFL_BI11_GMELIT11_1:line | -1122 | 1587 | 1587 | -465 | 71 | []

## 1230Curative
Detailed results
Generated at: | 2026-08-04 20:14
Business day: | 05.08.2026
Timestamp: | 12:30
Border & direction: | North-Greece Exporting
Horizon: | DA
Remedial actions: | true
Evaluation type: | curative
TTC [MW]: | 2445
Fallback applied | false
Loading threshold | 0.7
Applied RAs
CO ID | RA ID | Name of the RA | Usage | Type | Location | Status
Limiting CNECs
CO ID | Name of the CO | Name of the CNE | CNE UCTE branch | Calculated I (A) | I max (PRE) | I max (CUR) | Margin (A) | Loading (%) | Applicable curative RAs
GR_MK_CO_00002 | N-1 TIE 400 kV Thessaloniki - Dubrovo | [GR-MK] [OPP] TIE 400 kV Meliti - Bitola | XFL_BI11_GMELIT11_1:line | -1583 |  | 1587 | -4 | 100 | []
GR_CO_00004 | N-1 OHL 400 kV Amideo - Lagadas ck. 1&2 | [GR-MK] [OPP] TIE 400 kV Meliti - Bitola | XFL_BI11_GMELIT11_1:line | -1479 |  | 1587 | -108 | 93 | []
GR_CO_00007 | N-1 OHL 400 kV Thessaloniki - Agios Dimitrios ck. 1&2 | [GR-MK] [OPP] TIE 400 kV Meliti - Bitola | XFL_BI11_GMELIT11_1:line | -1445 |  | 1587 | -142 | 91 | []
GR_IT_CO_00001 | N-1 TIE 400 kV Arachthos - Galatina | [GR-MK] [OPP] TIE 400 kV Meliti - Bitola | XFL_BI11_GMELIT11_1:line | -1436 |  | 1587 | -151 | 90 | []
GR_BG_CO_00001 | N-1 TIE 400 kV Lagadas - Blagoevgrad | [GR-MK] [OPP] TIE 400 kV Meliti - Bitola | XFL_BI11_GMELIT11_1:line | -1382 |  | 1587 | -205 | 87 | []
GR_CO_00003 | N-1 OHL 400 kV Meliti - Amideo ck. 1&2 | [GR-MK] [OPP] TIE 400 kV Thessaloniki - Dubrovo | XTH_DU11_GTHESS11_1:line | -1375 |  | 1587 | -212 | 87 | []
GR_MK_CO_00001 | N-1 TIE 400 kV Meliti - Bitola | [GR-MK] [OPP] TIE 400 kV Thessaloniki - Dubrovo | XTH_DU11_GTHESS11_1:line | -1375 |  | 1587 | -212 | 87 | []
GR_CO_00001 | N-1 OHL 400 kV Filippoi - Komotini ck. 1&2 | [GR-MK] [OPP] TIE 400 kV Meliti - Bitola | XFL_BI11_GMELIT11_1:line | -1348 |  | 1587 | -239 | 85 | []
GR_CO_00006 | N-1 OHL 400 kV Komotini - Nea Santa ck. 1&2 | [GR-MK] [OPP] TIE 400 kV Meliti - Bitola | XFL_BI11_GMELIT11_1:line | -1344 |  | 1587 | -243 | 85 | []
BG-CO_00001, BG_CO_00001 | N-1 OHL 400 kV Chervena Mogila - Blagoevgrad ck. 1&2, N-1 OHL 400 kV CHERVENA MOGILA - BLAGOEVGRAD CK. 1&2 | [GR-MK] [OPP] TIE 400 kV Meliti - Bitola | XFL_BI11_GMELIT11_1:line | -1314 |  | 1587 | -273 | 83 | []
RS_BG_CO_00001, RO_CO_00052 | N-1 TIE 400 kV Sofia Zapad - Nis, N-1 OHL 400 kV Sofia Zapad -Nis | [GR-MK] [OPP] TIE 400 kV Meliti - Bitola | XFL_BI11_GMELIT11_1:line | -1274 |  | 1587 | -313 | 80 | []
GR_AL_CO_00001 | N-1 TIE 400 kV Kardia - Zemblak / N-1 TIE 150 kV Mourtos - Bistrica | [GR-MK] [OPP] TIE 400 kV Meliti - Bitola | XFL_BI11_GMELIT11_1:line | -1269 |  | 1587 | -318 | 80 | []
GR_BG_CO_00002 | N-1 TIE 400 kV Nea Santa - Maritsa Iztok | [GR-MK] [OPP] TIE 400 kV Meliti - Bitola | XFL_BI11_GMELIT11_1:line | -1277 |  | 1600 | -323 | 80 | []
BG-CO_00013 | N-1 OHL 400 kV Maritsa Iztok - Plovdiv | [GR-MK] [OPP] TIE 400 kV Meliti - Bitola | XFL_BI11_GMELIT11_1:line | -1252 |  | 1587 | -335 | 79 | []
GR_TR_CO_00001 | N-1 TIE 400 kV Nea Santa - Babaeski | [GR-MK] [OPP] TIE 400 kV Meliti - Bitola | XFL_BI11_GMELIT11_1:line | -1247 |  | 1587 | -340 | 79 | []
GR_CO_00002 | N-1 OHL 400 kV Filippoi - Lagadas ck. 1&2 | [GR-MK] [OPP] TIE 400 kV Meliti - Bitola | XFL_BI11_GMELIT11_1:line | -1242 |  | 1587 | -345 | 78 | []
RS_KS_CO_00002 | N-1 TIE 400 kV Kosovo B - Nis 2 | [GR-MK] [OPP] TIE 400 kV Meliti - Bitola | XFL_BI11_GMELIT11_1:line | -1240 |  | 1587 | -347 | 78 | []
TR_BG_CO_00002 | N-1 TIE 400 kV Maritsa 3 - Hamitabat 2 | [GR-MK] [OPP] TIE 400 kV Meliti - Bitola | XFL_BI11_GMELIT11_1:line | -1227 |  | 1587 | -360 | 77 | []
GR_CO_00009 | N-1 OHL 400 kV Filippoi - Lagadas ck. 3 | [GR-MK] [OPP] TIE 400 kV Meliti - Bitola | XFL_BI11_GMELIT11_1:line | -1225 |  | 1587 | -362 | 77 | []
BG-CO_00018 | N-1 OHL 400 kV Burgas- Maritsa Iztok 2 | [GR-MK] [OPP] TIE 400 kV Meliti - Bitola | XFL_BI11_GMELIT11_1:line | -1224 |  | 1587 | -363 | 77 | []
BG-CO_00019 | N-1 OHL 400 kV Maritsa Iztok 2 - Maritsa Iztok 3 | [GR-MK] [OPP] TIE 400 kV Meliti - Bitola | XFL_BI11_GMELIT11_1:line | -1224 |  | 1587 | -363 | 77 | []
TR_BG_CO_00001 | N-1 TIE 400 kV Maritsa 3 - Hamitabat 1 | [GR-MK] [OPP] TIE 400 kV Meliti - Bitola | XFL_BI11_GMELIT11_1:line | -1224 |  | 1587 | -363 | 77 | []
TR_CO_00001 | N-1 OHL 400 kV Habitabat NGCC - Babaeski | [GR-MK] [OPP] TIE 400 kV Meliti - Bitola | XFL_BI11_GMELIT11_1:line | -1222 |  | 1587 | -365 | 77 | []
BG-CO_00020 | N-1 OHL 400 kV Maritsa Iztok - Maritsa Iztok 3 | [GR-MK] [OPP] TIE 400 kV Meliti - Bitola | XFL_BI11_GMELIT11_1:line | -1218 |  | 1587 | -369 | 77 | []
BG-CO_00017 | N-1 OHL 400 kV Kozloduy - Sofia Zapad ck. 1&2 | [GR-MK] [OPP] TIE 400 kV Meliti - Bitola | XFL_BI11_GMELIT11_1:line | -1217 |  | 1587 | -370 | 77 | []
AL_CO_00002 | N-1 OHL 400 kV Elbasan 3 - Zemblak | [GR-MK] [OPP] TIE 400 kV Meliti - Bitola | XFL_BI11_GMELIT11_1:line | -1217 |  | 1587 | -370 | 77 | []
BC | Base Case | [GR-MK] [OPP] TIE 400 kV Meliti - Bitola | XFL_BI11_GMELIT11_1:line | -1217 |  | 1587 | -370 | 77 | []
AL_CO_00001 | N-1 OHL 400 kV Elbasan 3 - Tirana 2 | [GR-MK] [OPP] TIE 400 kV Meliti - Bitola | XFL_BI11_GMELIT11_1:line | -1217 |  | 1587 | -370 | 77 | []
BG-CO_00002, BG_CO_00002 | N-1 OHL 400 kV Sofia Zapad - Chervena Mogila ck. 1&2, N-1 OHL 400 kV SOFIA ZAPAD - CHERVENA MOGILA CK. 1&2 | [GR-MK] [OPP] TIE 400 kV Meliti - Bitola | XFL_BI11_GMELIT11_1:line | -1217 |  | 1587 | -370 | 77 | []
AL_ME_CO_00001 | N-1 TIE 400 kV Tirana 2 – Podgorica 2 | [GR-MK] [OPP] TIE 400 kV Meliti - Bitola | XFL_BI11_GMELIT11_1:line | -1216 |  | 1587 | -371 | 77 | []
BG-CO_00012 | N-1 OHL 400 kV Varna - Burgas | [GR-MK] [OPP] TIE 400 kV Meliti - Bitola | XFL_BI11_GMELIT11_1:line | -1214 |  | 1587 | -373 | 76 | []
BG-CO_00006, BG_CO_00004 | N-1 OHL 400 kV Plovdiv - Vetren, N-1 OHL 400 kV PLOVDIV - VETREN | [GR-MK] [OPP] TIE 400 kV Meliti - Bitola | XFL_BI11_GMELIT11_1:line | -1209 |  | 1587 | -378 | 76 | []
RS_CO_00004 | N-1 OHL 400 kV Nis 2 - Leskovac 2 | [GR-MK] [OPP] TIE 400 kV Meliti - Bitola | XFL_BI11_GMELIT11_1:line | -1207 |  | 1587 | -380 | 76 | []
RS_CO_00003 | N-1 OHL 400 kV Vranje 4 - Leskovac 2 | [GR-MK] [OPP] TIE 400 kV Meliti - Bitola | XFL_BI11_GMELIT11_1:line | -1199 |  | 1587 | -388 | 76 | []
GR_CO_00005 | N-1 OHL 400 kV Thessaloniki - Lagadas ck. 1&2 | [GR-MK] [OPP] TIE 400 kV Meliti - Bitola | XFL_BI11_GMELIT11_1:line | -1194 |  | 1587 | -393 | 75 | []
KS_ME_CO_00001 | N-1 TIE 400 kV Pec 3 - Ribarevina | [GR-MK] [OPP] TIE 400 kV Meliti - Bitola | XFL_BI11_GMELIT11_1:line | -1194 |  | 1587 | -393 | 75 | []
BG-CO_00005, BG_CO_00003 | N-1 OHL 400 kV Vetren - Chervena Mogila, N-1 OHL 400 kV VETREN - CHERVENA MOGILA | [GR-MK] [OPP] TIE 400 kV Meliti - Bitola | XFL_BI11_GMELIT11_1:line | -1191 |  | 1587 | -396 | 75 | []
MK_BG_CO_00001 | N-1 TIE 400 kV Chervena Mogila - Stip | [GR-MK] [OPP] TIE 400 kV Meliti - Bitola | XFL_BI11_GMELIT11_1:line | -1188 |  | 1587 | -399 | 75 | []
RS_MK_CO_00001 | N-1 TIE 400 kV Vranje 4 - Stip | [GR-MK] [OPP] TIE 400 kV Meliti - Bitola | XFL_BI11_GMELIT11_1:line | -1188 |  | 1587 | -399 | 75 | []
GR_CO_00008 | N-1 OHL 400 kV Kardia - Ptolemaida / N-1 OHL 400 kV Kardia - Vermio | [GR-MK] [OPP] TIE 400 kV Meliti - Bitola | XFL_BI11_GMELIT11_1:line | -1161 |  | 1587 | -426 | 73 | []
KS_CO_00001 | N-1 OHL 400 kV Kosovo B - Urosevac | [GR-MK] [OPP] TIE 400 kV Meliti - Bitola | XFL_BI11_GMELIT11_1:line | -1125 |  | 1587 | -462 | 71 | []
MK_CO_00002 | N-1 OHL 400 kV Dubrovo - Stip | [GR-MK] [OPP] TIE 400 kV Meliti - Bitola | XFL_BI11_GMELIT11_1:line | -1122 |  | 1587 | -465 | 71 | []

## 1330Preventive
Detailed results
Generated at: | 2026-08-04 20:14
Business day: | 05.08.2026
Timestamp: | 13:30
Border & direction: | North-Greece Exporting
Horizon: | DA
Remedial actions: | true
Evaluation type: | preventive
TTC [MW]: | 2302
Fallback applied | false
Loading threshold | 0.7
Applied RAs
CO ID | RA ID | Name of the RA | Usage | Type | Location | Status
Limiting CNECs
CO ID | Name of the CO | Name of the CNE | CNE UCTE branch | Calculated I (A) | I max (PRE) | I max (CUR) | Margin (A) | Loading (%) | Applicable curative RAs
GR_MK_CO_00002 | N-1 TIE 400 kV Thessaloniki - Dubrovo | [GR-MK] [OPP] TIE 400 kV Meliti - Bitola | XFL_BI11_GMELIT11_1:line | -1577 | 1587 | 1587 | -10 | 99 | []
GR_CO_00004 | N-1 OHL 400 kV Amideo - Lagadas ck. 1&2 | [GR-MK] [OPP] TIE 400 kV Meliti - Bitola | XFL_BI11_GMELIT11_1:line | -1458 | 1587 | 1587 | -129 | 92 | []
GR_IT_CO_00001 | N-1 TIE 400 kV Arachthos - Galatina | [GR-MK] [OPP] TIE 400 kV Meliti - Bitola | XFL_BI11_GMELIT11_1:line | -1430 | 1587 | 1587 | -157 | 90 | []
GR_CO_00007 | N-1 OHL 400 kV Thessaloniki - Agios Dimitrios ck. 1&2 | [GR-MK] [OPP] TIE 400 kV Meliti - Bitola | XFL_BI11_GMELIT11_1:line | -1425 | 1587 | 1587 | -162 | 90 | []
GR_CO_00003 | N-1 OHL 400 kV Meliti - Amideo ck. 1&2 | [GR-MK] [OPP] TIE 400 kV Thessaloniki - Dubrovo | XTH_DU11_GTHESS11_1:line | -1370 | 1587 | 1587 | -217 | 86 | []
GR_MK_CO_00001 | N-1 TIE 400 kV Meliti - Bitola | [GR-MK] [OPP] TIE 400 kV Thessaloniki - Dubrovo | XTH_DU11_GTHESS11_1:line | -1369 | 1587 | 1587 | -218 | 86 | []
GR_BG_CO_00001 | N-1 TIE 400 kV Lagadas - Blagoevgrad | [GR-MK] [OPP] TIE 400 kV Meliti - Bitola | XFL_BI11_GMELIT11_1:line | -1357 | 1587 | 1587 | -230 | 85 | []
GR_CO_00001 | N-1 OHL 400 kV Filippoi - Komotini ck. 1&2 | [GR-MK] [OPP] TIE 400 kV Meliti - Bitola | XFL_BI11_GMELIT11_1:line | -1325 | 1587 | 1587 | -262 | 83 | []
GR_CO_00006 | N-1 OHL 400 kV Komotini - Nea Santa ck. 1&2 | [GR-MK] [OPP] TIE 400 kV Meliti - Bitola | XFL_BI11_GMELIT11_1:line | -1320 | 1587 | 1587 | -267 | 83 | []
BG-CO_00001, BG_CO_00001 | N-1 OHL 400 kV Chervena Mogila - Blagoevgrad ck. 1&2, N-1 OHL 400 kV CHERVENA MOGILA - BLAGOEVGRAD CK. 1&2 | [GR-MK] [OPP] TIE 400 kV Meliti - Bitola | XFL_BI11_GMELIT11_1:line | -1296 | 1587 | 1587 | -291 | 82 | []
RS_BG_CO_00001, RO_CO_00052 | N-1 TIE 400 kV Sofia Zapad - Nis, N-1 OHL 400 kV Sofia Zapad -Nis | [GR-MK] [OPP] TIE 400 kV Meliti - Bitola | XFL_BI11_GMELIT11_1:line | -1280 | 1587 | 1587 | -307 | 81 | []
GR_AL_CO_00001 | N-1 TIE 400 kV Kardia - Zemblak / N-1 TIE 150 kV Mourtos - Bistrica | [GR-MK] [OPP] TIE 400 kV Meliti - Bitola | XFL_BI11_GMELIT11_1:line | -1263 | 1587 | 1587 | -324 | 80 | []
GR_BG_CO_00002 | N-1 TIE 400 kV Nea Santa - Maritsa Iztok | [GR-MK] [OPP] TIE 400 kV Meliti - Bitola | XFL_BI11_GMELIT11_1:line | -1264 | 1600 | 1600 | -336 | 79 | []
BG-CO_00013 | N-1 OHL 400 kV Maritsa Iztok - Plovdiv | [GR-MK] [OPP] TIE 400 kV Meliti - Bitola | XFL_BI11_GMELIT11_1:line | -1242 | 1587 | 1587 | -345 | 78 | []
RS_KS_CO_00002 | N-1 TIE 400 kV Kosovo B - Nis 2 | [GR-MK] [OPP] TIE 400 kV Meliti - Bitola | XFL_BI11_GMELIT11_1:line | -1238 | 1587 | 1587 | -349 | 78 | []
GR_TR_CO_00001 | N-1 TIE 400 kV Nea Santa - Babaeski | [GR-MK] [OPP] TIE 400 kV Meliti - Bitola | XFL_BI11_GMELIT11_1:line | -1237 | 1587 | 1587 | -350 | 78 | []
GR_CO_00002 | N-1 OHL 400 kV Filippoi - Lagadas ck. 1&2 | [GR-MK] [OPP] TIE 400 kV Meliti - Bitola | XFL_BI11_GMELIT11_1:line | -1234 | 1587 | 1587 | -353 | 78 | []
TR_BG_CO_00002 | N-1 TIE 400 kV Maritsa 3 - Hamitabat 2 | [GR-MK] [OPP] TIE 400 kV Meliti - Bitola | XFL_BI11_GMELIT11_1:line | -1220 | 1587 | 1587 | -367 | 77 | []
GR_CO_00009 | N-1 OHL 400 kV Filippoi - Lagadas ck. 3 | [GR-MK] [OPP] TIE 400 kV Meliti - Bitola | XFL_BI11_GMELIT11_1:line | -1219 | 1587 | 1587 | -368 | 77 | []
BG-CO_00018 | N-1 OHL 400 kV Burgas- Maritsa Iztok 2 | [GR-MK] [OPP] TIE 400 kV Meliti - Bitola | XFL_BI11_GMELIT11_1:line | -1219 | 1587 | 1587 | -368 | 77 | []
BG-CO_00019 | N-1 OHL 400 kV Maritsa Iztok 2 - Maritsa Iztok 3 | [GR-MK] [OPP] TIE 400 kV Meliti - Bitola | XFL_BI11_GMELIT11_1:line | -1219 | 1587 | 1587 | -368 | 77 | []
TR_BG_CO_00001 | N-1 TIE 400 kV Maritsa 3 - Hamitabat 1 | [GR-MK] [OPP] TIE 400 kV Meliti - Bitola | XFL_BI11_GMELIT11_1:line | -1218 | 1587 | 1587 | -369 | 77 | []
TR_CO_00001 | N-1 OHL 400 kV Habitabat NGCC - Babaeski | [GR-MK] [OPP] TIE 400 kV Meliti - Bitola | XFL_BI11_GMELIT11_1:line | -1216 | 1587 | 1587 | -371 | 77 | []
BG-CO_00020 | N-1 OHL 400 kV Maritsa Iztok - Maritsa Iztok 3 | [GR-MK] [OPP] TIE 400 kV Meliti - Bitola | XFL_BI11_GMELIT11_1:line | -1213 | 1587 | 1587 | -374 | 76 | []
BG-CO_00017 | N-1 OHL 400 kV Kozloduy - Sofia Zapad ck. 1&2 | [GR-MK] [OPP] TIE 400 kV Meliti - Bitola | XFL_BI11_GMELIT11_1:line | -1212 | 1587 | 1587 | -375 | 76 | []
BC | Base Case | [GR-MK] [OPP] TIE 400 kV Meliti - Bitola | XFL_BI11_GMELIT11_1:line | -1212 | 1587 | 1587 | -375 | 76 | []
AL_CO_00001 | N-1 OHL 400 kV Elbasan 3 - Tirana 2 | [GR-MK] [OPP] TIE 400 kV Meliti - Bitola | XFL_BI11_GMELIT11_1:line | -1212 | 1587 | 1587 | -375 | 76 | []
AL_CO_00002 | N-1 OHL 400 kV Elbasan 3 - Zemblak | [GR-MK] [OPP] TIE 400 kV Meliti - Bitola | XFL_BI11_GMELIT11_1:line | -1212 | 1587 | 1587 | -375 | 76 | []
AL_ME_CO_00001 | N-1 TIE 400 kV Tirana 2 – Podgorica 2 | [GR-MK] [OPP] TIE 400 kV Meliti - Bitola | XFL_BI11_GMELIT11_1:line | -1211 | 1587 | 1587 | -376 | 76 | []
BG-CO_00012 | N-1 OHL 400 kV Varna - Burgas | [GR-MK] [OPP] TIE 400 kV Meliti - Bitola | XFL_BI11_GMELIT11_1:line | -1211 | 1587 | 1587 | -376 | 76 | []
BG-CO_00002, BG_CO_00002 | N-1 OHL 400 kV Sofia Zapad - Chervena Mogila ck. 1&2, N-1 OHL 400 kV SOFIA ZAPAD - CHERVENA MOGILA CK. 1&2 | [GR-MK] [OPP] TIE 400 kV Meliti - Bitola | XFL_BI11_GMELIT11_1:line | -1210 | 1587 | 1587 | -377 | 76 | []
BG-CO_00006, BG_CO_00004 | N-1 OHL 400 kV Plovdiv - Vetren, N-1 OHL 400 kV PLOVDIV - VETREN | [GR-MK] [OPP] TIE 400 kV Meliti - Bitola | XFL_BI11_GMELIT11_1:line | -1204 | 1587 | 1587 | -383 | 76 | []
RS_CO_00004 | N-1 OHL 400 kV Nis 2 - Leskovac 2 | [GR-MK] [OPP] TIE 400 kV Meliti - Bitola | XFL_BI11_GMELIT11_1:line | -1201 | 1587 | 1587 | -386 | 76 | []
MK_BG_CO_00001 | N-1 TIE 400 kV Chervena Mogila - Stip | [GR-MK] [OPP] TIE 400 kV Meliti - Bitola | XFL_BI11_GMELIT11_1:line | -1198 | 1587 | 1587 | -389 | 75 | []
GR_CO_00005 | N-1 OHL 400 kV Thessaloniki - Lagadas ck. 1&2 | [GR-MK] [OPP] TIE 400 kV Meliti - Bitola | XFL_BI11_GMELIT11_1:line | -1195 | 1587 | 1587 | -392 | 75 | []
RS_CO_00003 | N-1 OHL 400 kV Vranje 4 - Leskovac 2 | [GR-MK] [OPP] TIE 400 kV Meliti - Bitola | XFL_BI11_GMELIT11_1:line | -1194 | 1587 | 1587 | -393 | 75 | []
BG-CO_00005, BG_CO_00003 | N-1 OHL 400 kV Vetren - Chervena Mogila, N-1 OHL 400 kV VETREN - CHERVENA MOGILA | [GR-MK] [OPP] TIE 400 kV Meliti - Bitola | XFL_BI11_GMELIT11_1:line | -1191 | 1587 | 1587 | -396 | 75 | []
KS_ME_CO_00001 | N-1 TIE 400 kV Pec 3 - Ribarevina | [GR-MK] [OPP] TIE 400 kV Meliti - Bitola | XFL_BI11_GMELIT11_1:line | -1188 | 1587 | 1587 | -399 | 75 | []
RS_MK_CO_00001 | N-1 TIE 400 kV Vranje 4 - Stip | [GR-MK] [OPP] TIE 400 kV Meliti - Bitola | XFL_BI11_GMELIT11_1:line | -1182 | 1587 | 1587 | -405 | 74 | []
GR_CO_00008 | N-1 OHL 400 kV Kardia - Ptolemaida / N-1 OHL 400 kV Kardia - Vermio | [GR-MK] [OPP] TIE 400 kV Meliti - Bitola | XFL_BI11_GMELIT11_1:line | -1166 | 1587 | 1587 | -421 | 74 | []
MK_CO_00002 | N-1 OHL 400 kV Dubrovo - Stip | [GR-MK] [OPP] TIE 400 kV Meliti - Bitola | XFL_BI11_GMELIT11_1:line | -1127 | 1587 | 1587 | -460 | 71 | []
KS_CO_00001 | N-1 OHL 400 kV Kosovo B - Urosevac | [GR-MK] [OPP] TIE 400 kV Meliti - Bitola | XFL_BI11_GMELIT11_1:line | -1121 | 1587 | 1587 | -466 | 71 | []

## 1330Curative
Detailed results
Generated at: | 2026-08-04 20:14
Business day: | 05.08.2026
Timestamp: | 13:30
Border & direction: | North-Greece Exporting
Horizon: | DA
Remedial actions: | true
Evaluation type: | curative
TTC [MW]: | 2302
Fallback applied | false
Loading threshold | 0.7
Applied RAs
CO ID | RA ID | Name of the RA | Usage | Type | Location | Status
Limiting CNECs
CO ID | Name of the CO | Name of the CNE | CNE UCTE branch | Calculated I (A) | I max (PRE) | I max (CUR) | Margin (A) | Loading (%) | Applicable curative RAs
GR_MK_CO_00002 | N-1 TIE 400 kV Thessaloniki - Dubrovo | [GR-MK] [OPP] TIE 400 kV Meliti - Bitola | XFL_BI11_GMELIT11_1:line | -1577 |  | 1587 | -10 | 99 | []
GR_CO_00004 | N-1 OHL 400 kV Amideo - Lagadas ck. 1&2 | [GR-MK] [OPP] TIE 400 kV Meliti - Bitola | XFL_BI11_GMELIT11_1:line | -1458 |  | 1587 | -129 | 92 | []
GR_IT_CO_00001 | N-1 TIE 400 kV Arachthos - Galatina | [GR-MK] [OPP] TIE 400 kV Meliti - Bitola | XFL_BI11_GMELIT11_1:line | -1430 |  | 1587 | -157 | 90 | []
GR_CO_00007 | N-1 OHL 400 kV Thessaloniki - Agios Dimitrios ck. 1&2 | [GR-MK] [OPP] TIE 400 kV Meliti - Bitola | XFL_BI11_GMELIT11_1:line | -1425 |  | 1587 | -162 | 90 | []
GR_CO_00003 | N-1 OHL 400 kV Meliti - Amideo ck. 1&2 | [GR-MK] [OPP] TIE 400 kV Thessaloniki - Dubrovo | XTH_DU11_GTHESS11_1:line | -1370 |  | 1587 | -217 | 86 | []
GR_MK_CO_00001 | N-1 TIE 400 kV Meliti - Bitola | [GR-MK] [OPP] TIE 400 kV Thessaloniki - Dubrovo | XTH_DU11_GTHESS11_1:line | -1369 |  | 1587 | -218 | 86 | []
GR_BG_CO_00001 | N-1 TIE 400 kV Lagadas - Blagoevgrad | [GR-MK] [OPP] TIE 400 kV Meliti - Bitola | XFL_BI11_GMELIT11_1:line | -1357 |  | 1587 | -230 | 85 | []
GR_CO_00001 | N-1 OHL 400 kV Filippoi - Komotini ck. 1&2 | [GR-MK] [OPP] TIE 400 kV Meliti - Bitola | XFL_BI11_GMELIT11_1:line | -1325 |  | 1587 | -262 | 83 | []
GR_CO_00006 | N-1 OHL 400 kV Komotini - Nea Santa ck. 1&2 | [GR-MK] [OPP] TIE 400 kV Meliti - Bitola | XFL_BI11_GMELIT11_1:line | -1320 |  | 1587 | -267 | 83 | []
BG-CO_00001, BG_CO_00001 | N-1 OHL 400 kV Chervena Mogila - Blagoevgrad ck. 1&2, N-1 OHL 400 kV CHERVENA MOGILA - BLAGOEVGRAD CK. 1&2 | [GR-MK] [OPP] TIE 400 kV Meliti - Bitola | XFL_BI11_GMELIT11_1:line | -1296 |  | 1587 | -291 | 82 | []
RS_BG_CO_00001, RO_CO_00052 | N-1 TIE 400 kV Sofia Zapad - Nis, N-1 OHL 400 kV Sofia Zapad -Nis | [GR-MK] [OPP] TIE 400 kV Meliti - Bitola | XFL_BI11_GMELIT11_1:line | -1280 |  | 1587 | -307 | 81 | []
GR_AL_CO_00001 | N-1 TIE 400 kV Kardia - Zemblak / N-1 TIE 150 kV Mourtos - Bistrica | [GR-MK] [OPP] TIE 400 kV Meliti - Bitola | XFL_BI11_GMELIT11_1:line | -1263 |  | 1587 | -324 | 80 | []
GR_BG_CO_00002 | N-1 TIE 400 kV Nea Santa - Maritsa Iztok | [GR-MK] [OPP] TIE 400 kV Meliti - Bitola | XFL_BI11_GMELIT11_1:line | -1264 |  | 1600 | -336 | 79 | []
BG-CO_00013 | N-1 OHL 400 kV Maritsa Iztok - Plovdiv | [GR-MK] [OPP] TIE 400 kV Meliti - Bitola | XFL_BI11_GMELIT11_1:line | -1242 |  | 1587 | -345 | 78 | []
RS_KS_CO_00002 | N-1 TIE 400 kV Kosovo B - Nis 2 | [GR-MK] [OPP] TIE 400 kV Meliti - Bitola | XFL_BI11_GMELIT11_1:line | -1238 |  | 1587 | -349 | 78 | []
GR_TR_CO_00001 | N-1 TIE 400 kV Nea Santa - Babaeski | [GR-MK] [OPP] TIE 400 kV Meliti - Bitola | XFL_BI11_GMELIT11_1:line | -1237 |  | 1587 | -350 | 78 | []
GR_CO_00002 | N-1 OHL 400 kV Filippoi - Lagadas ck. 1&2 | [GR-MK] [OPP] TIE 400 kV Meliti - Bitola | XFL_BI11_GMELIT11_1:line | -1234 |  | 1587 | -353 | 78 | []
TR_BG_CO_00002 | N-1 TIE 400 kV Maritsa 3 - Hamitabat 2 | [GR-MK] [OPP] TIE 400 kV Meliti - Bitola | XFL_BI11_GMELIT11_1:line | -1220 |  | 1587 | -367 | 77 | []
GR_CO_00009 | N-1 OHL 400 kV Filippoi - Lagadas ck. 3 | [GR-MK] [OPP] TIE 400 kV Meliti - Bitola | XFL_BI11_GMELIT11_1:line | -1219 |  | 1587 | -368 | 77 | []
BG-CO_00018 | N-1 OHL 400 kV Burgas- Maritsa Iztok 2 | [GR-MK] [OPP] TIE 400 kV Meliti - Bitola | XFL_BI11_GMELIT11_1:line | -1219 |  | 1587 | -368 | 77 | []
BG-CO_00019 | N-1 OHL 400 kV Maritsa Iztok 2 - Maritsa Iztok 3 | [GR-MK] [OPP] TIE 400 kV Meliti - Bitola | XFL_BI11_GMELIT11_1:line | -1219 |  | 1587 | -368 | 77 | []
TR_BG_CO_00001 | N-1 TIE 400 kV Maritsa 3 - Hamitabat 1 | [GR-MK] [OPP] TIE 400 kV Meliti - Bitola | XFL_BI11_GMELIT11_1:line | -1218 |  | 1587 | -369 | 77 | []
TR_CO_00001 | N-1 OHL 400 kV Habitabat NGCC - Babaeski | [GR-MK] [OPP] TIE 400 kV Meliti - Bitola | XFL_BI11_GMELIT11_1:line | -1216 |  | 1587 | -371 | 77 | []
BG-CO_00020 | N-1 OHL 400 kV Maritsa Iztok - Maritsa Iztok 3 | [GR-MK] [OPP] TIE 400 kV Meliti - Bitola | XFL_BI11_GMELIT11_1:line | -1213 |  | 1587 | -374 | 76 | []
BG-CO_00017 | N-1 OHL 400 kV Kozloduy - Sofia Zapad ck. 1&2 | [GR-MK] [OPP] TIE 400 kV Meliti - Bitola | XFL_BI11_GMELIT11_1:line | -1212 |  | 1587 | -375 | 76 | []
BC | Base Case | [GR-MK] [OPP] TIE 400 kV Meliti - Bitola | XFL_BI11_GMELIT11_1:line | -1212 |  | 1587 | -375 | 76 | []
AL_CO_00001 | N-1 OHL 400 kV Elbasan 3 - Tirana 2 | [GR-MK] [OPP] TIE 400 kV Meliti - Bitola | XFL_BI11_GMELIT11_1:line | -1212 |  | 1587 | -375 | 76 | []
AL_CO_00002 | N-1 OHL 400 kV Elbasan 3 - Zemblak | [GR-MK] [OPP] TIE 400 kV Meliti - Bitola | XFL_BI11_GMELIT11_1:line | -1212 |  | 1587 | -375 | 76 | []
AL_ME_CO_00001 | N-1 TIE 400 kV Tirana 2 – Podgorica 2 | [GR-MK] [OPP] TIE 400 kV Meliti - Bitola | XFL_BI11_GMELIT11_1:line | -1211 |  | 1587 | -376 | 76 | []
BG-CO_00012 | N-1 OHL 400 kV Varna - Burgas | [GR-MK] [OPP] TIE 400 kV Meliti - Bitola | XFL_BI11_GMELIT11_1:line | -1211 |  | 1587 | -376 | 76 | []
BG-CO_00002, BG_CO_00002 | N-1 OHL 400 kV Sofia Zapad - Chervena Mogila ck. 1&2, N-1 OHL 400 kV SOFIA ZAPAD - CHERVENA MOGILA CK. 1&2 | [GR-MK] [OPP] TIE 400 kV Meliti - Bitola | XFL_BI11_GMELIT11_1:line | -1210 |  | 1587 | -377 | 76 | []
BG-CO_00006, BG_CO_00004 | N-1 OHL 400 kV Plovdiv - Vetren, N-1 OHL 400 kV PLOVDIV - VETREN | [GR-MK] [OPP] TIE 400 kV Meliti - Bitola | XFL_BI11_GMELIT11_1:line | -1204 |  | 1587 | -383 | 76 | []
RS_CO_00004 | N-1 OHL 400 kV Nis 2 - Leskovac 2 | [GR-MK] [OPP] TIE 400 kV Meliti - Bitola | XFL_BI11_GMELIT11_1:line | -1201 |  | 1587 | -386 | 76 | []
MK_BG_CO_00001 | N-1 TIE 400 kV Chervena Mogila - Stip | [GR-MK] [OPP] TIE 400 kV Meliti - Bitola | XFL_BI11_GMELIT11_1:line | -1198 |  | 1587 | -389 | 75 | []
GR_CO_00005 | N-1 OHL 400 kV Thessaloniki - Lagadas ck. 1&2 | [GR-MK] [OPP] TIE 400 kV Meliti - Bitola | XFL_BI11_GMELIT11_1:line | -1195 |  | 1587 | -392 | 75 | []
RS_CO_00003 | N-1 OHL 400 kV Vranje 4 - Leskovac 2 | [GR-MK] [OPP] TIE 400 kV Meliti - Bitola | XFL_BI11_GMELIT11_1:line | -1194 |  | 1587 | -393 | 75 | []
BG-CO_00005, BG_CO_00003 | N-1 OHL 400 kV Vetren - Chervena Mogila, N-1 OHL 400 kV VETREN - CHERVENA MOGILA | [GR-MK] [OPP] TIE 400 kV Meliti - Bitola | XFL_BI11_GMELIT11_1:line | -1191 |  | 1587 | -396 | 75 | []
KS_ME_CO_00001 | N-1 TIE 400 kV Pec 3 - Ribarevina | [GR-MK] [OPP] TIE 400 kV Meliti - Bitola | XFL_BI11_GMELIT11_1:line | -1188 |  | 1587 | -399 | 75 | []
RS_MK_CO_00001 | N-1 TIE 400 kV Vranje 4 - Stip | [GR-MK] [OPP] TIE 400 kV Meliti - Bitola | XFL_BI11_GMELIT11_1:line | -1182 |  | 1587 | -405 | 74 | []
GR_CO_00008 | N-1 OHL 400 kV Kardia - Ptolemaida / N-1 OHL 400 kV Kardia - Vermio | [GR-MK] [OPP] TIE 400 kV Meliti - Bitola | XFL_BI11_GMELIT11_1:line | -1166 |  | 1587 | -421 | 74 | []
MK_CO_00002 | N-1 OHL 400 kV Dubrovo - Stip | [GR-MK] [OPP] TIE 400 kV Meliti - Bitola | XFL_BI11_GMELIT11_1:line | -1127 |  | 1587 | -460 | 71 | []
KS_CO_00001 | N-1 OHL 400 kV Kosovo B - Urosevac | [GR-MK] [OPP] TIE 400 kV Meliti - Bitola | XFL_BI11_GMELIT11_1:line | -1121 |  | 1587 | -466 | 71 | []

## 1430Preventive
Detailed results
Generated at: | 2026-08-04 20:14
Business day: | 05.08.2026
Timestamp: | 14:30
Border & direction: | North-Greece Exporting
Horizon: | DA
Remedial actions: | true
Evaluation type: | preventive
TTC [MW]: | 2228
Fallback applied | false
Loading threshold | 0.7
Applied RAs
CO ID | RA ID | Name of the RA | Usage | Type | Location | Status
Limiting CNECs
CO ID | Name of the CO | Name of the CNE | CNE UCTE branch | Calculated I (A) | I max (PRE) | I max (CUR) | Margin (A) | Loading (%) | Applicable curative RAs
GR_MK_CO_00002 | N-1 TIE 400 kV Thessaloniki - Dubrovo | [GR-MK] [OPP] TIE 400 kV Meliti - Bitola | XFL_BI11_GMELIT11_1:line | -1582 | 1587 | 1587 | -5 | 100 | []
GR_CO_00004 | N-1 OHL 400 kV Amideo - Lagadas ck. 1&2 | [GR-MK] [OPP] TIE 400 kV Meliti - Bitola | XFL_BI11_GMELIT11_1:line | -1437 | 1587 | 1587 | -150 | 91 | []
GR_IT_CO_00001 | N-1 TIE 400 kV Arachthos - Galatina | [GR-MK] [OPP] TIE 400 kV Meliti - Bitola | XFL_BI11_GMELIT11_1:line | -1424 | 1587 | 1587 | -163 | 90 | []
GR_CO_00007 | N-1 OHL 400 kV Thessaloniki - Agios Dimitrios ck. 1&2 | [GR-MK] [OPP] TIE 400 kV Meliti - Bitola | XFL_BI11_GMELIT11_1:line | -1411 | 1587 | 1587 | -176 | 89 | []
GR_CO_00003 | N-1 OHL 400 kV Meliti - Amideo ck. 1&2 | [GR-MK] [OPP] TIE 400 kV Thessaloniki - Dubrovo | XTH_DU11_GTHESS11_1:line | -1392 | 1587 | 1587 | -195 | 88 | []
GR_MK_CO_00001 | N-1 TIE 400 kV Meliti - Bitola | [GR-MK] [OPP] TIE 400 kV Thessaloniki - Dubrovo | XTH_DU11_GTHESS11_1:line | -1391 | 1587 | 1587 | -196 | 88 | []
GR_BG_CO_00001 | N-1 TIE 400 kV Lagadas - Blagoevgrad | [GR-MK] [OPP] TIE 400 kV Meliti - Bitola | XFL_BI11_GMELIT11_1:line | -1343 | 1587 | 1587 | -244 | 85 | []
GR_CO_00001 | N-1 OHL 400 kV Filippoi - Komotini ck. 1&2 | [GR-MK] [OPP] TIE 400 kV Meliti - Bitola | XFL_BI11_GMELIT11_1:line | -1307 | 1587 | 1587 | -280 | 82 | []
GR_CO_00006 | N-1 OHL 400 kV Komotini - Nea Santa ck. 1&2 | [GR-MK] [OPP] TIE 400 kV Meliti - Bitola | XFL_BI11_GMELIT11_1:line | -1303 | 1587 | 1587 | -284 | 82 | []
BG-CO_00001, BG_CO_00001 | N-1 OHL 400 kV Chervena Mogila - Blagoevgrad ck. 1&2, N-1 OHL 400 kV CHERVENA MOGILA - BLAGOEVGRAD CK. 1&2 | [GR-MK] [OPP] TIE 400 kV Meliti - Bitola | XFL_BI11_GMELIT11_1:line | -1287 | 1587 | 1587 | -300 | 81 | []
RS_BG_CO_00001, RO_CO_00052 | N-1 TIE 400 kV Sofia Zapad - Nis, N-1 OHL 400 kV Sofia Zapad -Nis | [GR-MK] [OPP] TIE 400 kV Meliti - Bitola | XFL_BI11_GMELIT11_1:line | -1287 | 1587 | 1587 | -300 | 81 | []
GR_AL_CO_00001 | N-1 TIE 400 kV Kardia - Zemblak / N-1 TIE 150 kV Mourtos - Bistrica | [GR-MK] [OPP] TIE 400 kV Meliti - Bitola | XFL_BI11_GMELIT11_1:line | -1257 | 1587 | 1587 | -330 | 79 | []
GR_BG_CO_00002 | N-1 TIE 400 kV Nea Santa - Maritsa Iztok | [GR-MK] [OPP] TIE 400 kV Meliti - Bitola | XFL_BI11_GMELIT11_1:line | -1251 | 1600 | 1600 | -349 | 78 | []
RS_KS_CO_00002 | N-1 TIE 400 kV Kosovo B - Nis 2 | [GR-MK] [OPP] TIE 400 kV Meliti - Bitola | XFL_BI11_GMELIT11_1:line | -1229 | 1587 | 1587 | -358 | 77 | []
BG-CO_00013 | N-1 OHL 400 kV Maritsa Iztok - Plovdiv | [GR-MK] [OPP] TIE 400 kV Meliti - Bitola | XFL_BI11_GMELIT11_1:line | -1229 | 1587 | 1587 | -358 | 77 | []
GR_TR_CO_00001 | N-1 TIE 400 kV Nea Santa - Babaeski | [GR-MK] [OPP] TIE 400 kV Meliti - Bitola | XFL_BI11_GMELIT11_1:line | -1226 | 1587 | 1587 | -361 | 77 | []
GR_CO_00002 | N-1 OHL 400 kV Filippoi - Lagadas ck. 1&2 | [GR-MK] [OPP] TIE 400 kV Meliti - Bitola | XFL_BI11_GMELIT11_1:line | -1226 | 1587 | 1587 | -361 | 77 | []
BG-CO_00012 | N-1 OHL 400 kV Varna - Burgas | [GR-MK] [OPP] TIE 400 kV Meliti - Bitola | XFL_BI11_GMELIT11_1:line | -1215 | 1587 | 1587 | -372 | 77 | []
BG-CO_00018 | N-1 OHL 400 kV Burgas- Maritsa Iztok 2 | [GR-MK] [OPP] TIE 400 kV Meliti - Bitola | XFL_BI11_GMELIT11_1:line | -1213 | 1587 | 1587 | -374 | 76 | []
BG-CO_00019 | N-1 OHL 400 kV Maritsa Iztok 2 - Maritsa Iztok 3 | [GR-MK] [OPP] TIE 400 kV Meliti - Bitola | XFL_BI11_GMELIT11_1:line | -1213 | 1587 | 1587 | -374 | 76 | []
TR_BG_CO_00002 | N-1 TIE 400 kV Maritsa 3 - Hamitabat 2 | [GR-MK] [OPP] TIE 400 kV Meliti - Bitola | XFL_BI11_GMELIT11_1:line | -1212 | 1587 | 1587 | -375 | 76 | []
GR_CO_00009 | N-1 OHL 400 kV Filippoi - Lagadas ck. 3 | [GR-MK] [OPP] TIE 400 kV Meliti - Bitola | XFL_BI11_GMELIT11_1:line | -1211 | 1587 | 1587 | -376 | 76 | []
TR_BG_CO_00001 | N-1 TIE 400 kV Maritsa 3 - Hamitabat 1 | [GR-MK] [OPP] TIE 400 kV Meliti - Bitola | XFL_BI11_GMELIT11_1:line | -1210 | 1587 | 1587 | -377 | 76 | []
BG-CO_00002, BG_CO_00002 | N-1 OHL 400 kV Sofia Zapad - Chervena Mogila ck. 1&2, N-1 OHL 400 kV SOFIA ZAPAD - CHERVENA MOGILA CK. 1&2 | [GR-MK] [OPP] TIE 400 kV Meliti - Bitola | XFL_BI11_GMELIT11_1:line | -1208 | 1587 | 1587 | -379 | 76 | []
TR_CO_00001 | N-1 OHL 400 kV Habitabat NGCC - Babaeski | [GR-MK] [OPP] TIE 400 kV Meliti - Bitola | XFL_BI11_GMELIT11_1:line | -1207 | 1587 | 1587 | -380 | 76 | []
BG-CO_00020 | N-1 OHL 400 kV Maritsa Iztok - Maritsa Iztok 3 | [GR-MK] [OPP] TIE 400 kV Meliti - Bitola | XFL_BI11_GMELIT11_1:line | -1205 | 1587 | 1587 | -382 | 76 | []
BG-CO_00017 | N-1 OHL 400 kV Kozloduy - Sofia Zapad ck. 1&2 | [GR-MK] [OPP] TIE 400 kV Meliti - Bitola | XFL_BI11_GMELIT11_1:line | -1205 | 1587 | 1587 | -382 | 76 | []
AL_CO_00002 | N-1 OHL 400 kV Elbasan 3 - Zemblak | [GR-MK] [OPP] TIE 400 kV Meliti - Bitola | XFL_BI11_GMELIT11_1:line | -1205 | 1587 | 1587 | -382 | 76 | []
AL_CO_00001 | N-1 OHL 400 kV Elbasan 3 - Tirana 2 | [GR-MK] [OPP] TIE 400 kV Meliti - Bitola | XFL_BI11_GMELIT11_1:line | -1205 | 1587 | 1587 | -382 | 76 | []
BC | Base Case | [GR-MK] [OPP] TIE 400 kV Meliti - Bitola | XFL_BI11_GMELIT11_1:line | -1205 | 1587 | 1587 | -382 | 76 | []
AL_ME_CO_00001 | N-1 TIE 400 kV Tirana 2 – Podgorica 2 | [GR-MK] [OPP] TIE 400 kV Meliti - Bitola | XFL_BI11_GMELIT11_1:line | -1203 | 1587 | 1587 | -384 | 76 | []
MK_BG_CO_00001 | N-1 TIE 400 kV Chervena Mogila - Stip | [GR-MK] [OPP] TIE 400 kV Meliti - Bitola | XFL_BI11_GMELIT11_1:line | -1199 | 1587 | 1587 | -388 | 76 | []
BG-CO_00005, BG_CO_00003 | N-1 OHL 400 kV Vetren - Chervena Mogila, N-1 OHL 400 kV VETREN - CHERVENA MOGILA | [GR-MK] [OPP] TIE 400 kV Meliti - Bitola | XFL_BI11_GMELIT11_1:line | -1195 | 1587 | 1587 | -392 | 75 | []
BG-CO_00006, BG_CO_00004 | N-1 OHL 400 kV Plovdiv - Vetren, N-1 OHL 400 kV PLOVDIV - VETREN | [GR-MK] [OPP] TIE 400 kV Meliti - Bitola | XFL_BI11_GMELIT11_1:line | -1194 | 1587 | 1587 | -393 | 75 | []
RS_CO_00004 | N-1 OHL 400 kV Nis 2 - Leskovac 2 | [GR-MK] [OPP] TIE 400 kV Meliti - Bitola | XFL_BI11_GMELIT11_1:line | -1190 | 1587 | 1587 | -397 | 75 | []
GR_CO_00005 | N-1 OHL 400 kV Thessaloniki - Lagadas ck. 1&2 | [GR-MK] [OPP] TIE 400 kV Meliti - Bitola | XFL_BI11_GMELIT11_1:line | -1189 | 1587 | 1587 | -398 | 75 | []
RS_CO_00003 | N-1 OHL 400 kV Vranje 4 - Leskovac 2 | [GR-MK] [OPP] TIE 400 kV Meliti - Bitola | XFL_BI11_GMELIT11_1:line | -1183 | 1587 | 1587 | -404 | 75 | []
KS_ME_CO_00001 | N-1 TIE 400 kV Pec 3 - Ribarevina | [GR-MK] [OPP] TIE 400 kV Meliti - Bitola | XFL_BI11_GMELIT11_1:line | -1178 | 1587 | 1587 | -409 | 74 | []
RS_MK_CO_00001 | N-1 TIE 400 kV Vranje 4 - Stip | [GR-MK] [OPP] TIE 400 kV Meliti - Bitola | XFL_BI11_GMELIT11_1:line | -1173 | 1587 | 1587 | -414 | 74 | []
GR_CO_00008 | N-1 OHL 400 kV Kardia - Ptolemaida / N-1 OHL 400 kV Kardia - Vermio | [GR-MK] [OPP] TIE 400 kV Meliti - Bitola | XFL_BI11_GMELIT11_1:line | -1156 | 1587 | 1587 | -431 | 73 | []
MK_CO_00002 | N-1 OHL 400 kV Dubrovo - Stip | [GR-MK] [OPP] TIE 400 kV Meliti - Bitola | XFL_BI11_GMELIT11_1:line | -1121 | 1587 | 1587 | -466 | 71 | []

## 1430Curative
Detailed results
Generated at: | 2026-08-04 20:14
Business day: | 05.08.2026
Timestamp: | 14:30
Border & direction: | North-Greece Exporting
Horizon: | DA
Remedial actions: | true
Evaluation type: | curative
TTC [MW]: | 2228
Fallback applied | false
Loading threshold | 0.7
Applied RAs
CO ID | RA ID | Name of the RA | Usage | Type | Location | Status
Limiting CNECs
CO ID | Name of the CO | Name of the CNE | CNE UCTE branch | Calculated I (A) | I max (PRE) | I max (CUR) | Margin (A) | Loading (%) | Applicable curative RAs
GR_MK_CO_00002 | N-1 TIE 400 kV Thessaloniki - Dubrovo | [GR-MK] [OPP] TIE 400 kV Meliti - Bitola | XFL_BI11_GMELIT11_1:line | -1582 |  | 1587 | -5 | 100 | []
GR_CO_00004 | N-1 OHL 400 kV Amideo - Lagadas ck. 1&2 | [GR-MK] [OPP] TIE 400 kV Meliti - Bitola | XFL_BI11_GMELIT11_1:line | -1437 |  | 1587 | -150 | 91 | []
GR_IT_CO_00001 | N-1 TIE 400 kV Arachthos - Galatina | [GR-MK] [OPP] TIE 400 kV Meliti - Bitola | XFL_BI11_GMELIT11_1:line | -1424 |  | 1587 | -163 | 90 | []
GR_CO_00007 | N-1 OHL 400 kV Thessaloniki - Agios Dimitrios ck. 1&2 | [GR-MK] [OPP] TIE 400 kV Meliti - Bitola | XFL_BI11_GMELIT11_1:line | -1411 |  | 1587 | -176 | 89 | []
GR_CO_00003 | N-1 OHL 400 kV Meliti - Amideo ck. 1&2 | [GR-MK] [OPP] TIE 400 kV Thessaloniki - Dubrovo | XTH_DU11_GTHESS11_1:line | -1392 |  | 1587 | -195 | 88 | []
GR_MK_CO_00001 | N-1 TIE 400 kV Meliti - Bitola | [GR-MK] [OPP] TIE 400 kV Thessaloniki - Dubrovo | XTH_DU11_GTHESS11_1:line | -1391 |  | 1587 | -196 | 88 | []
GR_BG_CO_00001 | N-1 TIE 400 kV Lagadas - Blagoevgrad | [GR-MK] [OPP] TIE 400 kV Meliti - Bitola | XFL_BI11_GMELIT11_1:line | -1343 |  | 1587 | -244 | 85 | []
GR_CO_00001 | N-1 OHL 400 kV Filippoi - Komotini ck. 1&2 | [GR-MK] [OPP] TIE 400 kV Meliti - Bitola | XFL_BI11_GMELIT11_1:line | -1307 |  | 1587 | -280 | 82 | []
GR_CO_00006 | N-1 OHL 400 kV Komotini - Nea Santa ck. 1&2 | [GR-MK] [OPP] TIE 400 kV Meliti - Bitola | XFL_BI11_GMELIT11_1:line | -1303 |  | 1587 | -284 | 82 | []
BG-CO_00001, BG_CO_00001 | N-1 OHL 400 kV Chervena Mogila - Blagoevgrad ck. 1&2, N-1 OHL 400 kV CHERVENA MOGILA - BLAGOEVGRAD CK. 1&2 | [GR-MK] [OPP] TIE 400 kV Meliti - Bitola | XFL_BI11_GMELIT11_1:line | -1287 |  | 1587 | -300 | 81 | []
RS_BG_CO_00001, RO_CO_00052 | N-1 TIE 400 kV Sofia Zapad - Nis, N-1 OHL 400 kV Sofia Zapad -Nis | [GR-MK] [OPP] TIE 400 kV Meliti - Bitola | XFL_BI11_GMELIT11_1:line | -1287 |  | 1587 | -300 | 81 | []
GR_AL_CO_00001 | N-1 TIE 400 kV Kardia - Zemblak / N-1 TIE 150 kV Mourtos - Bistrica | [GR-MK] [OPP] TIE 400 kV Meliti - Bitola | XFL_BI11_GMELIT11_1:line | -1257 |  | 1587 | -330 | 79 | []
GR_BG_CO_00002 | N-1 TIE 400 kV Nea Santa - Maritsa Iztok | [GR-MK] [OPP] TIE 400 kV Meliti - Bitola | XFL_BI11_GMELIT11_1:line | -1251 |  | 1600 | -349 | 78 | []
RS_KS_CO_00002 | N-1 TIE 400 kV Kosovo B - Nis 2 | [GR-MK] [OPP] TIE 400 kV Meliti - Bitola | XFL_BI11_GMELIT11_1:line | -1229 |  | 1587 | -358 | 77 | []
BG-CO_00013 | N-1 OHL 400 kV Maritsa Iztok - Plovdiv | [GR-MK] [OPP] TIE 400 kV Meliti - Bitola | XFL_BI11_GMELIT11_1:line | -1229 |  | 1587 | -358 | 77 | []
GR_TR_CO_00001 | N-1 TIE 400 kV Nea Santa - Babaeski | [GR-MK] [OPP] TIE 400 kV Meliti - Bitola | XFL_BI11_GMELIT11_1:line | -1226 |  | 1587 | -361 | 77 | []
GR_CO_00002 | N-1 OHL 400 kV Filippoi - Lagadas ck. 1&2 | [GR-MK] [OPP] TIE 400 kV Meliti - Bitola | XFL_BI11_GMELIT11_1:line | -1226 |  | 1587 | -361 | 77 | []
BG-CO_00012 | N-1 OHL 400 kV Varna - Burgas | [GR-MK] [OPP] TIE 400 kV Meliti - Bitola | XFL_BI11_GMELIT11_1:line | -1215 |  | 1587 | -372 | 77 | []
BG-CO_00018 | N-1 OHL 400 kV Burgas- Maritsa Iztok 2 | [GR-MK] [OPP] TIE 400 kV Meliti - Bitola | XFL_BI11_GMELIT11_1:line | -1213 |  | 1587 | -374 | 76 | []
BG-CO_00019 | N-1 OHL 400 kV Maritsa Iztok 2 - Maritsa Iztok 3 | [GR-MK] [OPP] TIE 400 kV Meliti - Bitola | XFL_BI11_GMELIT11_1:line | -1213 |  | 1587 | -374 | 76 | []
TR_BG_CO_00002 | N-1 TIE 400 kV Maritsa 3 - Hamitabat 2 | [GR-MK] [OPP] TIE 400 kV Meliti - Bitola | XFL_BI11_GMELIT11_1:line | -1212 |  | 1587 | -375 | 76 | []
GR_CO_00009 | N-1 OHL 400 kV Filippoi - Lagadas ck. 3 | [GR-MK] [OPP] TIE 400 kV Meliti - Bitola | XFL_BI11_GMELIT11_1:line | -1211 |  | 1587 | -376 | 76 | []
TR_BG_CO_00001 | N-1 TIE 400 kV Maritsa 3 - Hamitabat 1 | [GR-MK] [OPP] TIE 400 kV Meliti - Bitola | XFL_BI11_GMELIT11_1:line | -1210 |  | 1587 | -377 | 76 | []
BG-CO_00002, BG_CO_00002 | N-1 OHL 400 kV Sofia Zapad - Chervena Mogila ck. 1&2, N-1 OHL 400 kV SOFIA ZAPAD - CHERVENA MOGILA CK. 1&2 | [GR-MK] [OPP] TIE 400 kV Meliti - Bitola | XFL_BI11_GMELIT11_1:line | -1208 |  | 1587 | -379 | 76 | []
TR_CO_00001 | N-1 OHL 400 kV Habitabat NGCC - Babaeski | [GR-MK] [OPP] TIE 400 kV Meliti - Bitola | XFL_BI11_GMELIT11_1:line | -1207 |  | 1587 | -380 | 76 | []
BG-CO_00020 | N-1 OHL 400 kV Maritsa Iztok - Maritsa Iztok 3 | [GR-MK] [OPP] TIE 400 kV Meliti - Bitola | XFL_BI11_GMELIT11_1:line | -1205 |  | 1587 | -382 | 76 | []
BG-CO_00017 | N-1 OHL 400 kV Kozloduy - Sofia Zapad ck. 1&2 | [GR-MK] [OPP] TIE 400 kV Meliti - Bitola | XFL_BI11_GMELIT11_1:line | -1205 |  | 1587 | -382 | 76 | []
AL_CO_00002 | N-1 OHL 400 kV Elbasan 3 - Zemblak | [GR-MK] [OPP] TIE 400 kV Meliti - Bitola | XFL_BI11_GMELIT11_1:line | -1205 |  | 1587 | -382 | 76 | []
AL_CO_00001 | N-1 OHL 400 kV Elbasan 3 - Tirana 2 | [GR-MK] [OPP] TIE 400 kV Meliti - Bitola | XFL_BI11_GMELIT11_1:line | -1205 |  | 1587 | -382 | 76 | []
BC | Base Case | [GR-MK] [OPP] TIE 400 kV Meliti - Bitola | XFL_BI11_GMELIT11_1:line | -1205 |  | 1587 | -382 | 76 | []
AL_ME_CO_00001 | N-1 TIE 400 kV Tirana 2 – Podgorica 2 | [GR-MK] [OPP] TIE 400 kV Meliti - Bitola | XFL_BI11_GMELIT11_1:line | -1203 |  | 1587 | -384 | 76 | []
MK_BG_CO_00001 | N-1 TIE 400 kV Chervena Mogila - Stip | [GR-MK] [OPP] TIE 400 kV Meliti - Bitola | XFL_BI11_GMELIT11_1:line | -1199 |  | 1587 | -388 | 76 | []
BG-CO_00005, BG_CO_00003 | N-1 OHL 400 kV Vetren - Chervena Mogila, N-1 OHL 400 kV VETREN - CHERVENA MOGILA | [GR-MK] [OPP] TIE 400 kV Meliti - Bitola | XFL_BI11_GMELIT11_1:line | -1195 |  | 1587 | -392 | 75 | []
BG-CO_00006, BG_CO_00004 | N-1 OHL 400 kV Plovdiv - Vetren, N-1 OHL 400 kV PLOVDIV - VETREN | [GR-MK] [OPP] TIE 400 kV Meliti - Bitola | XFL_BI11_GMELIT11_1:line | -1194 |  | 1587 | -393 | 75 | []
RS_CO_00004 | N-1 OHL 400 kV Nis 2 - Leskovac 2 | [GR-MK] [OPP] TIE 400 kV Meliti - Bitola | XFL_BI11_GMELIT11_1:line | -1190 |  | 1587 | -397 | 75 | []
GR_CO_00005 | N-1 OHL 400 kV Thessaloniki - Lagadas ck. 1&2 | [GR-MK] [OPP] TIE 400 kV Meliti - Bitola | XFL_BI11_GMELIT11_1:line | -1189 |  | 1587 | -398 | 75 | []
RS_CO_00003 | N-1 OHL 400 kV Vranje 4 - Leskovac 2 | [GR-MK] [OPP] TIE 400 kV Meliti - Bitola | XFL_BI11_GMELIT11_1:line | -1183 |  | 1587 | -404 | 75 | []
KS_ME_CO_00001 | N-1 TIE 400 kV Pec 3 - Ribarevina | [GR-MK] [OPP] TIE 400 kV Meliti - Bitola | XFL_BI11_GMELIT11_1:line | -1178 |  | 1587 | -409 | 74 | []
RS_MK_CO_00001 | N-1 TIE 400 kV Vranje 4 - Stip | [GR-MK] [OPP] TIE 400 kV Meliti - Bitola | XFL_BI11_GMELIT11_1:line | -1173 |  | 1587 | -414 | 74 | []
GR_CO_00008 | N-1 OHL 400 kV Kardia - Ptolemaida / N-1 OHL 400 kV Kardia - Vermio | [GR-MK] [OPP] TIE 400 kV Meliti - Bitola | XFL_BI11_GMELIT11_1:line | -1156 |  | 1587 | -431 | 73 | []
MK_CO_00002 | N-1 OHL 400 kV Dubrovo - Stip | [GR-MK] [OPP] TIE 400 kV Meliti - Bitola | XFL_BI11_GMELIT11_1:line | -1121 |  | 1587 | -466 | 71 | []

## 1530Preventive
Detailed results
Generated at: | 2026-08-04 20:14
Business day: | 05.08.2026
Timestamp: | 15:30
Border & direction: | North-Greece Exporting
Horizon: | DA
Remedial actions: | true
Evaluation type: | preventive
TTC [MW]: | 2124
Fallback applied | false
Loading threshold | 0.7
Applied RAs
CO ID | RA ID | Name of the RA | Usage | Type | Location | Status
Limiting CNECs
CO ID | Name of the CO | Name of the CNE | CNE UCTE branch | Calculated I (A) | I max (PRE) | I max (CUR) | Margin (A) | Loading (%) | Applicable curative RAs
GR_MK_CO_00002 | N-1 TIE 400 kV Thessaloniki - Dubrovo | [GR-MK] [OPP] TIE 400 kV Meliti - Bitola | XFL_BI11_GMELIT11_1:line | -1582 | 1587 | 1587 | -5 | 100 | []
GR_IT_CO_00001 | N-1 TIE 400 kV Arachthos - Galatina | [GR-MK] [OPP] TIE 400 kV Meliti - Bitola | XFL_BI11_GMELIT11_1:line | -1410 | 1587 | 1587 | -177 | 89 | []
GR_CO_00003 | N-1 OHL 400 kV Meliti - Amideo ck. 1&2 | [GR-MK] [OPP] TIE 400 kV Thessaloniki - Dubrovo | XTH_DU11_GTHESS11_1:line | -1409 | 1587 | 1587 | -178 | 89 | []
GR_MK_CO_00001 | N-1 TIE 400 kV Meliti - Bitola | [GR-MK] [OPP] TIE 400 kV Thessaloniki - Dubrovo | XTH_DU11_GTHESS11_1:line | -1408 | 1587 | 1587 | -179 | 89 | []
GR_CO_00004 | N-1 OHL 400 kV Amideo - Lagadas ck. 1&2 | [GR-MK] [OPP] TIE 400 kV Meliti - Bitola | XFL_BI11_GMELIT11_1:line | -1407 | 1587 | 1587 | -180 | 89 | []
GR_CO_00007 | N-1 OHL 400 kV Thessaloniki - Agios Dimitrios ck. 1&2 | [GR-MK] [OPP] TIE 400 kV Meliti - Bitola | XFL_BI11_GMELIT11_1:line | -1376 | 1587 | 1587 | -211 | 87 | []
GR_BG_CO_00001 | N-1 TIE 400 kV Lagadas - Blagoevgrad | [GR-MK] [OPP] TIE 400 kV Meliti - Bitola | XFL_BI11_GMELIT11_1:line | -1319 | 1587 | 1587 | -268 | 83 | []
RS_BG_CO_00001, RO_CO_00052 | N-1 TIE 400 kV Sofia Zapad - Nis, N-1 OHL 400 kV Sofia Zapad -Nis | [GR-MK] [OPP] TIE 400 kV Meliti - Bitola | XFL_BI11_GMELIT11_1:line | -1290 | 1587 | 1587 | -297 | 81 | []
BG-CO_00001, BG_CO_00001 | N-1 OHL 400 kV Chervena Mogila - Blagoevgrad ck. 1&2, N-1 OHL 400 kV CHERVENA MOGILA - BLAGOEVGRAD CK. 1&2 | [GR-MK] [OPP] TIE 400 kV Meliti - Bitola | XFL_BI11_GMELIT11_1:line | -1277 | 1587 | 1587 | -310 | 80 | []
GR_CO_00001 | N-1 OHL 400 kV Filippoi - Komotini ck. 1&2 | [GR-MK] [OPP] TIE 400 kV Meliti - Bitola | XFL_BI11_GMELIT11_1:line | -1275 | 1587 | 1587 | -312 | 80 | []
GR_CO_00006 | N-1 OHL 400 kV Komotini - Nea Santa ck. 1&2 | [GR-MK] [OPP] TIE 400 kV Meliti - Bitola | XFL_BI11_GMELIT11_1:line | -1271 | 1587 | 1587 | -316 | 80 | []
GR_AL_CO_00001 | N-1 TIE 400 kV Kardia - Zemblak / N-1 TIE 150 kV Mourtos - Bistrica | [GR-MK] [OPP] TIE 400 kV Meliti - Bitola | XFL_BI11_GMELIT11_1:line | -1239 | 1587 | 1587 | -348 | 78 | []
BG-CO_00012 | N-1 OHL 400 kV Varna - Burgas | [GR-MK] [OPP] TIE 400 kV Meliti - Bitola | XFL_BI11_GMELIT11_1:line | -1228 | 1587 | 1587 | -359 | 77 | []
GR_BG_CO_00002 | N-1 TIE 400 kV Nea Santa - Maritsa Iztok | [GR-MK] [OPP] TIE 400 kV Meliti - Bitola | XFL_BI11_GMELIT11_1:line | -1227 | 1600 | 1600 | -373 | 77 | []
RS_KS_CO_00002 | N-1 TIE 400 kV Kosovo B - Nis 2 | [GR-MK] [OPP] TIE 400 kV Meliti - Bitola | XFL_BI11_GMELIT11_1:line | -1211 | 1587 | 1587 | -376 | 76 | []
GR_TR_CO_00001 | N-1 TIE 400 kV Nea Santa - Babaeski | [GR-MK] [OPP] TIE 400 kV Meliti - Bitola | XFL_BI11_GMELIT11_1:line | -1210 | 1587 | 1587 | -377 | 76 | []
GR_CO_00002 | N-1 OHL 400 kV Filippoi - Lagadas ck. 1&2 | [GR-MK] [OPP] TIE 400 kV Meliti - Bitola | XFL_BI11_GMELIT11_1:line | -1210 | 1587 | 1587 | -377 | 76 | []
BG-CO_00013 | N-1 OHL 400 kV Maritsa Iztok - Plovdiv | [GR-MK] [OPP] TIE 400 kV Meliti - Bitola | XFL_BI11_GMELIT11_1:line | -1205 | 1587 | 1587 | -382 | 76 | []
BG-CO_00018 | N-1 OHL 400 kV Burgas- Maritsa Iztok 2 | [GR-MK] [OPP] TIE 400 kV Meliti - Bitola | XFL_BI11_GMELIT11_1:line | -1200 | 1587 | 1587 | -387 | 76 | []
BG-CO_00019 | N-1 OHL 400 kV Maritsa Iztok 2 - Maritsa Iztok 3 | [GR-MK] [OPP] TIE 400 kV Meliti - Bitola | XFL_BI11_GMELIT11_1:line | -1200 | 1587 | 1587 | -387 | 76 | []
BG-CO_00002, BG_CO_00002 | N-1 OHL 400 kV Sofia Zapad - Chervena Mogila ck. 1&2, N-1 OHL 400 kV SOFIA ZAPAD - CHERVENA MOGILA CK. 1&2 | [GR-MK] [OPP] TIE 400 kV Meliti - Bitola | XFL_BI11_GMELIT11_1:line | -1199 | 1587 | 1587 | -388 | 76 | []
GR_CO_00009 | N-1 OHL 400 kV Filippoi - Lagadas ck. 3 | [GR-MK] [OPP] TIE 400 kV Meliti - Bitola | XFL_BI11_GMELIT11_1:line | -1197 | 1587 | 1587 | -390 | 75 | []
TR_BG_CO_00002 | N-1 TIE 400 kV Maritsa 3 - Hamitabat 2 | [GR-MK] [OPP] TIE 400 kV Meliti - Bitola | XFL_BI11_GMELIT11_1:line | -1196 | 1587 | 1587 | -391 | 75 | []
MK_BG_CO_00001 | N-1 TIE 400 kV Chervena Mogila - Stip | [GR-MK] [OPP] TIE 400 kV Meliti - Bitola | XFL_BI11_GMELIT11_1:line | -1195 | 1587 | 1587 | -392 | 75 | []
TR_BG_CO_00001 | N-1 TIE 400 kV Maritsa 3 - Hamitabat 1 | [GR-MK] [OPP] TIE 400 kV Meliti - Bitola | XFL_BI11_GMELIT11_1:line | -1194 | 1587 | 1587 | -393 | 75 | []
AL_CO_00001 | N-1 OHL 400 kV Elbasan 3 - Tirana 2 | [GR-MK] [OPP] TIE 400 kV Meliti - Bitola | XFL_BI11_GMELIT11_1:line | -1192 | 1587 | 1587 | -395 | 75 | []
BG-CO_00020 | N-1 OHL 400 kV Maritsa Iztok - Maritsa Iztok 3 | [GR-MK] [OPP] TIE 400 kV Meliti - Bitola | XFL_BI11_GMELIT11_1:line | -1191 | 1587 | 1587 | -396 | 75 | []
BG-CO_00017 | N-1 OHL 400 kV Kozloduy - Sofia Zapad ck. 1&2 | [GR-MK] [OPP] TIE 400 kV Meliti - Bitola | XFL_BI11_GMELIT11_1:line | -1191 | 1587 | 1587 | -396 | 75 | []
BC | Base Case | [GR-MK] [OPP] TIE 400 kV Meliti - Bitola | XFL_BI11_GMELIT11_1:line | -1191 | 1587 | 1587 | -396 | 75 | []
AL_CO_00002 | N-1 OHL 400 kV Elbasan 3 - Zemblak | [GR-MK] [OPP] TIE 400 kV Meliti - Bitola | XFL_BI11_GMELIT11_1:line | -1191 | 1587 | 1587 | -396 | 75 | []
BG-CO_00005, BG_CO_00003 | N-1 OHL 400 kV Vetren - Chervena Mogila, N-1 OHL 400 kV VETREN - CHERVENA MOGILA | [GR-MK] [OPP] TIE 400 kV Meliti - Bitola | XFL_BI11_GMELIT11_1:line | -1191 | 1587 | 1587 | -396 | 75 | []
BG-CO_00006, BG_CO_00004 | N-1 OHL 400 kV Plovdiv - Vetren, N-1 OHL 400 kV PLOVDIV - VETREN | [GR-MK] [OPP] TIE 400 kV Meliti - Bitola | XFL_BI11_GMELIT11_1:line | -1190 | 1587 | 1587 | -397 | 75 | []
AL_ME_CO_00001 | N-1 TIE 400 kV Tirana 2 – Podgorica 2 | [GR-MK] [OPP] TIE 400 kV Meliti - Bitola | XFL_BI11_GMELIT11_1:line | -1190 | 1587 | 1587 | -397 | 75 | []
TR_CO_00001 | N-1 OHL 400 kV Habitabat NGCC - Babaeski | [GR-MK] [OPP] TIE 400 kV Meliti - Bitola | XFL_BI11_GMELIT11_1:line | -1189 | 1587 | 1587 | -398 | 75 | []
GR_CO_00008 | N-1 OHL 400 kV Kardia - Ptolemaida / N-1 OHL 400 kV Kardia - Vermio | [GR-MK] [OPP] TIE 400 kV Meliti - Bitola | XFL_BI11_GMELIT11_1:line | -1174 | 1587 | 1587 | -413 | 74 | []
RS_CO_00004 | N-1 OHL 400 kV Nis 2 - Leskovac 2 | [GR-MK] [OPP] TIE 400 kV Meliti - Bitola | XFL_BI11_GMELIT11_1:line | -1174 | 1587 | 1587 | -413 | 74 | []
GR_CO_00005 | N-1 OHL 400 kV Thessaloniki - Lagadas ck. 1&2 | [GR-MK] [OPP] TIE 400 kV Meliti - Bitola | XFL_BI11_GMELIT11_1:line | -1172 | 1587 | 1587 | -415 | 74 | []
RS_CO_00003 | N-1 OHL 400 kV Vranje 4 - Leskovac 2 | [GR-MK] [OPP] TIE 400 kV Meliti - Bitola | XFL_BI11_GMELIT11_1:line | -1166 | 1587 | 1587 | -421 | 73 | []
KS_ME_CO_00001 | N-1 TIE 400 kV Pec 3 - Ribarevina | [GR-MK] [OPP] TIE 400 kV Meliti - Bitola | XFL_BI11_GMELIT11_1:line | -1164 | 1587 | 1587 | -423 | 73 | []
RS_MK_CO_00001 | N-1 TIE 400 kV Vranje 4 - Stip | [GR-MK] [OPP] TIE 400 kV Meliti - Bitola | XFL_BI11_GMELIT11_1:line | -1155 | 1587 | 1587 | -432 | 73 | []

## 1530Curative
Detailed results
Generated at: | 2026-08-04 20:14
Business day: | 05.08.2026
Timestamp: | 15:30
Border & direction: | North-Greece Exporting
Horizon: | DA
Remedial actions: | true
Evaluation type: | curative
TTC [MW]: | 2124
Fallback applied | false
Loading threshold | 0.7
Applied RAs
CO ID | RA ID | Name of the RA | Usage | Type | Location | Status
Limiting CNECs
CO ID | Name of the CO | Name of the CNE | CNE UCTE branch | Calculated I (A) | I max (PRE) | I max (CUR) | Margin (A) | Loading (%) | Applicable curative RAs
GR_MK_CO_00002 | N-1 TIE 400 kV Thessaloniki - Dubrovo | [GR-MK] [OPP] TIE 400 kV Meliti - Bitola | XFL_BI11_GMELIT11_1:line | -1582 |  | 1587 | -5 | 100 | []
GR_IT_CO_00001 | N-1 TIE 400 kV Arachthos - Galatina | [GR-MK] [OPP] TIE 400 kV Meliti - Bitola | XFL_BI11_GMELIT11_1:line | -1410 |  | 1587 | -177 | 89 | []
GR_CO_00003 | N-1 OHL 400 kV Meliti - Amideo ck. 1&2 | [GR-MK] [OPP] TIE 400 kV Thessaloniki - Dubrovo | XTH_DU11_GTHESS11_1:line | -1409 |  | 1587 | -178 | 89 | []
GR_MK_CO_00001 | N-1 TIE 400 kV Meliti - Bitola | [GR-MK] [OPP] TIE 400 kV Thessaloniki - Dubrovo | XTH_DU11_GTHESS11_1:line | -1408 |  | 1587 | -179 | 89 | []
GR_CO_00004 | N-1 OHL 400 kV Amideo - Lagadas ck. 1&2 | [GR-MK] [OPP] TIE 400 kV Meliti - Bitola | XFL_BI11_GMELIT11_1:line | -1407 |  | 1587 | -180 | 89 | []
GR_CO_00007 | N-1 OHL 400 kV Thessaloniki - Agios Dimitrios ck. 1&2 | [GR-MK] [OPP] TIE 400 kV Meliti - Bitola | XFL_BI11_GMELIT11_1:line | -1376 |  | 1587 | -211 | 87 | []
GR_BG_CO_00001 | N-1 TIE 400 kV Lagadas - Blagoevgrad | [GR-MK] [OPP] TIE 400 kV Meliti - Bitola | XFL_BI11_GMELIT11_1:line | -1319 |  | 1587 | -268 | 83 | []
RS_BG_CO_00001, RO_CO_00052 | N-1 TIE 400 kV Sofia Zapad - Nis, N-1 OHL 400 kV Sofia Zapad -Nis | [GR-MK] [OPP] TIE 400 kV Meliti - Bitola | XFL_BI11_GMELIT11_1:line | -1290 |  | 1587 | -297 | 81 | []
BG-CO_00001, BG_CO_00001 | N-1 OHL 400 kV Chervena Mogila - Blagoevgrad ck. 1&2, N-1 OHL 400 kV CHERVENA MOGILA - BLAGOEVGRAD CK. 1&2 | [GR-MK] [OPP] TIE 400 kV Meliti - Bitola | XFL_BI11_GMELIT11_1:line | -1277 |  | 1587 | -310 | 80 | []
GR_CO_00001 | N-1 OHL 400 kV Filippoi - Komotini ck. 1&2 | [GR-MK] [OPP] TIE 400 kV Meliti - Bitola | XFL_BI11_GMELIT11_1:line | -1275 |  | 1587 | -312 | 80 | []
GR_CO_00006 | N-1 OHL 400 kV Komotini - Nea Santa ck. 1&2 | [GR-MK] [OPP] TIE 400 kV Meliti - Bitola | XFL_BI11_GMELIT11_1:line | -1271 |  | 1587 | -316 | 80 | []
GR_AL_CO_00001 | N-1 TIE 400 kV Kardia - Zemblak / N-1 TIE 150 kV Mourtos - Bistrica | [GR-MK] [OPP] TIE 400 kV Meliti - Bitola | XFL_BI11_GMELIT11_1:line | -1239 |  | 1587 | -348 | 78 | []
BG-CO_00012 | N-1 OHL 400 kV Varna - Burgas | [GR-MK] [OPP] TIE 400 kV Meliti - Bitola | XFL_BI11_GMELIT11_1:line | -1228 |  | 1587 | -359 | 77 | []
GR_BG_CO_00002 | N-1 TIE 400 kV Nea Santa - Maritsa Iztok | [GR-MK] [OPP] TIE 400 kV Meliti - Bitola | XFL_BI11_GMELIT11_1:line | -1227 |  | 1600 | -373 | 77 | []
RS_KS_CO_00002 | N-1 TIE 400 kV Kosovo B - Nis 2 | [GR-MK] [OPP] TIE 400 kV Meliti - Bitola | XFL_BI11_GMELIT11_1:line | -1211 |  | 1587 | -376 | 76 | []
GR_TR_CO_00001 | N-1 TIE 400 kV Nea Santa - Babaeski | [GR-MK] [OPP] TIE 400 kV Meliti - Bitola | XFL_BI11_GMELIT11_1:line | -1210 |  | 1587 | -377 | 76 | []
GR_CO_00002 | N-1 OHL 400 kV Filippoi - Lagadas ck. 1&2 | [GR-MK] [OPP] TIE 400 kV Meliti - Bitola | XFL_BI11_GMELIT11_1:line | -1210 |  | 1587 | -377 | 76 | []
BG-CO_00013 | N-1 OHL 400 kV Maritsa Iztok - Plovdiv | [GR-MK] [OPP] TIE 400 kV Meliti - Bitola | XFL_BI11_GMELIT11_1:line | -1205 |  | 1587 | -382 | 76 | []
BG-CO_00018 | N-1 OHL 400 kV Burgas- Maritsa Iztok 2 | [GR-MK] [OPP] TIE 400 kV Meliti - Bitola | XFL_BI11_GMELIT11_1:line | -1200 |  | 1587 | -387 | 76 | []
BG-CO_00019 | N-1 OHL 400 kV Maritsa Iztok 2 - Maritsa Iztok 3 | [GR-MK] [OPP] TIE 400 kV Meliti - Bitola | XFL_BI11_GMELIT11_1:line | -1200 |  | 1587 | -387 | 76 | []
BG-CO_00002, BG_CO_00002 | N-1 OHL 400 kV Sofia Zapad - Chervena Mogila ck. 1&2, N-1 OHL 400 kV SOFIA ZAPAD - CHERVENA MOGILA CK. 1&2 | [GR-MK] [OPP] TIE 400 kV Meliti - Bitola | XFL_BI11_GMELIT11_1:line | -1199 |  | 1587 | -388 | 76 | []
GR_CO_00009 | N-1 OHL 400 kV Filippoi - Lagadas ck. 3 | [GR-MK] [OPP] TIE 400 kV Meliti - Bitola | XFL_BI11_GMELIT11_1:line | -1197 |  | 1587 | -390 | 75 | []
TR_BG_CO_00002 | N-1 TIE 400 kV Maritsa 3 - Hamitabat 2 | [GR-MK] [OPP] TIE 400 kV Meliti - Bitola | XFL_BI11_GMELIT11_1:line | -1196 |  | 1587 | -391 | 75 | []
MK_BG_CO_00001 | N-1 TIE 400 kV Chervena Mogila - Stip | [GR-MK] [OPP] TIE 400 kV Meliti - Bitola | XFL_BI11_GMELIT11_1:line | -1195 |  | 1587 | -392 | 75 | []
TR_BG_CO_00001 | N-1 TIE 400 kV Maritsa 3 - Hamitabat 1 | [GR-MK] [OPP] TIE 400 kV Meliti - Bitola | XFL_BI11_GMELIT11_1:line | -1194 |  | 1587 | -393 | 75 | []
AL_CO_00001 | N-1 OHL 400 kV Elbasan 3 - Tirana 2 | [GR-MK] [OPP] TIE 400 kV Meliti - Bitola | XFL_BI11_GMELIT11_1:line | -1192 |  | 1587 | -395 | 75 | []
BG-CO_00020 | N-1 OHL 400 kV Maritsa Iztok - Maritsa Iztok 3 | [GR-MK] [OPP] TIE 400 kV Meliti - Bitola | XFL_BI11_GMELIT11_1:line | -1191 |  | 1587 | -396 | 75 | []
BG-CO_00017 | N-1 OHL 400 kV Kozloduy - Sofia Zapad ck. 1&2 | [GR-MK] [OPP] TIE 400 kV Meliti - Bitola | XFL_BI11_GMELIT11_1:line | -1191 |  | 1587 | -396 | 75 | []
BC | Base Case | [GR-MK] [OPP] TIE 400 kV Meliti - Bitola | XFL_BI11_GMELIT11_1:line | -1191 |  | 1587 | -396 | 75 | []
AL_CO_00002 | N-1 OHL 400 kV Elbasan 3 - Zemblak | [GR-MK] [OPP] TIE 400 kV Meliti - Bitola | XFL_BI11_GMELIT11_1:line | -1191 |  | 1587 | -396 | 75 | []
BG-CO_00005, BG_CO_00003 | N-1 OHL 400 kV Vetren - Chervena Mogila, N-1 OHL 400 kV VETREN - CHERVENA MOGILA | [GR-MK] [OPP] TIE 400 kV Meliti - Bitola | XFL_BI11_GMELIT11_1:line | -1191 |  | 1587 | -396 | 75 | []
BG-CO_00006, BG_CO_00004 | N-1 OHL 400 kV Plovdiv - Vetren, N-1 OHL 400 kV PLOVDIV - VETREN | [GR-MK] [OPP] TIE 400 kV Meliti - Bitola | XFL_BI11_GMELIT11_1:line | -1190 |  | 1587 | -397 | 75 | []
AL_ME_CO_00001 | N-1 TIE 400 kV Tirana 2 – Podgorica 2 | [GR-MK] [OPP] TIE 400 kV Meliti - Bitola | XFL_BI11_GMELIT11_1:line | -1190 |  | 1587 | -397 | 75 | []
TR_CO_00001 | N-1 OHL 400 kV Habitabat NGCC - Babaeski | [GR-MK] [OPP] TIE 400 kV Meliti - Bitola | XFL_BI11_GMELIT11_1:line | -1189 |  | 1587 | -398 | 75 | []
GR_CO_00008 | N-1 OHL 400 kV Kardia - Ptolemaida / N-1 OHL 400 kV Kardia - Vermio | [GR-MK] [OPP] TIE 400 kV Meliti - Bitola | XFL_BI11_GMELIT11_1:line | -1174 |  | 1587 | -413 | 74 | []
RS_CO_00004 | N-1 OHL 400 kV Nis 2 - Leskovac 2 | [GR-MK] [OPP] TIE 400 kV Meliti - Bitola | XFL_BI11_GMELIT11_1:line | -1174 |  | 1587 | -413 | 74 | []
GR_CO_00005 | N-1 OHL 400 kV Thessaloniki - Lagadas ck. 1&2 | [GR-MK] [OPP] TIE 400 kV Meliti - Bitola | XFL_BI11_GMELIT11_1:line | -1172 |  | 1587 | -415 | 74 | []
RS_CO_00003 | N-1 OHL 400 kV Vranje 4 - Leskovac 2 | [GR-MK] [OPP] TIE 400 kV Meliti - Bitola | XFL_BI11_GMELIT11_1:line | -1166 |  | 1587 | -421 | 73 | []
KS_ME_CO_00001 | N-1 TIE 400 kV Pec 3 - Ribarevina | [GR-MK] [OPP] TIE 400 kV Meliti - Bitola | XFL_BI11_GMELIT11_1:line | -1164 |  | 1587 | -423 | 73 | []
RS_MK_CO_00001 | N-1 TIE 400 kV Vranje 4 - Stip | [GR-MK] [OPP] TIE 400 kV Meliti - Bitola | XFL_BI11_GMELIT11_1:line | -1155 |  | 1587 | -432 | 73 | []

## 1630Preventive
Detailed results
Generated at: | 2026-08-04 20:14
Business day: | 05.08.2026
Timestamp: | 16:30
Border & direction: | North-Greece Exporting
Horizon: | DA
Remedial actions: | true
Evaluation type: | preventive
TTC [MW]: | 2244
Fallback applied | false
Loading threshold | 0.7
Applied RAs
CO ID | RA ID | Name of the RA | Usage | Type | Location | Status
Limiting CNECs
CO ID | Name of the CO | Name of the CNE | CNE UCTE branch | Calculated I (A) | I max (PRE) | I max (CUR) | Margin (A) | Loading (%) | Applicable curative RAs
GR_MK_CO_00002 | N-1 TIE 400 kV Thessaloniki - Dubrovo | [GR-MK] [OPP] TIE 400 kV Meliti - Bitola | XFL_BI11_GMELIT11_1:line | -1585 | 1587 | 1587 | -2 | 100 | []
GR_CO_00004 | N-1 OHL 400 kV Amideo - Lagadas ck. 1&2 | [GR-MK] [OPP] TIE 400 kV Meliti - Bitola | XFL_BI11_GMELIT11_1:line | -1460 | 1587 | 1587 | -127 | 92 | []
GR_IT_CO_00001 | N-1 TIE 400 kV Arachthos - Galatina | [GR-MK] [OPP] TIE 400 kV Meliti - Bitola | XFL_BI11_GMELIT11_1:line | -1426 | 1587 | 1587 | -161 | 90 | []
GR_CO_00007 | N-1 OHL 400 kV Thessaloniki - Agios Dimitrios ck. 1&2 | [GR-MK] [OPP] TIE 400 kV Meliti - Bitola | XFL_BI11_GMELIT11_1:line | -1426 | 1587 | 1587 | -161 | 90 | []
GR_CO_00003 | N-1 OHL 400 kV Meliti - Amideo ck. 1&2 | [GR-MK] [OPP] TIE 400 kV Thessaloniki - Dubrovo | XTH_DU11_GTHESS11_1:line | -1394 | 1587 | 1587 | -193 | 88 | []
GR_MK_CO_00001 | N-1 TIE 400 kV Meliti - Bitola | [GR-MK] [OPP] TIE 400 kV Thessaloniki - Dubrovo | XTH_DU11_GTHESS11_1:line | -1394 | 1587 | 1587 | -193 | 88 | []
GR_BG_CO_00001 | N-1 TIE 400 kV Lagadas - Blagoevgrad | [GR-MK] [OPP] TIE 400 kV Meliti - Bitola | XFL_BI11_GMELIT11_1:line | -1351 | 1587 | 1587 | -236 | 85 | []
GR_CO_00001 | N-1 OHL 400 kV Filippoi - Komotini ck. 1&2 | [GR-MK] [OPP] TIE 400 kV Meliti - Bitola | XFL_BI11_GMELIT11_1:line | -1317 | 1587 | 1587 | -270 | 83 | []
GR_CO_00006 | N-1 OHL 400 kV Komotini - Nea Santa ck. 1&2 | [GR-MK] [OPP] TIE 400 kV Meliti - Bitola | XFL_BI11_GMELIT11_1:line | -1313 | 1587 | 1587 | -274 | 83 | []
BG-CO_00001, BG_CO_00001 | N-1 OHL 400 kV Chervena Mogila - Blagoevgrad ck. 1&2, N-1 OHL 400 kV CHERVENA MOGILA - BLAGOEVGRAD CK. 1&2 | [GR-MK] [OPP] TIE 400 kV Meliti - Bitola | XFL_BI11_GMELIT11_1:line | -1298 | 1587 | 1587 | -289 | 82 | []
RS_BG_CO_00001, RO_CO_00052 | N-1 TIE 400 kV Sofia Zapad - Nis, N-1 OHL 400 kV Sofia Zapad -Nis | [GR-MK] [OPP] TIE 400 kV Meliti - Bitola | XFL_BI11_GMELIT11_1:line | -1283 | 1587 | 1587 | -304 | 81 | []
GR_AL_CO_00001 | N-1 TIE 400 kV Kardia - Zemblak / N-1 TIE 150 kV Mourtos - Bistrica | [GR-MK] [OPP] TIE 400 kV Meliti - Bitola | XFL_BI11_GMELIT11_1:line | -1255 | 1587 | 1587 | -332 | 79 | []
BG-CO_00012 | N-1 OHL 400 kV Varna - Burgas | [GR-MK] [OPP] TIE 400 kV Meliti - Bitola | XFL_BI11_GMELIT11_1:line | -1253 | 1587 | 1587 | -334 | 79 | []
GR_BG_CO_00002 | N-1 TIE 400 kV Nea Santa - Maritsa Iztok | [GR-MK] [OPP] TIE 400 kV Meliti - Bitola | XFL_BI11_GMELIT11_1:line | -1253 | 1600 | 1600 | -347 | 78 | []
GR_CO_00002 | N-1 OHL 400 kV Filippoi - Lagadas ck. 1&2 | [GR-MK] [OPP] TIE 400 kV Meliti - Bitola | XFL_BI11_GMELIT11_1:line | -1233 | 1587 | 1587 | -354 | 78 | []
GR_TR_CO_00001 | N-1 TIE 400 kV Nea Santa - Babaeski | [GR-MK] [OPP] TIE 400 kV Meliti - Bitola | XFL_BI11_GMELIT11_1:line | -1233 | 1587 | 1587 | -354 | 78 | []
RS_KS_CO_00002 | N-1 TIE 400 kV Kosovo B - Nis 2 | [GR-MK] [OPP] TIE 400 kV Meliti - Bitola | XFL_BI11_GMELIT11_1:line | -1222 | 1587 | 1587 | -365 | 77 | []
BG-CO_00018 | N-1 OHL 400 kV Burgas- Maritsa Iztok 2 | [GR-MK] [OPP] TIE 400 kV Meliti - Bitola | XFL_BI11_GMELIT11_1:line | -1220 | 1587 | 1587 | -367 | 77 | []
BG-CO_00019 | N-1 OHL 400 kV Maritsa Iztok 2 - Maritsa Iztok 3 | [GR-MK] [OPP] TIE 400 kV Meliti - Bitola | XFL_BI11_GMELIT11_1:line | -1220 | 1587 | 1587 | -367 | 77 | []
BG-CO_00013 | N-1 OHL 400 kV Maritsa Iztok - Plovdiv | [GR-MK] [OPP] TIE 400 kV Meliti - Bitola | XFL_BI11_GMELIT11_1:line | -1219 | 1587 | 1587 | -368 | 77 | []
BG-CO_00002, BG_CO_00002 | N-1 OHL 400 kV Sofia Zapad - Chervena Mogila ck. 1&2, N-1 OHL 400 kV SOFIA ZAPAD - CHERVENA MOGILA CK. 1&2 | [GR-MK] [OPP] TIE 400 kV Meliti - Bitola | XFL_BI11_GMELIT11_1:line | -1217 | 1587 | 1587 | -370 | 77 | []
TR_BG_CO_00002 | N-1 TIE 400 kV Maritsa 3 - Hamitabat 2 | [GR-MK] [OPP] TIE 400 kV Meliti - Bitola | XFL_BI11_GMELIT11_1:line | -1217 | 1587 | 1587 | -370 | 77 | []
GR_CO_00009 | N-1 OHL 400 kV Filippoi - Lagadas ck. 3 | [GR-MK] [OPP] TIE 400 kV Meliti - Bitola | XFL_BI11_GMELIT11_1:line | -1216 | 1587 | 1587 | -371 | 77 | []
TR_BG_CO_00001 | N-1 TIE 400 kV Maritsa 3 - Hamitabat 1 | [GR-MK] [OPP] TIE 400 kV Meliti - Bitola | XFL_BI11_GMELIT11_1:line | -1214 | 1587 | 1587 | -373 | 76 | []
BG-CO_00020 | N-1 OHL 400 kV Maritsa Iztok - Maritsa Iztok 3 | [GR-MK] [OPP] TIE 400 kV Meliti - Bitola | XFL_BI11_GMELIT11_1:line | -1209 | 1587 | 1587 | -378 | 76 | []
BG-CO_00017 | N-1 OHL 400 kV Kozloduy - Sofia Zapad ck. 1&2 | [GR-MK] [OPP] TIE 400 kV Meliti - Bitola | XFL_BI11_GMELIT11_1:line | -1209 | 1587 | 1587 | -378 | 76 | []
AL_CO_00001 | N-1 OHL 400 kV Elbasan 3 - Tirana 2 | [GR-MK] [OPP] TIE 400 kV Meliti - Bitola | XFL_BI11_GMELIT11_1:line | -1208 | 1587 | 1587 | -379 | 76 | []
BC | Base Case | [GR-MK] [OPP] TIE 400 kV Meliti - Bitola | XFL_BI11_GMELIT11_1:line | -1208 | 1587 | 1587 | -379 | 76 | []
AL_ME_CO_00001 | N-1 TIE 400 kV Tirana 2 – Podgorica 2 | [GR-MK] [OPP] TIE 400 kV Meliti - Bitola | XFL_BI11_GMELIT11_1:line | -1207 | 1587 | 1587 | -380 | 76 | []
AL_CO_00002 | N-1 OHL 400 kV Elbasan 3 - Zemblak | [GR-MK] [OPP] TIE 400 kV Meliti - Bitola | XFL_BI11_GMELIT11_1:line | -1207 | 1587 | 1587 | -380 | 76 | []
BG-CO_00005, BG_CO_00003 | N-1 OHL 400 kV Vetren - Chervena Mogila, N-1 OHL 400 kV VETREN - CHERVENA MOGILA | [GR-MK] [OPP] TIE 400 kV Meliti - Bitola | XFL_BI11_GMELIT11_1:line | -1205 | 1587 | 1587 | -382 | 76 | []
BG-CO_00006, BG_CO_00004 | N-1 OHL 400 kV Plovdiv - Vetren, N-1 OHL 400 kV PLOVDIV - VETREN | [GR-MK] [OPP] TIE 400 kV Meliti - Bitola | XFL_BI11_GMELIT11_1:line | -1205 | 1587 | 1587 | -382 | 76 | []
TR_CO_00001 | N-1 OHL 400 kV Habitabat NGCC - Babaeski | [GR-MK] [OPP] TIE 400 kV Meliti - Bitola | XFL_BI11_GMELIT11_1:line | -1204 | 1587 | 1587 | -383 | 76 | []
MK_BG_CO_00001 | N-1 TIE 400 kV Chervena Mogila - Stip | [GR-MK] [OPP] TIE 400 kV Meliti - Bitola | XFL_BI11_GMELIT11_1:line | -1197 | 1587 | 1587 | -390 | 75 | []
GR_CO_00008 | N-1 OHL 400 kV Kardia - Ptolemaida / N-1 OHL 400 kV Kardia - Vermio | [GR-MK] [OPP] TIE 400 kV Meliti - Bitola | XFL_BI11_GMELIT11_1:line | -1195 | 1587 | 1587 | -392 | 75 | []
RS_CO_00004 | N-1 OHL 400 kV Nis 2 - Leskovac 2 | [GR-MK] [OPP] TIE 400 kV Meliti - Bitola | XFL_BI11_GMELIT11_1:line | -1194 | 1587 | 1587 | -393 | 75 | []
KS_ME_CO_00001 | N-1 TIE 400 kV Pec 3 - Ribarevina | [GR-MK] [OPP] TIE 400 kV Meliti - Bitola | XFL_BI11_GMELIT11_1:line | -1188 | 1587 | 1587 | -399 | 75 | []
RS_CO_00003 | N-1 OHL 400 kV Vranje 4 - Leskovac 2 | [GR-MK] [OPP] TIE 400 kV Meliti - Bitola | XFL_BI11_GMELIT11_1:line | -1187 | 1587 | 1587 | -400 | 75 | []
GR_CO_00005 | N-1 OHL 400 kV Thessaloniki - Lagadas ck. 1&2 | [GR-MK] [OPP] TIE 400 kV Meliti - Bitola | XFL_BI11_GMELIT11_1:line | -1181 | 1587 | 1587 | -406 | 74 | []
RS_MK_CO_00001 | N-1 TIE 400 kV Vranje 4 - Stip | [GR-MK] [OPP] TIE 400 kV Meliti - Bitola | XFL_BI11_GMELIT11_1:line | -1177 | 1587 | 1587 | -410 | 74 | []
RS_BG_CO_00001, RO_CO_00052 | N-1 TIE 400 kV Sofia Zapad - Nis, N-1 OHL 400 kV Sofia Zapad -Nis | [RO-UA] [DIR] TIE 400 kV Isaccea-Vulcanesti | RIS1A41 _XVK_IS11_1:line | -1272 | -1722 | -1722 | -450 | 74 | []
KS_CO_00001 | N-1 OHL 400 kV Kosovo B - Urosevac | [GR-MK] [OPP] TIE 400 kV Meliti - Bitola | XFL_BI11_GMELIT11_1:line | -1120 | 1587 | 1587 | -467 | 71 | []
MK_CO_00002 | N-1 OHL 400 kV Dubrovo - Stip | [GR-MK] [OPP] TIE 400 kV Meliti - Bitola | XFL_BI11_GMELIT11_1:line | -1115 | 1587 | 1587 | -472 | 70 | []

## 1630Curative
Detailed results
Generated at: | 2026-08-04 20:14
Business day: | 05.08.2026
Timestamp: | 16:30
Border & direction: | North-Greece Exporting
Horizon: | DA
Remedial actions: | true
Evaluation type: | curative
TTC [MW]: | 2244
Fallback applied | false
Loading threshold | 0.7
Applied RAs
CO ID | RA ID | Name of the RA | Usage | Type | Location | Status
Limiting CNECs
CO ID | Name of the CO | Name of the CNE | CNE UCTE branch | Calculated I (A) | I max (PRE) | I max (CUR) | Margin (A) | Loading (%) | Applicable curative RAs
GR_MK_CO_00002 | N-1 TIE 400 kV Thessaloniki - Dubrovo | [GR-MK] [OPP] TIE 400 kV Meliti - Bitola | XFL_BI11_GMELIT11_1:line | -1585 |  | 1587 | -2 | 100 | []
GR_CO_00004 | N-1 OHL 400 kV Amideo - Lagadas ck. 1&2 | [GR-MK] [OPP] TIE 400 kV Meliti - Bitola | XFL_BI11_GMELIT11_1:line | -1460 |  | 1587 | -127 | 92 | []
GR_IT_CO_00001 | N-1 TIE 400 kV Arachthos - Galatina | [GR-MK] [OPP] TIE 400 kV Meliti - Bitola | XFL_BI11_GMELIT11_1:line | -1426 |  | 1587 | -161 | 90 | []
GR_CO_00007 | N-1 OHL 400 kV Thessaloniki - Agios Dimitrios ck. 1&2 | [GR-MK] [OPP] TIE 400 kV Meliti - Bitola | XFL_BI11_GMELIT11_1:line | -1426 |  | 1587 | -161 | 90 | []
GR_CO_00003 | N-1 OHL 400 kV Meliti - Amideo ck. 1&2 | [GR-MK] [OPP] TIE 400 kV Thessaloniki - Dubrovo | XTH_DU11_GTHESS11_1:line | -1394 |  | 1587 | -193 | 88 | []
GR_MK_CO_00001 | N-1 TIE 400 kV Meliti - Bitola | [GR-MK] [OPP] TIE 400 kV Thessaloniki - Dubrovo | XTH_DU11_GTHESS11_1:line | -1394 |  | 1587 | -193 | 88 | []
GR_BG_CO_00001 | N-1 TIE 400 kV Lagadas - Blagoevgrad | [GR-MK] [OPP] TIE 400 kV Meliti - Bitola | XFL_BI11_GMELIT11_1:line | -1351 |  | 1587 | -236 | 85 | []
GR_CO_00001 | N-1 OHL 400 kV Filippoi - Komotini ck. 1&2 | [GR-MK] [OPP] TIE 400 kV Meliti - Bitola | XFL_BI11_GMELIT11_1:line | -1317 |  | 1587 | -270 | 83 | []
GR_CO_00006 | N-1 OHL 400 kV Komotini - Nea Santa ck. 1&2 | [GR-MK] [OPP] TIE 400 kV Meliti - Bitola | XFL_BI11_GMELIT11_1:line | -1313 |  | 1587 | -274 | 83 | []
BG-CO_00001, BG_CO_00001 | N-1 OHL 400 kV Chervena Mogila - Blagoevgrad ck. 1&2, N-1 OHL 400 kV CHERVENA MOGILA - BLAGOEVGRAD CK. 1&2 | [GR-MK] [OPP] TIE 400 kV Meliti - Bitola | XFL_BI11_GMELIT11_1:line | -1298 |  | 1587 | -289 | 82 | []
RS_BG_CO_00001, RO_CO_00052 | N-1 TIE 400 kV Sofia Zapad - Nis, N-1 OHL 400 kV Sofia Zapad -Nis | [GR-MK] [OPP] TIE 400 kV Meliti - Bitola | XFL_BI11_GMELIT11_1:line | -1283 |  | 1587 | -304 | 81 | []
GR_AL_CO_00001 | N-1 TIE 400 kV Kardia - Zemblak / N-1 TIE 150 kV Mourtos - Bistrica | [GR-MK] [OPP] TIE 400 kV Meliti - Bitola | XFL_BI11_GMELIT11_1:line | -1255 |  | 1587 | -332 | 79 | []
BG-CO_00012 | N-1 OHL 400 kV Varna - Burgas | [GR-MK] [OPP] TIE 400 kV Meliti - Bitola | XFL_BI11_GMELIT11_1:line | -1253 |  | 1587 | -334 | 79 | []
GR_BG_CO_00002 | N-1 TIE 400 kV Nea Santa - Maritsa Iztok | [GR-MK] [OPP] TIE 400 kV Meliti - Bitola | XFL_BI11_GMELIT11_1:line | -1253 |  | 1600 | -347 | 78 | []
GR_CO_00002 | N-1 OHL 400 kV Filippoi - Lagadas ck. 1&2 | [GR-MK] [OPP] TIE 400 kV Meliti - Bitola | XFL_BI11_GMELIT11_1:line | -1233 |  | 1587 | -354 | 78 | []
GR_TR_CO_00001 | N-1 TIE 400 kV Nea Santa - Babaeski | [GR-MK] [OPP] TIE 400 kV Meliti - Bitola | XFL_BI11_GMELIT11_1:line | -1233 |  | 1587 | -354 | 78 | []
RS_KS_CO_00002 | N-1 TIE 400 kV Kosovo B - Nis 2 | [GR-MK] [OPP] TIE 400 kV Meliti - Bitola | XFL_BI11_GMELIT11_1:line | -1222 |  | 1587 | -365 | 77 | []
BG-CO_00018 | N-1 OHL 400 kV Burgas- Maritsa Iztok 2 | [GR-MK] [OPP] TIE 400 kV Meliti - Bitola | XFL_BI11_GMELIT11_1:line | -1220 |  | 1587 | -367 | 77 | []
BG-CO_00019 | N-1 OHL 400 kV Maritsa Iztok 2 - Maritsa Iztok 3 | [GR-MK] [OPP] TIE 400 kV Meliti - Bitola | XFL_BI11_GMELIT11_1:line | -1220 |  | 1587 | -367 | 77 | []
BG-CO_00013 | N-1 OHL 400 kV Maritsa Iztok - Plovdiv | [GR-MK] [OPP] TIE 400 kV Meliti - Bitola | XFL_BI11_GMELIT11_1:line | -1219 |  | 1587 | -368 | 77 | []
BG-CO_00002, BG_CO_00002 | N-1 OHL 400 kV Sofia Zapad - Chervena Mogila ck. 1&2, N-1 OHL 400 kV SOFIA ZAPAD - CHERVENA MOGILA CK. 1&2 | [GR-MK] [OPP] TIE 400 kV Meliti - Bitola | XFL_BI11_GMELIT11_1:line | -1217 |  | 1587 | -370 | 77 | []
TR_BG_CO_00002 | N-1 TIE 400 kV Maritsa 3 - Hamitabat 2 | [GR-MK] [OPP] TIE 400 kV Meliti - Bitola | XFL_BI11_GMELIT11_1:line | -1217 |  | 1587 | -370 | 77 | []
GR_CO_00009 | N-1 OHL 400 kV Filippoi - Lagadas ck. 3 | [GR-MK] [OPP] TIE 400 kV Meliti - Bitola | XFL_BI11_GMELIT11_1:line | -1216 |  | 1587 | -371 | 77 | []
TR_BG_CO_00001 | N-1 TIE 400 kV Maritsa 3 - Hamitabat 1 | [GR-MK] [OPP] TIE 400 kV Meliti - Bitola | XFL_BI11_GMELIT11_1:line | -1214 |  | 1587 | -373 | 76 | []
BG-CO_00020 | N-1 OHL 400 kV Maritsa Iztok - Maritsa Iztok 3 | [GR-MK] [OPP] TIE 400 kV Meliti - Bitola | XFL_BI11_GMELIT11_1:line | -1209 |  | 1587 | -378 | 76 | []
BG-CO_00017 | N-1 OHL 400 kV Kozloduy - Sofia Zapad ck. 1&2 | [GR-MK] [OPP] TIE 400 kV Meliti - Bitola | XFL_BI11_GMELIT11_1:line | -1209 |  | 1587 | -378 | 76 | []
AL_CO_00001 | N-1 OHL 400 kV Elbasan 3 - Tirana 2 | [GR-MK] [OPP] TIE 400 kV Meliti - Bitola | XFL_BI11_GMELIT11_1:line | -1208 |  | 1587 | -379 | 76 | []
BC | Base Case | [GR-MK] [OPP] TIE 400 kV Meliti - Bitola | XFL_BI11_GMELIT11_1:line | -1208 |  | 1587 | -379 | 76 | []
AL_ME_CO_00001 | N-1 TIE 400 kV Tirana 2 – Podgorica 2 | [GR-MK] [OPP] TIE 400 kV Meliti - Bitola | XFL_BI11_GMELIT11_1:line | -1207 |  | 1587 | -380 | 76 | []
AL_CO_00002 | N-1 OHL 400 kV Elbasan 3 - Zemblak | [GR-MK] [OPP] TIE 400 kV Meliti - Bitola | XFL_BI11_GMELIT11_1:line | -1207 |  | 1587 | -380 | 76 | []
BG-CO_00005, BG_CO_00003 | N-1 OHL 400 kV Vetren - Chervena Mogila, N-1 OHL 400 kV VETREN - CHERVENA MOGILA | [GR-MK] [OPP] TIE 400 kV Meliti - Bitola | XFL_BI11_GMELIT11_1:line | -1205 |  | 1587 | -382 | 76 | []
BG-CO_00006, BG_CO_00004 | N-1 OHL 400 kV Plovdiv - Vetren, N-1 OHL 400 kV PLOVDIV - VETREN | [GR-MK] [OPP] TIE 400 kV Meliti - Bitola | XFL_BI11_GMELIT11_1:line | -1205 |  | 1587 | -382 | 76 | []
TR_CO_00001 | N-1 OHL 400 kV Habitabat NGCC - Babaeski | [GR-MK] [OPP] TIE 400 kV Meliti - Bitola | XFL_BI11_GMELIT11_1:line | -1204 |  | 1587 | -383 | 76 | []
MK_BG_CO_00001 | N-1 TIE 400 kV Chervena Mogila - Stip | [GR-MK] [OPP] TIE 400 kV Meliti - Bitola | XFL_BI11_GMELIT11_1:line | -1197 |  | 1587 | -390 | 75 | []
GR_CO_00008 | N-1 OHL 400 kV Kardia - Ptolemaida / N-1 OHL 400 kV Kardia - Vermio | [GR-MK] [OPP] TIE 400 kV Meliti - Bitola | XFL_BI11_GMELIT11_1:line | -1195 |  | 1587 | -392 | 75 | []
RS_CO_00004 | N-1 OHL 400 kV Nis 2 - Leskovac 2 | [GR-MK] [OPP] TIE 400 kV Meliti - Bitola | XFL_BI11_GMELIT11_1:line | -1194 |  | 1587 | -393 | 75 | []
KS_ME_CO_00001 | N-1 TIE 400 kV Pec 3 - Ribarevina | [GR-MK] [OPP] TIE 400 kV Meliti - Bitola | XFL_BI11_GMELIT11_1:line | -1188 |  | 1587 | -399 | 75 | []
RS_CO_00003 | N-1 OHL 400 kV Vranje 4 - Leskovac 2 | [GR-MK] [OPP] TIE 400 kV Meliti - Bitola | XFL_BI11_GMELIT11_1:line | -1187 |  | 1587 | -400 | 75 | []
GR_CO_00005 | N-1 OHL 400 kV Thessaloniki - Lagadas ck. 1&2 | [GR-MK] [OPP] TIE 400 kV Meliti - Bitola | XFL_BI11_GMELIT11_1:line | -1181 |  | 1587 | -406 | 74 | []
RS_MK_CO_00001 | N-1 TIE 400 kV Vranje 4 - Stip | [GR-MK] [OPP] TIE 400 kV Meliti - Bitola | XFL_BI11_GMELIT11_1:line | -1177 |  | 1587 | -410 | 74 | []
RS_BG_CO_00001, RO_CO_00052 | N-1 TIE 400 kV Sofia Zapad - Nis, N-1 OHL 400 kV Sofia Zapad -Nis | [RO-UA] [DIR] TIE 400 kV Isaccea-Vulcanesti | RIS1A41 _XVK_IS11_1:line | -1272 |  | -1722 | -450 | 74 | []
KS_CO_00001 | N-1 OHL 400 kV Kosovo B - Urosevac | [GR-MK] [OPP] TIE 400 kV Meliti - Bitola | XFL_BI11_GMELIT11_1:line | -1120 |  | 1587 | -467 | 71 | []
MK_CO_00002 | N-1 OHL 400 kV Dubrovo - Stip | [GR-MK] [OPP] TIE 400 kV Meliti - Bitola | XFL_BI11_GMELIT11_1:line | -1115 |  | 1587 | -472 | 70 | []

## 1730Preventive
Detailed results
Generated at: | 2026-08-04 20:14
Business day: | 05.08.2026
Timestamp: | 17:30
Border & direction: | North-Greece Exporting
Horizon: | DA
Remedial actions: | true
Evaluation type: | preventive
TTC [MW]: | 2538
Fallback applied | false
Loading threshold | 0.7
Applied RAs
CO ID | RA ID | Name of the RA | Usage | Type | Location | Status
Limiting CNECs
CO ID | Name of the CO | Name of the CNE | CNE UCTE branch | Calculated I (A) | I max (PRE) | I max (CUR) | Margin (A) | Loading (%) | Applicable curative RAs
GR_MK_CO_00002 | N-1 TIE 400 kV Thessaloniki - Dubrovo | [GR-MK] [OPP] TIE 400 kV Meliti - Bitola | XFL_BI11_GMELIT11_1:line | -1585 | 1587 | 1587 | -2 | 100 | []
GR_CO_00004 | N-1 OHL 400 kV Amideo - Lagadas ck. 1&2 | [GR-MK] [OPP] TIE 400 kV Meliti - Bitola | XFL_BI11_GMELIT11_1:line | -1507 | 1587 | 1587 | -80 | 95 | []
GR_CO_00007 | N-1 OHL 400 kV Thessaloniki - Agios Dimitrios ck. 1&2 | [GR-MK] [OPP] TIE 400 kV Meliti - Bitola | XFL_BI11_GMELIT11_1:line | -1497 | 1587 | 1587 | -90 | 94 | []
GR_IT_CO_00001 | N-1 TIE 400 kV Arachthos - Galatina | [GR-MK] [OPP] TIE 400 kV Meliti - Bitola | XFL_BI11_GMELIT11_1:line | -1423 | 1587 | 1587 | -164 | 90 | []
GR_CO_00003 | N-1 OHL 400 kV Meliti - Amideo ck. 1&2 | [GR-MK] [OPP] TIE 400 kV Thessaloniki - Dubrovo | XTH_DU11_GTHESS11_1:line | -1399 | 1587 | 1587 | -188 | 88 | []
GR_MK_CO_00001 | N-1 TIE 400 kV Meliti - Bitola | [GR-MK] [OPP] TIE 400 kV Thessaloniki - Dubrovo | XTH_DU11_GTHESS11_1:line | -1398 | 1587 | 1587 | -189 | 88 | []
GR_BG_CO_00001 | N-1 TIE 400 kV Lagadas - Blagoevgrad | [GR-MK] [OPP] TIE 400 kV Meliti - Bitola | XFL_BI11_GMELIT11_1:line | -1395 | 1587 | 1587 | -192 | 88 | []
GR_CO_00001 | N-1 OHL 400 kV Filippoi - Komotini ck. 1&2 | [GR-MK] [OPP] TIE 400 kV Meliti - Bitola | XFL_BI11_GMELIT11_1:line | -1375 | 1587 | 1587 | -212 | 87 | []
GR_CO_00006 | N-1 OHL 400 kV Komotini - Nea Santa ck. 1&2 | [GR-MK] [OPP] TIE 400 kV Meliti - Bitola | XFL_BI11_GMELIT11_1:line | -1370 | 1587 | 1587 | -217 | 86 | []
BG-CO_00001, BG_CO_00001 | N-1 OHL 400 kV Chervena Mogila - Blagoevgrad ck. 1&2, N-1 OHL 400 kV CHERVENA MOGILA - BLAGOEVGRAD CK. 1&2 | [GR-MK] [OPP] TIE 400 kV Meliti - Bitola | XFL_BI11_GMELIT11_1:line | -1315 | 1587 | 1587 | -272 | 83 | []
GR_BG_CO_00002 | N-1 TIE 400 kV Nea Santa - Maritsa Iztok | [GR-MK] [OPP] TIE 400 kV Meliti - Bitola | XFL_BI11_GMELIT11_1:line | -1269 | 1600 | 1600 | -331 | 79 | []
GR_AL_CO_00001 | N-1 TIE 400 kV Kardia - Zemblak / N-1 TIE 150 kV Mourtos - Bistrica | [GR-MK] [OPP] TIE 400 kV Meliti - Bitola | XFL_BI11_GMELIT11_1:line | -1254 | 1587 | 1587 | -333 | 79 | []
BG-CO_00012 | N-1 OHL 400 kV Varna - Burgas | [GR-MK] [OPP] TIE 400 kV Meliti - Bitola | XFL_BI11_GMELIT11_1:line | -1253 | 1587 | 1587 | -334 | 79 | []
GR_CO_00002 | N-1 OHL 400 kV Filippoi - Lagadas ck. 1&2 | [GR-MK] [OPP] TIE 400 kV Meliti - Bitola | XFL_BI11_GMELIT11_1:line | -1246 | 1587 | 1587 | -341 | 79 | []
GR_TR_CO_00001 | N-1 TIE 400 kV Nea Santa - Babaeski | [GR-MK] [OPP] TIE 400 kV Meliti - Bitola | XFL_BI11_GMELIT11_1:line | -1243 | 1587 | 1587 | -344 | 78 | []
RS_BG_CO_00001, RO_CO_00052 | N-1 TIE 400 kV Sofia Zapad - Nis, N-1 OHL 400 kV Sofia Zapad -Nis | [GR-MK] [OPP] TIE 400 kV Meliti - Bitola | XFL_BI11_GMELIT11_1:line | -1242 | 1587 | 1587 | -345 | 78 | []
BG-CO_00018 | N-1 OHL 400 kV Burgas- Maritsa Iztok 2 | [GR-MK] [OPP] TIE 400 kV Meliti - Bitola | XFL_BI11_GMELIT11_1:line | -1220 | 1587 | 1587 | -367 | 77 | []
BG-CO_00019 | N-1 OHL 400 kV Maritsa Iztok 2 - Maritsa Iztok 3 | [GR-MK] [OPP] TIE 400 kV Meliti - Bitola | XFL_BI11_GMELIT11_1:line | -1220 | 1587 | 1587 | -367 | 77 | []
GR_CO_00009 | N-1 OHL 400 kV Filippoi - Lagadas ck. 3 | [GR-MK] [OPP] TIE 400 kV Meliti - Bitola | XFL_BI11_GMELIT11_1:line | -1220 | 1587 | 1587 | -367 | 77 | []
BG-CO_00002, BG_CO_00002 | N-1 OHL 400 kV Sofia Zapad - Chervena Mogila ck. 1&2, N-1 OHL 400 kV SOFIA ZAPAD - CHERVENA MOGILA CK. 1&2 | [GR-MK] [OPP] TIE 400 kV Meliti - Bitola | XFL_BI11_GMELIT11_1:line | -1219 | 1587 | 1587 | -368 | 77 | []
TR_BG_CO_00002 | N-1 TIE 400 kV Maritsa 3 - Hamitabat 2 | [GR-MK] [OPP] TIE 400 kV Meliti - Bitola | XFL_BI11_GMELIT11_1:line | -1218 | 1587 | 1587 | -369 | 77 | []
TR_BG_CO_00001 | N-1 TIE 400 kV Maritsa 3 - Hamitabat 1 | [GR-MK] [OPP] TIE 400 kV Meliti - Bitola | XFL_BI11_GMELIT11_1:line | -1215 | 1587 | 1587 | -372 | 77 | []
BG-CO_00013 | N-1 OHL 400 kV Maritsa Iztok - Plovdiv | [GR-MK] [OPP] TIE 400 kV Meliti - Bitola | XFL_BI11_GMELIT11_1:line | -1214 | 1587 | 1587 | -373 | 76 | []
BG-CO_00020 | N-1 OHL 400 kV Maritsa Iztok - Maritsa Iztok 3 | [GR-MK] [OPP] TIE 400 kV Meliti - Bitola | XFL_BI11_GMELIT11_1:line | -1208 | 1587 | 1587 | -379 | 76 | []
BG-CO_00017 | N-1 OHL 400 kV Kozloduy - Sofia Zapad ck. 1&2 | [GR-MK] [OPP] TIE 400 kV Meliti - Bitola | XFL_BI11_GMELIT11_1:line | -1208 | 1587 | 1587 | -379 | 76 | []
BC | Base Case | [GR-MK] [OPP] TIE 400 kV Meliti - Bitola | XFL_BI11_GMELIT11_1:line | -1207 | 1587 | 1587 | -380 | 76 | []
AL_ME_CO_00001 | N-1 TIE 400 kV Tirana 2 – Podgorica 2 | [GR-MK] [OPP] TIE 400 kV Meliti - Bitola | XFL_BI11_GMELIT11_1:line | -1207 | 1587 | 1587 | -380 | 76 | []
AL_CO_00001 | N-1 OHL 400 kV Elbasan 3 - Tirana 2 | [GR-MK] [OPP] TIE 400 kV Meliti - Bitola | XFL_BI11_GMELIT11_1:line | -1207 | 1587 | 1587 | -380 | 76 | []
AL_CO_00002 | N-1 OHL 400 kV Elbasan 3 - Zemblak | [GR-MK] [OPP] TIE 400 kV Meliti - Bitola | XFL_BI11_GMELIT11_1:line | -1205 | 1587 | 1587 | -382 | 76 | []
TR_CO_00001 | N-1 OHL 400 kV Habitabat NGCC - Babaeski | [GR-MK] [OPP] TIE 400 kV Meliti - Bitola | XFL_BI11_GMELIT11_1:line | -1204 | 1587 | 1587 | -383 | 76 | []
KS_ME_CO_00001 | N-1 TIE 400 kV Pec 3 - Ribarevina | [GR-MK] [OPP] TIE 400 kV Meliti - Bitola | XFL_BI11_GMELIT11_1:line | -1203 | 1587 | 1587 | -384 | 76 | []
RS_KS_CO_00002 | N-1 TIE 400 kV Kosovo B - Nis 2 | [GR-MK] [OPP] TIE 400 kV Meliti - Bitola | XFL_BI11_GMELIT11_1:line | -1199 | 1587 | 1587 | -388 | 76 | []
BG-CO_00005, BG_CO_00003 | N-1 OHL 400 kV Vetren - Chervena Mogila, N-1 OHL 400 kV VETREN - CHERVENA MOGILA | [GR-MK] [OPP] TIE 400 kV Meliti - Bitola | XFL_BI11_GMELIT11_1:line | -1198 | 1587 | 1587 | -389 | 75 | []
BG-CO_00006, BG_CO_00004 | N-1 OHL 400 kV Plovdiv - Vetren, N-1 OHL 400 kV PLOVDIV - VETREN | [GR-MK] [OPP] TIE 400 kV Meliti - Bitola | XFL_BI11_GMELIT11_1:line | -1198 | 1587 | 1587 | -389 | 75 | []
RS_CO_00004 | N-1 OHL 400 kV Nis 2 - Leskovac 2 | [GR-MK] [OPP] TIE 400 kV Meliti - Bitola | XFL_BI11_GMELIT11_1:line | -1195 | 1587 | 1587 | -392 | 75 | []
RS_CO_00003 | N-1 OHL 400 kV Vranje 4 - Leskovac 2 | [GR-MK] [OPP] TIE 400 kV Meliti - Bitola | XFL_BI11_GMELIT11_1:line | -1189 | 1587 | 1587 | -398 | 75 | []
RS_MK_CO_00001 | N-1 TIE 400 kV Vranje 4 - Stip | [GR-MK] [OPP] TIE 400 kV Meliti - Bitola | XFL_BI11_GMELIT11_1:line | -1180 | 1587 | 1587 | -407 | 74 | []
MK_BG_CO_00001 | N-1 TIE 400 kV Chervena Mogila - Stip | [GR-MK] [OPP] TIE 400 kV Meliti - Bitola | XFL_BI11_GMELIT11_1:line | -1161 | 1587 | 1587 | -426 | 73 | []
KS_CO_00001 | N-1 OHL 400 kV Kosovo B - Urosevac | [GR-MK] [OPP] TIE 400 kV Meliti - Bitola | XFL_BI11_GMELIT11_1:line | -1151 | 1587 | 1587 | -436 | 73 | []
GR_CO_00005 | N-1 OHL 400 kV Thessaloniki - Lagadas ck. 1&2 | [GR-MK] [OPP] TIE 400 kV Meliti - Bitola | XFL_BI11_GMELIT11_1:line | -1147 | 1587 | 1587 | -440 | 72 | []

## 1730Curative
Detailed results
Generated at: | 2026-08-04 20:14
Business day: | 05.08.2026
Timestamp: | 17:30
Border & direction: | North-Greece Exporting
Horizon: | DA
Remedial actions: | true
Evaluation type: | curative
TTC [MW]: | 2538
Fallback applied | false
Loading threshold | 0.7
Applied RAs
CO ID | RA ID | Name of the RA | Usage | Type | Location | Status
Limiting CNECs
CO ID | Name of the CO | Name of the CNE | CNE UCTE branch | Calculated I (A) | I max (PRE) | I max (CUR) | Margin (A) | Loading (%) | Applicable curative RAs
GR_MK_CO_00002 | N-1 TIE 400 kV Thessaloniki - Dubrovo | [GR-MK] [OPP] TIE 400 kV Meliti - Bitola | XFL_BI11_GMELIT11_1:line | -1585 |  | 1587 | -2 | 100 | []
GR_CO_00004 | N-1 OHL 400 kV Amideo - Lagadas ck. 1&2 | [GR-MK] [OPP] TIE 400 kV Meliti - Bitola | XFL_BI11_GMELIT11_1:line | -1507 |  | 1587 | -80 | 95 | []
GR_CO_00007 | N-1 OHL 400 kV Thessaloniki - Agios Dimitrios ck. 1&2 | [GR-MK] [OPP] TIE 400 kV Meliti - Bitola | XFL_BI11_GMELIT11_1:line | -1497 |  | 1587 | -90 | 94 | []
GR_IT_CO_00001 | N-1 TIE 400 kV Arachthos - Galatina | [GR-MK] [OPP] TIE 400 kV Meliti - Bitola | XFL_BI11_GMELIT11_1:line | -1423 |  | 1587 | -164 | 90 | []
GR_CO_00003 | N-1 OHL 400 kV Meliti - Amideo ck. 1&2 | [GR-MK] [OPP] TIE 400 kV Thessaloniki - Dubrovo | XTH_DU11_GTHESS11_1:line | -1399 |  | 1587 | -188 | 88 | []
GR_MK_CO_00001 | N-1 TIE 400 kV Meliti - Bitola | [GR-MK] [OPP] TIE 400 kV Thessaloniki - Dubrovo | XTH_DU11_GTHESS11_1:line | -1398 |  | 1587 | -189 | 88 | []
GR_BG_CO_00001 | N-1 TIE 400 kV Lagadas - Blagoevgrad | [GR-MK] [OPP] TIE 400 kV Meliti - Bitola | XFL_BI11_GMELIT11_1:line | -1395 |  | 1587 | -192 | 88 | []
GR_CO_00001 | N-1 OHL 400 kV Filippoi - Komotini ck. 1&2 | [GR-MK] [OPP] TIE 400 kV Meliti - Bitola | XFL_BI11_GMELIT11_1:line | -1375 |  | 1587 | -212 | 87 | []
GR_CO_00006 | N-1 OHL 400 kV Komotini - Nea Santa ck. 1&2 | [GR-MK] [OPP] TIE 400 kV Meliti - Bitola | XFL_BI11_GMELIT11_1:line | -1370 |  | 1587 | -217 | 86 | []
BG-CO_00001, BG_CO_00001 | N-1 OHL 400 kV Chervena Mogila - Blagoevgrad ck. 1&2, N-1 OHL 400 kV CHERVENA MOGILA - BLAGOEVGRAD CK. 1&2 | [GR-MK] [OPP] TIE 400 kV Meliti - Bitola | XFL_BI11_GMELIT11_1:line | -1315 |  | 1587 | -272 | 83 | []
GR_BG_CO_00002 | N-1 TIE 400 kV Nea Santa - Maritsa Iztok | [GR-MK] [OPP] TIE 400 kV Meliti - Bitola | XFL_BI11_GMELIT11_1:line | -1269 |  | 1600 | -331 | 79 | []
GR_AL_CO_00001 | N-1 TIE 400 kV Kardia - Zemblak / N-1 TIE 150 kV Mourtos - Bistrica | [GR-MK] [OPP] TIE 400 kV Meliti - Bitola | XFL_BI11_GMELIT11_1:line | -1254 |  | 1587 | -333 | 79 | []
BG-CO_00012 | N-1 OHL 400 kV Varna - Burgas | [GR-MK] [OPP] TIE 400 kV Meliti - Bitola | XFL_BI11_GMELIT11_1:line | -1253 |  | 1587 | -334 | 79 | []
GR_CO_00002 | N-1 OHL 400 kV Filippoi - Lagadas ck. 1&2 | [GR-MK] [OPP] TIE 400 kV Meliti - Bitola | XFL_BI11_GMELIT11_1:line | -1246 |  | 1587 | -341 | 79 | []
GR_TR_CO_00001 | N-1 TIE 400 kV Nea Santa - Babaeski | [GR-MK] [OPP] TIE 400 kV Meliti - Bitola | XFL_BI11_GMELIT11_1:line | -1243 |  | 1587 | -344 | 78 | []
RS_BG_CO_00001, RO_CO_00052 | N-1 TIE 400 kV Sofia Zapad - Nis, N-1 OHL 400 kV Sofia Zapad -Nis | [GR-MK] [OPP] TIE 400 kV Meliti - Bitola | XFL_BI11_GMELIT11_1:line | -1242 |  | 1587 | -345 | 78 | []
BG-CO_00018 | N-1 OHL 400 kV Burgas- Maritsa Iztok 2 | [GR-MK] [OPP] TIE 400 kV Meliti - Bitola | XFL_BI11_GMELIT11_1:line | -1220 |  | 1587 | -367 | 77 | []
BG-CO_00019 | N-1 OHL 400 kV Maritsa Iztok 2 - Maritsa Iztok 3 | [GR-MK] [OPP] TIE 400 kV Meliti - Bitola | XFL_BI11_GMELIT11_1:line | -1220 |  | 1587 | -367 | 77 | []
GR_CO_00009 | N-1 OHL 400 kV Filippoi - Lagadas ck. 3 | [GR-MK] [OPP] TIE 400 kV Meliti - Bitola | XFL_BI11_GMELIT11_1:line | -1220 |  | 1587 | -367 | 77 | []
BG-CO_00002, BG_CO_00002 | N-1 OHL 400 kV Sofia Zapad - Chervena Mogila ck. 1&2, N-1 OHL 400 kV SOFIA ZAPAD - CHERVENA MOGILA CK. 1&2 | [GR-MK] [OPP] TIE 400 kV Meliti - Bitola | XFL_BI11_GMELIT11_1:line | -1219 |  | 1587 | -368 | 77 | []
TR_BG_CO_00002 | N-1 TIE 400 kV Maritsa 3 - Hamitabat 2 | [GR-MK] [OPP] TIE 400 kV Meliti - Bitola | XFL_BI11_GMELIT11_1:line | -1218 |  | 1587 | -369 | 77 | []
TR_BG_CO_00001 | N-1 TIE 400 kV Maritsa 3 - Hamitabat 1 | [GR-MK] [OPP] TIE 400 kV Meliti - Bitola | XFL_BI11_GMELIT11_1:line | -1215 |  | 1587 | -372 | 77 | []
BG-CO_00013 | N-1 OHL 400 kV Maritsa Iztok - Plovdiv | [GR-MK] [OPP] TIE 400 kV Meliti - Bitola | XFL_BI11_GMELIT11_1:line | -1214 |  | 1587 | -373 | 76 | []
BG-CO_00020 | N-1 OHL 400 kV Maritsa Iztok - Maritsa Iztok 3 | [GR-MK] [OPP] TIE 400 kV Meliti - Bitola | XFL_BI11_GMELIT11_1:line | -1208 |  | 1587 | -379 | 76 | []
BG-CO_00017 | N-1 OHL 400 kV Kozloduy - Sofia Zapad ck. 1&2 | [GR-MK] [OPP] TIE 400 kV Meliti - Bitola | XFL_BI11_GMELIT11_1:line | -1208 |  | 1587 | -379 | 76 | []
BC | Base Case | [GR-MK] [OPP] TIE 400 kV Meliti - Bitola | XFL_BI11_GMELIT11_1:line | -1207 |  | 1587 | -380 | 76 | []
AL_ME_CO_00001 | N-1 TIE 400 kV Tirana 2 – Podgorica 2 | [GR-MK] [OPP] TIE 400 kV Meliti - Bitola | XFL_BI11_GMELIT11_1:line | -1207 |  | 1587 | -380 | 76 | []
AL_CO_00001 | N-1 OHL 400 kV Elbasan 3 - Tirana 2 | [GR-MK] [OPP] TIE 400 kV Meliti - Bitola | XFL_BI11_GMELIT11_1:line | -1207 |  | 1587 | -380 | 76 | []
AL_CO_00002 | N-1 OHL 400 kV Elbasan 3 - Zemblak | [GR-MK] [OPP] TIE 400 kV Meliti - Bitola | XFL_BI11_GMELIT11_1:line | -1205 |  | 1587 | -382 | 76 | []
TR_CO_00001 | N-1 OHL 400 kV Habitabat NGCC - Babaeski | [GR-MK] [OPP] TIE 400 kV Meliti - Bitola | XFL_BI11_GMELIT11_1:line | -1204 |  | 1587 | -383 | 76 | []
KS_ME_CO_00001 | N-1 TIE 400 kV Pec 3 - Ribarevina | [GR-MK] [OPP] TIE 400 kV Meliti - Bitola | XFL_BI11_GMELIT11_1:line | -1203 |  | 1587 | -384 | 76 | []
RS_KS_CO_00002 | N-1 TIE 400 kV Kosovo B - Nis 2 | [GR-MK] [OPP] TIE 400 kV Meliti - Bitola | XFL_BI11_GMELIT11_1:line | -1199 |  | 1587 | -388 | 76 | []
BG-CO_00005, BG_CO_00003 | N-1 OHL 400 kV Vetren - Chervena Mogila, N-1 OHL 400 kV VETREN - CHERVENA MOGILA | [GR-MK] [OPP] TIE 400 kV Meliti - Bitola | XFL_BI11_GMELIT11_1:line | -1198 |  | 1587 | -389 | 75 | []
BG-CO_00006, BG_CO_00004 | N-1 OHL 400 kV Plovdiv - Vetren, N-1 OHL 400 kV PLOVDIV - VETREN | [GR-MK] [OPP] TIE 400 kV Meliti - Bitola | XFL_BI11_GMELIT11_1:line | -1198 |  | 1587 | -389 | 75 | []
RS_CO_00004 | N-1 OHL 400 kV Nis 2 - Leskovac 2 | [GR-MK] [OPP] TIE 400 kV Meliti - Bitola | XFL_BI11_GMELIT11_1:line | -1195 |  | 1587 | -392 | 75 | []
RS_CO_00003 | N-1 OHL 400 kV Vranje 4 - Leskovac 2 | [GR-MK] [OPP] TIE 400 kV Meliti - Bitola | XFL_BI11_GMELIT11_1:line | -1189 |  | 1587 | -398 | 75 | []
RS_MK_CO_00001 | N-1 TIE 400 kV Vranje 4 - Stip | [GR-MK] [OPP] TIE 400 kV Meliti - Bitola | XFL_BI11_GMELIT11_1:line | -1180 |  | 1587 | -407 | 74 | []
MK_BG_CO_00001 | N-1 TIE 400 kV Chervena Mogila - Stip | [GR-MK] [OPP] TIE 400 kV Meliti - Bitola | XFL_BI11_GMELIT11_1:line | -1161 |  | 1587 | -426 | 73 | []
KS_CO_00001 | N-1 OHL 400 kV Kosovo B - Urosevac | [GR-MK] [OPP] TIE 400 kV Meliti - Bitola | XFL_BI11_GMELIT11_1:line | -1151 |  | 1587 | -436 | 73 | []
GR_CO_00005 | N-1 OHL 400 kV Thessaloniki - Lagadas ck. 1&2 | [GR-MK] [OPP] TIE 400 kV Meliti - Bitola | XFL_BI11_GMELIT11_1:line | -1147 |  | 1587 | -440 | 72 | []

## 1830Preventive
Detailed results
Generated at: | 2026-08-04 20:14
Business day: | 05.08.2026
Timestamp: | 18:30
Border & direction: | North-Greece Exporting
Horizon: | DA
Remedial actions: | true
Evaluation type: | preventive
TTC [MW]: | 3026
Fallback applied | false
Loading threshold | 0.7
Applied RAs
CO ID | RA ID | Name of the RA | Usage | Type | Location | Status
Limiting CNECs
CO ID | Name of the CO | Name of the CNE | CNE UCTE branch | Calculated I (A) | I max (PRE) | I max (CUR) | Margin (A) | Loading (%) | Applicable curative RAs
GR_AL_CO_00001 | N-1 TIE 400 kV Kardia - Zemblak / N-1 TIE 150 kV Mourtos - Bistrica | [GR-MK] [OPP] TIE 400 kV Meliti - Bitola | XFL_BI11_GMELIT11_1:line | -1582 | 1587 | 1587 | -5 | 100 | []
GR_MK_CO_00002 | N-1 TIE 400 kV Thessaloniki - Dubrovo | [GR-MK] [OPP] TIE 400 kV Meliti - Bitola | XFL_BI11_GMELIT11_1:line | -1531 | 1587 | 1587 | -56 | 96 | []
AL_CO_00002 | N-1 OHL 400 kV Elbasan 3 - Zemblak | [GR-MK] [OPP] TIE 400 kV Meliti - Bitola | XFL_BI11_GMELIT11_1:line | -1466 | 1587 | 1587 | -121 | 92 | []
GR_CO_00004 | N-1 OHL 400 kV Amideo - Lagadas ck. 1&2 | [GR-MK] [OPP] TIE 400 kV Meliti - Bitola | XFL_BI11_GMELIT11_1:line | -1435 | 1587 | 1587 | -152 | 90 | []
GR_CO_00007 | N-1 OHL 400 kV Thessaloniki - Agios Dimitrios ck. 1&2 | [GR-MK] [OPP] TIE 400 kV Meliti - Bitola | XFL_BI11_GMELIT11_1:line | -1403 | 1587 | 1587 | -184 | 88 | []
GR_BG_CO_00001 | N-1 TIE 400 kV Lagadas - Blagoevgrad | [GR-MK] [OPP] TIE 400 kV Meliti - Bitola | XFL_BI11_GMELIT11_1:line | -1329 | 1587 | 1587 | -258 | 84 | []
GR_CO_00001 | N-1 OHL 400 kV Filippoi - Komotini ck. 1&2 | [GR-MK] [OPP] TIE 400 kV Meliti - Bitola | XFL_BI11_GMELIT11_1:line | -1301 | 1587 | 1587 | -286 | 82 | []
GR_CO_00006 | N-1 OHL 400 kV Komotini - Nea Santa ck. 1&2 | [GR-MK] [OPP] TIE 400 kV Meliti - Bitola | XFL_BI11_GMELIT11_1:line | -1297 | 1587 | 1587 | -290 | 82 | []
GR_CO_00003 | N-1 OHL 400 kV Meliti - Amideo ck. 1&2 | [GR-MK] [OPP] TIE 400 kV Thessaloniki - Dubrovo | XTH_DU11_GTHESS11_1:line | -1292 | 1587 | 1587 | -295 | 81 | []
GR_MK_CO_00001 | N-1 TIE 400 kV Meliti - Bitola | [GR-MK] [OPP] TIE 400 kV Thessaloniki - Dubrovo | XTH_DU11_GTHESS11_1:line | -1292 | 1587 | 1587 | -295 | 81 | []
BG-CO_00001, BG_CO_00001 | N-1 OHL 400 kV Chervena Mogila - Blagoevgrad ck. 1&2, N-1 OHL 400 kV CHERVENA MOGILA - BLAGOEVGRAD CK. 1&2 | [GR-MK] [OPP] TIE 400 kV Meliti - Bitola | XFL_BI11_GMELIT11_1:line | -1274 | 1587 | 1587 | -313 | 80 | []
AL_CO_00001 | N-1 OHL 400 kV Elbasan 3 - Tirana 2 | [GR-MK] [OPP] TIE 400 kV Meliti - Bitola | XFL_BI11_GMELIT11_1:line | -1246 | 1587 | 1587 | -341 | 79 | []
BG-CO_00012 | N-1 OHL 400 kV Varna - Burgas | [GR-MK] [OPP] TIE 400 kV Meliti - Bitola | XFL_BI11_GMELIT11_1:line | -1230 | 1587 | 1587 | -357 | 78 | []
GR_BG_CO_00002 | N-1 TIE 400 kV Nea Santa - Maritsa Iztok | [GR-MK] [OPP] TIE 400 kV Meliti - Bitola | XFL_BI11_GMELIT11_1:line | -1233 | 1600 | 1600 | -367 | 77 | []
RS_BG_CO_00001 | N-1 TIE 400 kV Sofia Zapad - Nis | [GR-MK] [OPP] TIE 400 kV Meliti - Bitola | XFL_BI11_GMELIT11_1:line | -1218 | 1587 | 1587 | -369 | 77 | []
AL_ME_CO_00001 | N-1 TIE 400 kV Tirana 2 – Podgorica 2 | [GR-MK] [OPP] TIE 400 kV Meliti - Bitola | XFL_BI11_GMELIT11_1:line | -1216 | 1587 | 1587 | -371 | 77 | []
GR_TR_CO_00001 | N-1 TIE 400 kV Nea Santa - Babaeski | [GR-MK] [OPP] TIE 400 kV Meliti - Bitola | XFL_BI11_GMELIT11_1:line | -1215 | 1587 | 1587 | -372 | 77 | []
GR_CO_00002 | N-1 OHL 400 kV Filippoi - Lagadas ck. 1&2 | [GR-MK] [OPP] TIE 400 kV Meliti - Bitola | XFL_BI11_GMELIT11_1:line | -1214 | 1587 | 1587 | -373 | 77 | []
GR_IT_CO_00001 | N-1 TIE 400 kV Arachthos - Galatina | [GR-MK] [OPP] TIE 400 kV Meliti - Bitola | XFL_BI11_GMELIT11_1:line | -1205 | 1587 | 1587 | -382 | 76 | []
BG-CO_00018 | N-1 OHL 400 kV Burgas- Maritsa Iztok 2 | [GR-MK] [OPP] TIE 400 kV Meliti - Bitola | XFL_BI11_GMELIT11_1:line | -1200 | 1587 | 1587 | -387 | 76 | []
BG-CO_00019 | N-1 OHL 400 kV Maritsa Iztok 2 - Maritsa Iztok 3 | [GR-MK] [OPP] TIE 400 kV Meliti - Bitola | XFL_BI11_GMELIT11_1:line | -1199 | 1587 | 1587 | -388 | 76 | []
GR_CO_00009 | N-1 OHL 400 kV Filippoi - Lagadas ck. 3 | [GR-MK] [OPP] TIE 400 kV Meliti - Bitola | XFL_BI11_GMELIT11_1:line | -1198 | 1587 | 1587 | -389 | 75 | []
TR_BG_CO_00002 | N-1 TIE 400 kV Maritsa 3 - Hamitabat 2 | [GR-MK] [OPP] TIE 400 kV Meliti - Bitola | XFL_BI11_GMELIT11_1:line | -1197 | 1587 | 1587 | -390 | 75 | []
BG-CO_00013 | N-1 OHL 400 kV Maritsa Iztok - Plovdiv | [GR-MK] [OPP] TIE 400 kV Meliti - Bitola | XFL_BI11_GMELIT11_1:line | -1196 | 1587 | 1587 | -391 | 75 | []
BG-CO_00002, BG_CO_00002 | N-1 OHL 400 kV Sofia Zapad - Chervena Mogila ck. 1&2, N-1 OHL 400 kV SOFIA ZAPAD - CHERVENA MOGILA CK. 1&2 | [GR-MK] [OPP] TIE 400 kV Meliti - Bitola | XFL_BI11_GMELIT11_1:line | -1196 | 1587 | 1587 | -391 | 75 | []
TR_BG_CO_00001 | N-1 TIE 400 kV Maritsa 3 - Hamitabat 1 | [GR-MK] [OPP] TIE 400 kV Meliti - Bitola | XFL_BI11_GMELIT11_1:line | -1195 | 1587 | 1587 | -392 | 75 | []
KS_ME_CO_00001 | N-1 TIE 400 kV Pec 3 - Ribarevina | [GR-MK] [OPP] TIE 400 kV Meliti - Bitola | XFL_BI11_GMELIT11_1:line | -1193 | 1587 | 1587 | -394 | 75 | []
BG-CO_00017 | N-1 OHL 400 kV Kozloduy - Sofia Zapad ck. 1&2 | [GR-MK] [OPP] TIE 400 kV Meliti - Bitola | XFL_BI11_GMELIT11_1:line | -1191 | 1587 | 1587 | -396 | 75 | []
BG-CO_00020 | N-1 OHL 400 kV Maritsa Iztok - Maritsa Iztok 3 | [GR-MK] [OPP] TIE 400 kV Meliti - Bitola | XFL_BI11_GMELIT11_1:line | -1191 | 1587 | 1587 | -396 | 75 | []
BC | Base Case | [GR-MK] [OPP] TIE 400 kV Meliti - Bitola | XFL_BI11_GMELIT11_1:line | -1190 | 1587 | 1587 | -397 | 75 | []
TR_CO_00001 | N-1 OHL 400 kV Habitabat NGCC - Babaeski | [GR-MK] [OPP] TIE 400 kV Meliti - Bitola | XFL_BI11_GMELIT11_1:line | -1187 | 1587 | 1587 | -400 | 75 | []
BG-CO_00005, BG_CO_00003 | N-1 OHL 400 kV Vetren - Chervena Mogila, N-1 OHL 400 kV VETREN - CHERVENA MOGILA | [GR-MK] [OPP] TIE 400 kV Meliti - Bitola | XFL_BI11_GMELIT11_1:line | -1186 | 1587 | 1587 | -401 | 75 | []
BG-CO_00006, BG_CO_00004 | N-1 OHL 400 kV Plovdiv - Vetren, N-1 OHL 400 kV PLOVDIV - VETREN | [GR-MK] [OPP] TIE 400 kV Meliti - Bitola | XFL_BI11_GMELIT11_1:line | -1186 | 1587 | 1587 | -401 | 75 | []
RS_KS_CO_00002 | N-1 TIE 400 kV Kosovo B - Nis 2 | [GR-MK] [OPP] TIE 400 kV Meliti - Bitola | XFL_BI11_GMELIT11_1:line | -1176 | 1587 | 1587 | -411 | 74 | []
RS_CO_00004 | N-1 OHL 400 kV Nis 2 - Leskovac 2 | [GR-MK] [OPP] TIE 400 kV Meliti - Bitola | XFL_BI11_GMELIT11_1:line | -1171 | 1587 | 1587 | -416 | 74 | []
RS_CO_00003 | N-1 OHL 400 kV Vranje 4 - Leskovac 2 | [GR-MK] [OPP] TIE 400 kV Meliti - Bitola | XFL_BI11_GMELIT11_1:line | -1161 | 1587 | 1587 | -426 | 73 | []
MK_BG_CO_00001 | N-1 TIE 400 kV Chervena Mogila - Stip | [GR-MK] [OPP] TIE 400 kV Meliti - Bitola | XFL_BI11_GMELIT11_1:line | -1158 | 1587 | 1587 | -429 | 73 | []
KS_CO_00001 | N-1 OHL 400 kV Kosovo B - Urosevac | [GR-MK] [OPP] TIE 400 kV Meliti - Bitola | XFL_BI11_GMELIT11_1:line | -1154 | 1587 | 1587 | -433 | 73 | []
RS_MK_CO_00001 | N-1 TIE 400 kV Vranje 4 - Stip | [GR-MK] [OPP] TIE 400 kV Meliti - Bitola | XFL_BI11_GMELIT11_1:line | -1147 | 1587 | 1587 | -440 | 72 | []
GR_MK_CO_00001 | N-1 TIE 400 kV Meliti - Bitola | [GR-AL] [OPP] TIE 400 kV Kardia - Zemblak | XZE_KA11_GKARDI13_1:line | 1136 | 1587 | 1587 | -451 | 72 | []
GR_CO_00003 | N-1 OHL 400 kV Meliti - Amideo ck. 1&2 | [GR-AL] [OPP] TIE 400 kV Kardia - Zemblak | XZE_KA11_GKARDI13_1:line | 1136 | 1587 | 1587 | -451 | 72 | []
GR_CO_00005 | N-1 OHL 400 kV Thessaloniki - Lagadas ck. 1&2 | [GR-MK] [OPP] TIE 400 kV Meliti - Bitola | XFL_BI11_GMELIT11_1:line | -1133 | 1587 | 1587 | -454 | 71 | []
MK_AL_CO_00001 | N-1 TIE 400 kV Skopje 5 - Urosevac / N-1 TIE 150 kV Mourtos - Bistrica | [GR-AL] [OPP] TIE 400 kV Kardia - Zemblak | XZE_KA11_GKARDI13_1:line | 1133 | 1587 | 1587 | -454 | 71 | []
GR_CO_00010 | N-1 OHL 400 kV Amideo - Ptolemaida / N-1 OHL 400 kV Amideo - Vermio | [GR-AL] [OPP] TIE 400 kV Kardia - Zemblak | XZE_KA11_GKARDI13_1:line | 1130 | 1587 | 1587 | -457 | 71 | []

## 1830Curative
Detailed results
Generated at: | 2026-08-04 20:14
Business day: | 05.08.2026
Timestamp: | 18:30
Border & direction: | North-Greece Exporting
Horizon: | DA
Remedial actions: | true
Evaluation type: | curative
TTC [MW]: | 3026
Fallback applied | false
Loading threshold | 0.7
Applied RAs
CO ID | RA ID | Name of the RA | Usage | Type | Location | Status
Limiting CNECs
CO ID | Name of the CO | Name of the CNE | CNE UCTE branch | Calculated I (A) | I max (PRE) | I max (CUR) | Margin (A) | Loading (%) | Applicable curative RAs
GR_AL_CO_00001 | N-1 TIE 400 kV Kardia - Zemblak / N-1 TIE 150 kV Mourtos - Bistrica | [GR-MK] [OPP] TIE 400 kV Meliti - Bitola | XFL_BI11_GMELIT11_1:line | -1582 |  | 1587 | -5 | 100 | []
GR_MK_CO_00002 | N-1 TIE 400 kV Thessaloniki - Dubrovo | [GR-MK] [OPP] TIE 400 kV Meliti - Bitola | XFL_BI11_GMELIT11_1:line | -1531 |  | 1587 | -56 | 96 | []
AL_CO_00002 | N-1 OHL 400 kV Elbasan 3 - Zemblak | [GR-MK] [OPP] TIE 400 kV Meliti - Bitola | XFL_BI11_GMELIT11_1:line | -1466 |  | 1587 | -121 | 92 | []
GR_CO_00004 | N-1 OHL 400 kV Amideo - Lagadas ck. 1&2 | [GR-MK] [OPP] TIE 400 kV Meliti - Bitola | XFL_BI11_GMELIT11_1:line | -1435 |  | 1587 | -152 | 90 | []
GR_CO_00007 | N-1 OHL 400 kV Thessaloniki - Agios Dimitrios ck. 1&2 | [GR-MK] [OPP] TIE 400 kV Meliti - Bitola | XFL_BI11_GMELIT11_1:line | -1403 |  | 1587 | -184 | 88 | []
GR_BG_CO_00001 | N-1 TIE 400 kV Lagadas - Blagoevgrad | [GR-MK] [OPP] TIE 400 kV Meliti - Bitola | XFL_BI11_GMELIT11_1:line | -1329 |  | 1587 | -258 | 84 | []
GR_CO_00001 | N-1 OHL 400 kV Filippoi - Komotini ck. 1&2 | [GR-MK] [OPP] TIE 400 kV Meliti - Bitola | XFL_BI11_GMELIT11_1:line | -1301 |  | 1587 | -286 | 82 | []
GR_CO_00006 | N-1 OHL 400 kV Komotini - Nea Santa ck. 1&2 | [GR-MK] [OPP] TIE 400 kV Meliti - Bitola | XFL_BI11_GMELIT11_1:line | -1297 |  | 1587 | -290 | 82 | []
GR_CO_00003 | N-1 OHL 400 kV Meliti - Amideo ck. 1&2 | [GR-MK] [OPP] TIE 400 kV Thessaloniki - Dubrovo | XTH_DU11_GTHESS11_1:line | -1292 |  | 1587 | -295 | 81 | []
GR_MK_CO_00001 | N-1 TIE 400 kV Meliti - Bitola | [GR-MK] [OPP] TIE 400 kV Thessaloniki - Dubrovo | XTH_DU11_GTHESS11_1:line | -1292 |  | 1587 | -295 | 81 | []
BG-CO_00001, BG_CO_00001 | N-1 OHL 400 kV Chervena Mogila - Blagoevgrad ck. 1&2, N-1 OHL 400 kV CHERVENA MOGILA - BLAGOEVGRAD CK. 1&2 | [GR-MK] [OPP] TIE 400 kV Meliti - Bitola | XFL_BI11_GMELIT11_1:line | -1274 |  | 1587 | -313 | 80 | []
AL_CO_00001 | N-1 OHL 400 kV Elbasan 3 - Tirana 2 | [GR-MK] [OPP] TIE 400 kV Meliti - Bitola | XFL_BI11_GMELIT11_1:line | -1246 |  | 1587 | -341 | 79 | []
BG-CO_00012 | N-1 OHL 400 kV Varna - Burgas | [GR-MK] [OPP] TIE 400 kV Meliti - Bitola | XFL_BI11_GMELIT11_1:line | -1230 |  | 1587 | -357 | 78 | []
GR_BG_CO_00002 | N-1 TIE 400 kV Nea Santa - Maritsa Iztok | [GR-MK] [OPP] TIE 400 kV Meliti - Bitola | XFL_BI11_GMELIT11_1:line | -1233 |  | 1600 | -367 | 77 | []
RS_BG_CO_00001 | N-1 TIE 400 kV Sofia Zapad - Nis | [GR-MK] [OPP] TIE 400 kV Meliti - Bitola | XFL_BI11_GMELIT11_1:line | -1218 |  | 1587 | -369 | 77 | []
AL_ME_CO_00001 | N-1 TIE 400 kV Tirana 2 – Podgorica 2 | [GR-MK] [OPP] TIE 400 kV Meliti - Bitola | XFL_BI11_GMELIT11_1:line | -1216 |  | 1587 | -371 | 77 | []
GR_TR_CO_00001 | N-1 TIE 400 kV Nea Santa - Babaeski | [GR-MK] [OPP] TIE 400 kV Meliti - Bitola | XFL_BI11_GMELIT11_1:line | -1215 |  | 1587 | -372 | 77 | []
GR_CO_00002 | N-1 OHL 400 kV Filippoi - Lagadas ck. 1&2 | [GR-MK] [OPP] TIE 400 kV Meliti - Bitola | XFL_BI11_GMELIT11_1:line | -1214 |  | 1587 | -373 | 77 | []
GR_IT_CO_00001 | N-1 TIE 400 kV Arachthos - Galatina | [GR-MK] [OPP] TIE 400 kV Meliti - Bitola | XFL_BI11_GMELIT11_1:line | -1205 |  | 1587 | -382 | 76 | []
BG-CO_00018 | N-1 OHL 400 kV Burgas- Maritsa Iztok 2 | [GR-MK] [OPP] TIE 400 kV Meliti - Bitola | XFL_BI11_GMELIT11_1:line | -1200 |  | 1587 | -387 | 76 | []
BG-CO_00019 | N-1 OHL 400 kV Maritsa Iztok 2 - Maritsa Iztok 3 | [GR-MK] [OPP] TIE 400 kV Meliti - Bitola | XFL_BI11_GMELIT11_1:line | -1199 |  | 1587 | -388 | 76 | []
GR_CO_00009 | N-1 OHL 400 kV Filippoi - Lagadas ck. 3 | [GR-MK] [OPP] TIE 400 kV Meliti - Bitola | XFL_BI11_GMELIT11_1:line | -1198 |  | 1587 | -389 | 75 | []
TR_BG_CO_00002 | N-1 TIE 400 kV Maritsa 3 - Hamitabat 2 | [GR-MK] [OPP] TIE 400 kV Meliti - Bitola | XFL_BI11_GMELIT11_1:line | -1197 |  | 1587 | -390 | 75 | []
BG-CO_00013 | N-1 OHL 400 kV Maritsa Iztok - Plovdiv | [GR-MK] [OPP] TIE 400 kV Meliti - Bitola | XFL_BI11_GMELIT11_1:line | -1196 |  | 1587 | -391 | 75 | []
BG-CO_00002, BG_CO_00002 | N-1 OHL 400 kV Sofia Zapad - Chervena Mogila ck. 1&2, N-1 OHL 400 kV SOFIA ZAPAD - CHERVENA MOGILA CK. 1&2 | [GR-MK] [OPP] TIE 400 kV Meliti - Bitola | XFL_BI11_GMELIT11_1:line | -1196 |  | 1587 | -391 | 75 | []
TR_BG_CO_00001 | N-1 TIE 400 kV Maritsa 3 - Hamitabat 1 | [GR-MK] [OPP] TIE 400 kV Meliti - Bitola | XFL_BI11_GMELIT11_1:line | -1195 |  | 1587 | -392 | 75 | []
KS_ME_CO_00001 | N-1 TIE 400 kV Pec 3 - Ribarevina | [GR-MK] [OPP] TIE 400 kV Meliti - Bitola | XFL_BI11_GMELIT11_1:line | -1193 |  | 1587 | -394 | 75 | []
BG-CO_00017 | N-1 OHL 400 kV Kozloduy - Sofia Zapad ck. 1&2 | [GR-MK] [OPP] TIE 400 kV Meliti - Bitola | XFL_BI11_GMELIT11_1:line | -1191 |  | 1587 | -396 | 75 | []
BG-CO_00020 | N-1 OHL 400 kV Maritsa Iztok - Maritsa Iztok 3 | [GR-MK] [OPP] TIE 400 kV Meliti - Bitola | XFL_BI11_GMELIT11_1:line | -1191 |  | 1587 | -396 | 75 | []
BC | Base Case | [GR-MK] [OPP] TIE 400 kV Meliti - Bitola | XFL_BI11_GMELIT11_1:line | -1190 |  | 1587 | -397 | 75 | []
TR_CO_00001 | N-1 OHL 400 kV Habitabat NGCC - Babaeski | [GR-MK] [OPP] TIE 400 kV Meliti - Bitola | XFL_BI11_GMELIT11_1:line | -1187 |  | 1587 | -400 | 75 | []
BG-CO_00005, BG_CO_00003 | N-1 OHL 400 kV Vetren - Chervena Mogila, N-1 OHL 400 kV VETREN - CHERVENA MOGILA | [GR-MK] [OPP] TIE 400 kV Meliti - Bitola | XFL_BI11_GMELIT11_1:line | -1186 |  | 1587 | -401 | 75 | []
BG-CO_00006, BG_CO_00004 | N-1 OHL 400 kV Plovdiv - Vetren, N-1 OHL 400 kV PLOVDIV - VETREN | [GR-MK] [OPP] TIE 400 kV Meliti - Bitola | XFL_BI11_GMELIT11_1:line | -1186 |  | 1587 | -401 | 75 | []
RS_KS_CO_00002 | N-1 TIE 400 kV Kosovo B - Nis 2 | [GR-MK] [OPP] TIE 400 kV Meliti - Bitola | XFL_BI11_GMELIT11_1:line | -1176 |  | 1587 | -411 | 74 | []
RS_CO_00004 | N-1 OHL 400 kV Nis 2 - Leskovac 2 | [GR-MK] [OPP] TIE 400 kV Meliti - Bitola | XFL_BI11_GMELIT11_1:line | -1171 |  | 1587 | -416 | 74 | []
RS_CO_00003 | N-1 OHL 400 kV Vranje 4 - Leskovac 2 | [GR-MK] [OPP] TIE 400 kV Meliti - Bitola | XFL_BI11_GMELIT11_1:line | -1161 |  | 1587 | -426 | 73 | []
MK_BG_CO_00001 | N-1 TIE 400 kV Chervena Mogila - Stip | [GR-MK] [OPP] TIE 400 kV Meliti - Bitola | XFL_BI11_GMELIT11_1:line | -1158 |  | 1587 | -429 | 73 | []
KS_CO_00001 | N-1 OHL 400 kV Kosovo B - Urosevac | [GR-MK] [OPP] TIE 400 kV Meliti - Bitola | XFL_BI11_GMELIT11_1:line | -1154 |  | 1587 | -433 | 73 | []
RS_MK_CO_00001 | N-1 TIE 400 kV Vranje 4 - Stip | [GR-MK] [OPP] TIE 400 kV Meliti - Bitola | XFL_BI11_GMELIT11_1:line | -1147 |  | 1587 | -440 | 72 | []
GR_MK_CO_00001 | N-1 TIE 400 kV Meliti - Bitola | [GR-AL] [OPP] TIE 400 kV Kardia - Zemblak | XZE_KA11_GKARDI13_1:line | 1136 |  | 1587 | -451 | 72 | []
GR_CO_00003 | N-1 OHL 400 kV Meliti - Amideo ck. 1&2 | [GR-AL] [OPP] TIE 400 kV Kardia - Zemblak | XZE_KA11_GKARDI13_1:line | 1136 |  | 1587 | -451 | 72 | []
GR_CO_00005 | N-1 OHL 400 kV Thessaloniki - Lagadas ck. 1&2 | [GR-MK] [OPP] TIE 400 kV Meliti - Bitola | XFL_BI11_GMELIT11_1:line | -1133 |  | 1587 | -454 | 71 | []
MK_AL_CO_00001 | N-1 TIE 400 kV Skopje 5 - Urosevac / N-1 TIE 150 kV Mourtos - Bistrica | [GR-AL] [OPP] TIE 400 kV Kardia - Zemblak | XZE_KA11_GKARDI13_1:line | 1133 |  | 1587 | -454 | 71 | []
GR_CO_00010 | N-1 OHL 400 kV Amideo - Ptolemaida / N-1 OHL 400 kV Amideo - Vermio | [GR-AL] [OPP] TIE 400 kV Kardia - Zemblak | XZE_KA11_GKARDI13_1:line | 1130 |  | 1587 | -457 | 71 | []

## 1930Preventive
Detailed results
Generated at: | 2026-08-04 20:14
Business day: | 05.08.2026
Timestamp: | 19:30
Border & direction: | North-Greece Exporting
Horizon: | DA
Remedial actions: | true
Evaluation type: | preventive
TTC [MW]: | 3031
Fallback applied | false
Loading threshold | 0.7
Applied RAs
CO ID | RA ID | Name of the RA | Usage | Type | Location | Status
Limiting CNECs
CO ID | Name of the CO | Name of the CNE | CNE UCTE branch | Calculated I (A) | I max (PRE) | I max (CUR) | Margin (A) | Loading (%) | Applicable curative RAs
GR_AL_CO_00001 | N-1 TIE 400 kV Kardia - Zemblak / N-1 TIE 150 kV Mourtos - Bistrica | [GR-MK] [OPP] TIE 400 kV Meliti - Bitola | XFL_BI11_GMELIT11_1:line | -1583 | 1587 | 1587 | -4 | 100 | []
GR_MK_CO_00002 | N-1 TIE 400 kV Thessaloniki - Dubrovo | [GR-MK] [OPP] TIE 400 kV Meliti - Bitola | XFL_BI11_GMELIT11_1:line | -1526 | 1587 | 1587 | -61 | 96 | []
AL_CO_00002 | N-1 OHL 400 kV Elbasan 3 - Zemblak | [GR-MK] [OPP] TIE 400 kV Meliti - Bitola | XFL_BI11_GMELIT11_1:line | -1455 | 1587 | 1587 | -132 | 92 | []
GR_CO_00007 | N-1 OHL 400 kV Thessaloniki - Agios Dimitrios ck. 1&2 | [GR-MK] [OPP] TIE 400 kV Meliti - Bitola | XFL_BI11_GMELIT11_1:line | -1335 | 1587 | 1587 | -252 | 84 | []
GR_CO_00004 | N-1 OHL 400 kV Amideo - Lagadas ck. 1&2 | [GR-MK] [OPP] TIE 400 kV Meliti - Bitola | XFL_BI11_GMELIT11_1:line | -1326 | 1587 | 1587 | -261 | 84 | []
GR_CO_00003 | N-1 OHL 400 kV Meliti - Amideo ck. 1&2 | [GR-MK] [OPP] TIE 400 kV Thessaloniki - Dubrovo | XTH_DU11_GTHESS11_1:line | -1318 | 1587 | 1587 | -269 | 83 | []
GR_MK_CO_00001 | N-1 TIE 400 kV Meliti - Bitola | [GR-MK] [OPP] TIE 400 kV Thessaloniki - Dubrovo | XTH_DU11_GTHESS11_1:line | -1317 | 1587 | 1587 | -270 | 83 | []
GR_IT_CO_00001 | N-1 TIE 400 kV Arachthos - Galatina | [GR-MK] [OPP] TIE 400 kV Meliti - Bitola | XFL_BI11_GMELIT11_1:line | -1282 | 1587 | 1587 | -305 | 81 | []
GR_CO_00006 | N-1 OHL 400 kV Komotini - Nea Santa ck. 1&2 | [GR-MK] [OPP] TIE 400 kV Meliti - Bitola | XFL_BI11_GMELIT11_1:line | -1276 | 1587 | 1587 | -311 | 80 | []
GR_BG_CO_00001 | N-1 TIE 400 kV Lagadas - Blagoevgrad | [GR-MK] [OPP] TIE 400 kV Meliti - Bitola | XFL_BI11_GMELIT11_1:line | -1274 | 1587 | 1587 | -313 | 80 | []
BG-CO_00001, BG_CO_00001 | N-1 OHL 400 kV Chervena Mogila - Blagoevgrad ck. 1&2, N-1 OHL 400 kV CHERVENA MOGILA - BLAGOEVGRAD CK. 1&2 | [GR-MK] [OPP] TIE 400 kV Meliti - Bitola | XFL_BI11_GMELIT11_1:line | -1227 | 1587 | 1587 | -360 | 77 | []
AL_CO_00001 | N-1 OHL 400 kV Elbasan 3 - Tirana 2 | [GR-MK] [OPP] TIE 400 kV Meliti - Bitola | XFL_BI11_GMELIT11_1:line | -1213 | 1587 | 1587 | -374 | 76 | []
BG-CO_00012 | N-1 OHL 400 kV Varna - Burgas | [GR-MK] [OPP] TIE 400 kV Meliti - Bitola | XFL_BI11_GMELIT11_1:line | -1207 | 1587 | 1587 | -380 | 76 | []
RS_BG_CO_00001 | N-1 TIE 400 kV Sofia Zapad - Nis | [GR-MK] [OPP] TIE 400 kV Meliti - Bitola | XFL_BI11_GMELIT11_1:line | -1204 | 1587 | 1587 | -383 | 76 | []
GR_BG_CO_00002 | N-1 TIE 400 kV Nea Santa - Maritsa Iztok | [GR-MK] [OPP] TIE 400 kV Meliti - Bitola | XFL_BI11_GMELIT11_1:line | -1206 | 1600 | 1600 | -394 | 75 | []
GR_MK_CO_00001 | N-1 TIE 400 kV Meliti - Bitola | [GR-AL] [OPP] TIE 400 kV Kardia - Zemblak | XZE_KA11_GKARDI13_1:line | 1195 | 1587 | 1587 | -392 | 75 | []
GR_CO_00003 | N-1 OHL 400 kV Meliti - Amideo ck. 1&2 | [GR-AL] [OPP] TIE 400 kV Kardia - Zemblak | XZE_KA11_GKARDI13_1:line | 1195 | 1587 | 1587 | -392 | 75 | []
GR_CO_00001 | N-1 OHL 400 kV Filippoi - Komotini ck. 1&2 | [GR-MK] [OPP] TIE 400 kV Meliti - Bitola | XFL_BI11_GMELIT11_1:line | -1193 | 1587 | 1587 | -394 | 75 | []
GR_TR_CO_00001 | N-1 TIE 400 kV Nea Santa - Babaeski | [GR-MK] [OPP] TIE 400 kV Meliti - Bitola | XFL_BI11_GMELIT11_1:line | -1191 | 1587 | 1587 | -396 | 75 | []
GR_CO_00010 | N-1 OHL 400 kV Amideo - Ptolemaida / N-1 OHL 400 kV Amideo - Vermio | [GR-AL] [OPP] TIE 400 kV Kardia - Zemblak | XZE_KA11_GKARDI13_1:line | 1184 | 1587 | 1587 | -403 | 75 | []
MK_AL_CO_00001 | N-1 TIE 400 kV Skopje 5 - Urosevac / N-1 TIE 150 kV Mourtos - Bistrica | [GR-AL] [OPP] TIE 400 kV Kardia - Zemblak | XZE_KA11_GKARDI13_1:line | 1184 | 1587 | 1587 | -403 | 75 | []
AL_ME_CO_00001 | N-1 TIE 400 kV Tirana 2 – Podgorica 2 | [GR-MK] [OPP] TIE 400 kV Meliti - Bitola | XFL_BI11_GMELIT11_1:line | -1180 | 1587 | 1587 | -407 | 74 | []
BG-CO_00018 | N-1 OHL 400 kV Burgas- Maritsa Iztok 2 | [GR-MK] [OPP] TIE 400 kV Meliti - Bitola | XFL_BI11_GMELIT11_1:line | -1174 | 1587 | 1587 | -413 | 74 | []
BG-CO_00019 | N-1 OHL 400 kV Maritsa Iztok 2 - Maritsa Iztok 3 | [GR-MK] [OPP] TIE 400 kV Meliti - Bitola | XFL_BI11_GMELIT11_1:line | -1174 | 1587 | 1587 | -413 | 74 | []
BG-CO_00005, BG_CO_00003 | N-1 OHL 400 kV Vetren - Chervena Mogila, N-1 OHL 400 kV VETREN - CHERVENA MOGILA | [GR-MK] [OPP] TIE 400 kV Meliti - Bitola | XFL_BI11_GMELIT11_1:line | -1173 | 1587 | 1587 | -414 | 74 | []
GR_CO_00002 | N-1 OHL 400 kV Filippoi - Lagadas ck. 1&2 | [GR-MK] [OPP] TIE 400 kV Meliti - Bitola | XFL_BI11_GMELIT11_1:line | -1172 | 1587 | 1587 | -415 | 74 | []
TR_BG_CO_00002 | N-1 TIE 400 kV Maritsa 3 - Hamitabat 2 | [GR-MK] [OPP] TIE 400 kV Meliti - Bitola | XFL_BI11_GMELIT11_1:line | -1171 | 1587 | 1587 | -416 | 74 | []
BG-CO_00013 | N-1 OHL 400 kV Maritsa Iztok - Plovdiv | [GR-MK] [OPP] TIE 400 kV Meliti - Bitola | XFL_BI11_GMELIT11_1:line | -1171 | 1587 | 1587 | -416 | 74 | []
BG-CO_00002, BG_CO_00002 | N-1 OHL 400 kV Sofia Zapad - Chervena Mogila ck. 1&2, N-1 OHL 400 kV SOFIA ZAPAD - CHERVENA MOGILA CK. 1&2 | [GR-MK] [OPP] TIE 400 kV Meliti - Bitola | XFL_BI11_GMELIT11_1:line | -1170 | 1587 | 1587 | -417 | 74 | []
TR_BG_CO_00001 | N-1 TIE 400 kV Maritsa 3 - Hamitabat 1 | [GR-MK] [OPP] TIE 400 kV Meliti - Bitola | XFL_BI11_GMELIT11_1:line | -1169 | 1587 | 1587 | -418 | 74 | []
MK_BG_CO_00001 | N-1 TIE 400 kV Chervena Mogila - Stip | [GR-MK] [OPP] TIE 400 kV Meliti - Bitola | XFL_BI11_GMELIT11_1:line | -1168 | 1587 | 1587 | -419 | 74 | []
GR_CO_00009 | N-1 OHL 400 kV Filippoi - Lagadas ck. 3 | [GR-MK] [OPP] TIE 400 kV Meliti - Bitola | XFL_BI11_GMELIT11_1:line | -1167 | 1587 | 1587 | -420 | 74 | []
KS_ME_CO_00001 | N-1 TIE 400 kV Pec 3 - Ribarevina | [GR-MK] [OPP] TIE 400 kV Meliti - Bitola | XFL_BI11_GMELIT11_1:line | -1166 | 1587 | 1587 | -421 | 74 | []
BG-CO_00017 | N-1 OHL 400 kV Kozloduy - Sofia Zapad ck. 1&2 | [GR-MK] [OPP] TIE 400 kV Meliti - Bitola | XFL_BI11_GMELIT11_1:line | -1166 | 1587 | 1587 | -421 | 73 | []
BG-CO_00020 | N-1 OHL 400 kV Maritsa Iztok - Maritsa Iztok 3 | [GR-MK] [OPP] TIE 400 kV Meliti - Bitola | XFL_BI11_GMELIT11_1:line | -1166 | 1587 | 1587 | -421 | 73 | []
BC | Base Case | [GR-MK] [OPP] TIE 400 kV Meliti - Bitola | XFL_BI11_GMELIT11_1:line | -1165 | 1587 | 1587 | -422 | 73 | []
TR_CO_00001 | N-1 OHL 400 kV Habitabat NGCC - Babaeski | [GR-MK] [OPP] TIE 400 kV Meliti - Bitola | XFL_BI11_GMELIT11_1:line | -1162 | 1587 | 1587 | -425 | 73 | []
BG-CO_00006, BG_CO_00004 | N-1 OHL 400 kV Plovdiv - Vetren, N-1 OHL 400 kV PLOVDIV - VETREN | [GR-MK] [OPP] TIE 400 kV Meliti - Bitola | XFL_BI11_GMELIT11_1:line | -1158 | 1587 | 1587 | -429 | 73 | []
RS_KS_CO_00002 | N-1 TIE 400 kV Kosovo B - Nis 2 | [GR-MK] [OPP] TIE 400 kV Meliti - Bitola | XFL_BI11_GMELIT11_1:line | -1157 | 1587 | 1587 | -430 | 73 | []
RS_CO_00004 | N-1 OHL 400 kV Nis 2 - Leskovac 2 | [GR-MK] [OPP] TIE 400 kV Meliti - Bitola | XFL_BI11_GMELIT11_1:line | -1148 | 1587 | 1587 | -439 | 72 | []
KS_CO_00001 | N-1 OHL 400 kV Kosovo B - Urosevac | [GR-MK] [OPP] TIE 400 kV Meliti - Bitola | XFL_BI11_GMELIT11_1:line | -1139 | 1587 | 1587 | -448 | 72 | []
RS_CO_00003 | N-1 OHL 400 kV Vranje 4 - Leskovac 2 | [GR-MK] [OPP] TIE 400 kV Meliti - Bitola | XFL_BI11_GMELIT11_1:line | -1138 | 1587 | 1587 | -449 | 72 | []
GR_CO_00005 | N-1 OHL 400 kV Thessaloniki - Lagadas ck. 1&2 | [GR-MK] [OPP] TIE 400 kV Meliti - Bitola | XFL_BI11_GMELIT11_1:line | -1131 | 1587 | 1587 | -456 | 71 | []
RS_MK_CO_00001 | N-1 TIE 400 kV Vranje 4 - Stip | [GR-MK] [OPP] TIE 400 kV Meliti - Bitola | XFL_BI11_GMELIT11_1:line | -1126 | 1587 | 1587 | -461 | 71 | []

## 1930Curative
Detailed results
Generated at: | 2026-08-04 20:14
Business day: | 05.08.2026
Timestamp: | 19:30
Border & direction: | North-Greece Exporting
Horizon: | DA
Remedial actions: | true
Evaluation type: | curative
TTC [MW]: | 3031
Fallback applied | false
Loading threshold | 0.7
Applied RAs
CO ID | RA ID | Name of the RA | Usage | Type | Location | Status
Limiting CNECs
CO ID | Name of the CO | Name of the CNE | CNE UCTE branch | Calculated I (A) | I max (PRE) | I max (CUR) | Margin (A) | Loading (%) | Applicable curative RAs
GR_AL_CO_00001 | N-1 TIE 400 kV Kardia - Zemblak / N-1 TIE 150 kV Mourtos - Bistrica | [GR-MK] [OPP] TIE 400 kV Meliti - Bitola | XFL_BI11_GMELIT11_1:line | -1583 |  | 1587 | -4 | 100 | []
GR_MK_CO_00002 | N-1 TIE 400 kV Thessaloniki - Dubrovo | [GR-MK] [OPP] TIE 400 kV Meliti - Bitola | XFL_BI11_GMELIT11_1:line | -1526 |  | 1587 | -61 | 96 | []
AL_CO_00002 | N-1 OHL 400 kV Elbasan 3 - Zemblak | [GR-MK] [OPP] TIE 400 kV Meliti - Bitola | XFL_BI11_GMELIT11_1:line | -1455 |  | 1587 | -132 | 92 | []
GR_CO_00007 | N-1 OHL 400 kV Thessaloniki - Agios Dimitrios ck. 1&2 | [GR-MK] [OPP] TIE 400 kV Meliti - Bitola | XFL_BI11_GMELIT11_1:line | -1335 |  | 1587 | -252 | 84 | []
GR_CO_00004 | N-1 OHL 400 kV Amideo - Lagadas ck. 1&2 | [GR-MK] [OPP] TIE 400 kV Meliti - Bitola | XFL_BI11_GMELIT11_1:line | -1326 |  | 1587 | -261 | 84 | []
GR_CO_00003 | N-1 OHL 400 kV Meliti - Amideo ck. 1&2 | [GR-MK] [OPP] TIE 400 kV Thessaloniki - Dubrovo | XTH_DU11_GTHESS11_1:line | -1318 |  | 1587 | -269 | 83 | []
GR_MK_CO_00001 | N-1 TIE 400 kV Meliti - Bitola | [GR-MK] [OPP] TIE 400 kV Thessaloniki - Dubrovo | XTH_DU11_GTHESS11_1:line | -1317 |  | 1587 | -270 | 83 | []
GR_IT_CO_00001 | N-1 TIE 400 kV Arachthos - Galatina | [GR-MK] [OPP] TIE 400 kV Meliti - Bitola | XFL_BI11_GMELIT11_1:line | -1282 |  | 1587 | -305 | 81 | []
GR_CO_00006 | N-1 OHL 400 kV Komotini - Nea Santa ck. 1&2 | [GR-MK] [OPP] TIE 400 kV Meliti - Bitola | XFL_BI11_GMELIT11_1:line | -1276 |  | 1587 | -311 | 80 | []
GR_BG_CO_00001 | N-1 TIE 400 kV Lagadas - Blagoevgrad | [GR-MK] [OPP] TIE 400 kV Meliti - Bitola | XFL_BI11_GMELIT11_1:line | -1274 |  | 1587 | -313 | 80 | []
BG-CO_00001, BG_CO_00001 | N-1 OHL 400 kV Chervena Mogila - Blagoevgrad ck. 1&2, N-1 OHL 400 kV CHERVENA MOGILA - BLAGOEVGRAD CK. 1&2 | [GR-MK] [OPP] TIE 400 kV Meliti - Bitola | XFL_BI11_GMELIT11_1:line | -1227 |  | 1587 | -360 | 77 | []
AL_CO_00001 | N-1 OHL 400 kV Elbasan 3 - Tirana 2 | [GR-MK] [OPP] TIE 400 kV Meliti - Bitola | XFL_BI11_GMELIT11_1:line | -1213 |  | 1587 | -374 | 76 | []
BG-CO_00012 | N-1 OHL 400 kV Varna - Burgas | [GR-MK] [OPP] TIE 400 kV Meliti - Bitola | XFL_BI11_GMELIT11_1:line | -1207 |  | 1587 | -380 | 76 | []
RS_BG_CO_00001 | N-1 TIE 400 kV Sofia Zapad - Nis | [GR-MK] [OPP] TIE 400 kV Meliti - Bitola | XFL_BI11_GMELIT11_1:line | -1204 |  | 1587 | -383 | 76 | []
GR_BG_CO_00002 | N-1 TIE 400 kV Nea Santa - Maritsa Iztok | [GR-MK] [OPP] TIE 400 kV Meliti - Bitola | XFL_BI11_GMELIT11_1:line | -1206 |  | 1600 | -394 | 75 | []
GR_MK_CO_00001 | N-1 TIE 400 kV Meliti - Bitola | [GR-AL] [OPP] TIE 400 kV Kardia - Zemblak | XZE_KA11_GKARDI13_1:line | 1195 |  | 1587 | -392 | 75 | []
GR_CO_00003 | N-1 OHL 400 kV Meliti - Amideo ck. 1&2 | [GR-AL] [OPP] TIE 400 kV Kardia - Zemblak | XZE_KA11_GKARDI13_1:line | 1195 |  | 1587 | -392 | 75 | []
GR_CO_00001 | N-1 OHL 400 kV Filippoi - Komotini ck. 1&2 | [GR-MK] [OPP] TIE 400 kV Meliti - Bitola | XFL_BI11_GMELIT11_1:line | -1193 |  | 1587 | -394 | 75 | []
GR_TR_CO_00001 | N-1 TIE 400 kV Nea Santa - Babaeski | [GR-MK] [OPP] TIE 400 kV Meliti - Bitola | XFL_BI11_GMELIT11_1:line | -1191 |  | 1587 | -396 | 75 | []
GR_CO_00010 | N-1 OHL 400 kV Amideo - Ptolemaida / N-1 OHL 400 kV Amideo - Vermio | [GR-AL] [OPP] TIE 400 kV Kardia - Zemblak | XZE_KA11_GKARDI13_1:line | 1184 |  | 1587 | -403 | 75 | []
MK_AL_CO_00001 | N-1 TIE 400 kV Skopje 5 - Urosevac / N-1 TIE 150 kV Mourtos - Bistrica | [GR-AL] [OPP] TIE 400 kV Kardia - Zemblak | XZE_KA11_GKARDI13_1:line | 1184 |  | 1587 | -403 | 75 | []
AL_ME_CO_00001 | N-1 TIE 400 kV Tirana 2 – Podgorica 2 | [GR-MK] [OPP] TIE 400 kV Meliti - Bitola | XFL_BI11_GMELIT11_1:line | -1180 |  | 1587 | -407 | 74 | []
BG-CO_00018 | N-1 OHL 400 kV Burgas- Maritsa Iztok 2 | [GR-MK] [OPP] TIE 400 kV Meliti - Bitola | XFL_BI11_GMELIT11_1:line | -1174 |  | 1587 | -413 | 74 | []
BG-CO_00019 | N-1 OHL 400 kV Maritsa Iztok 2 - Maritsa Iztok 3 | [GR-MK] [OPP] TIE 400 kV Meliti - Bitola | XFL_BI11_GMELIT11_1:line | -1174 |  | 1587 | -413 | 74 | []
BG-CO_00005, BG_CO_00003 | N-1 OHL 400 kV Vetren - Chervena Mogila, N-1 OHL 400 kV VETREN - CHERVENA MOGILA | [GR-MK] [OPP] TIE 400 kV Meliti - Bitola | XFL_BI11_GMELIT11_1:line | -1173 |  | 1587 | -414 | 74 | []
GR_CO_00002 | N-1 OHL 400 kV Filippoi - Lagadas ck. 1&2 | [GR-MK] [OPP] TIE 400 kV Meliti - Bitola | XFL_BI11_GMELIT11_1:line | -1172 |  | 1587 | -415 | 74 | []
TR_BG_CO_00002 | N-1 TIE 400 kV Maritsa 3 - Hamitabat 2 | [GR-MK] [OPP] TIE 400 kV Meliti - Bitola | XFL_BI11_GMELIT11_1:line | -1171 |  | 1587 | -416 | 74 | []
BG-CO_00013 | N-1 OHL 400 kV Maritsa Iztok - Plovdiv | [GR-MK] [OPP] TIE 400 kV Meliti - Bitola | XFL_BI11_GMELIT11_1:line | -1171 |  | 1587 | -416 | 74 | []
BG-CO_00002, BG_CO_00002 | N-1 OHL 400 kV Sofia Zapad - Chervena Mogila ck. 1&2, N-1 OHL 400 kV SOFIA ZAPAD - CHERVENA MOGILA CK. 1&2 | [GR-MK] [OPP] TIE 400 kV Meliti - Bitola | XFL_BI11_GMELIT11_1:line | -1170 |  | 1587 | -417 | 74 | []
TR_BG_CO_00001 | N-1 TIE 400 kV Maritsa 3 - Hamitabat 1 | [GR-MK] [OPP] TIE 400 kV Meliti - Bitola | XFL_BI11_GMELIT11_1:line | -1169 |  | 1587 | -418 | 74 | []
MK_BG_CO_00001 | N-1 TIE 400 kV Chervena Mogila - Stip | [GR-MK] [OPP] TIE 400 kV Meliti - Bitola | XFL_BI11_GMELIT11_1:line | -1168 |  | 1587 | -419 | 74 | []
GR_CO_00009 | N-1 OHL 400 kV Filippoi - Lagadas ck. 3 | [GR-MK] [OPP] TIE 400 kV Meliti - Bitola | XFL_BI11_GMELIT11_1:line | -1167 |  | 1587 | -420 | 74 | []
KS_ME_CO_00001 | N-1 TIE 400 kV Pec 3 - Ribarevina | [GR-MK] [OPP] TIE 400 kV Meliti - Bitola | XFL_BI11_GMELIT11_1:line | -1166 |  | 1587 | -421 | 74 | []
BG-CO_00017 | N-1 OHL 400 kV Kozloduy - Sofia Zapad ck. 1&2 | [GR-MK] [OPP] TIE 400 kV Meliti - Bitola | XFL_BI11_GMELIT11_1:line | -1166 |  | 1587 | -421 | 73 | []
BG-CO_00020 | N-1 OHL 400 kV Maritsa Iztok - Maritsa Iztok 3 | [GR-MK] [OPP] TIE 400 kV Meliti - Bitola | XFL_BI11_GMELIT11_1:line | -1166 |  | 1587 | -421 | 73 | []
BC | Base Case | [GR-MK] [OPP] TIE 400 kV Meliti - Bitola | XFL_BI11_GMELIT11_1:line | -1165 |  | 1587 | -422 | 73 | []
TR_CO_00001 | N-1 OHL 400 kV Habitabat NGCC - Babaeski | [GR-MK] [OPP] TIE 400 kV Meliti - Bitola | XFL_BI11_GMELIT11_1:line | -1162 |  | 1587 | -425 | 73 | []
BG-CO_00006, BG_CO_00004 | N-1 OHL 400 kV Plovdiv - Vetren, N-1 OHL 400 kV PLOVDIV - VETREN | [GR-MK] [OPP] TIE 400 kV Meliti - Bitola | XFL_BI11_GMELIT11_1:line | -1158 |  | 1587 | -429 | 73 | []
RS_KS_CO_00002 | N-1 TIE 400 kV Kosovo B - Nis 2 | [GR-MK] [OPP] TIE 400 kV Meliti - Bitola | XFL_BI11_GMELIT11_1:line | -1157 |  | 1587 | -430 | 73 | []
RS_CO_00004 | N-1 OHL 400 kV Nis 2 - Leskovac 2 | [GR-MK] [OPP] TIE 400 kV Meliti - Bitola | XFL_BI11_GMELIT11_1:line | -1148 |  | 1587 | -439 | 72 | []
KS_CO_00001 | N-1 OHL 400 kV Kosovo B - Urosevac | [GR-MK] [OPP] TIE 400 kV Meliti - Bitola | XFL_BI11_GMELIT11_1:line | -1139 |  | 1587 | -448 | 72 | []
RS_CO_00003 | N-1 OHL 400 kV Vranje 4 - Leskovac 2 | [GR-MK] [OPP] TIE 400 kV Meliti - Bitola | XFL_BI11_GMELIT11_1:line | -1138 |  | 1587 | -449 | 72 | []
GR_CO_00005 | N-1 OHL 400 kV Thessaloniki - Lagadas ck. 1&2 | [GR-MK] [OPP] TIE 400 kV Meliti - Bitola | XFL_BI11_GMELIT11_1:line | -1131 |  | 1587 | -456 | 71 | []
RS_MK_CO_00001 | N-1 TIE 400 kV Vranje 4 - Stip | [GR-MK] [OPP] TIE 400 kV Meliti - Bitola | XFL_BI11_GMELIT11_1:line | -1126 |  | 1587 | -461 | 71 | []

## 2030Preventive
Detailed results
Generated at: | 2026-08-04 20:14
Business day: | 05.08.2026
Timestamp: | 20:30
Border & direction: | North-Greece Exporting
Horizon: | DA
Remedial actions: | true
Evaluation type: | preventive
TTC [MW]: | 3386
Fallback applied | false
Loading threshold | 0.7
Applied RAs
CO ID | RA ID | Name of the RA | Usage | Type | Location | Status
Limiting CNECs
CO ID | Name of the CO | Name of the CNE | CNE UCTE branch | Calculated I (A) | I max (PRE) | I max (CUR) | Margin (A) | Loading (%) | Applicable curative RAs
GR_AL_CO_00001 | N-1 TIE 400 kV Kardia - Zemblak / N-1 TIE 150 kV Mourtos - Bistrica | [GR-MK] [OPP] TIE 400 kV Meliti - Bitola | XFL_BI11_GMELIT11_1:line | -1582 | 1587 | 1587 | -5 | 100 | []
GR_MK_CO_00002 | N-1 TIE 400 kV Thessaloniki - Dubrovo | [GR-MK] [OPP] TIE 400 kV Meliti - Bitola | XFL_BI11_GMELIT11_1:line | -1545 | 1587 | 1587 | -42 | 97 | []
AL_CO_00002 | N-1 OHL 400 kV Elbasan 3 - Zemblak | [GR-MK] [OPP] TIE 400 kV Meliti - Bitola | XFL_BI11_GMELIT11_1:line | -1448 | 1587 | 1587 | -139 | 91 | []
GR_CO_00003 | N-1 OHL 400 kV Meliti - Amideo ck. 1&2 | [GR-MK] [OPP] TIE 400 kV Thessaloniki - Dubrovo | XTH_DU11_GTHESS11_1:line | -1371 | 1587 | 1587 | -216 | 86 | []
GR_MK_CO_00001 | N-1 TIE 400 kV Meliti - Bitola | [GR-MK] [OPP] TIE 400 kV Thessaloniki - Dubrovo | XTH_DU11_GTHESS11_1:line | -1370 | 1587 | 1587 | -217 | 86 | []
GR_CO_00006 | N-1 OHL 400 kV Komotini - Nea Santa ck. 1&2 | [GR-MK] [OPP] TIE 400 kV Meliti - Bitola | XFL_BI11_GMELIT11_1:line | -1323 | 1587 | 1587 | -264 | 83 | []
GR_IT_CO_00001 | N-1 TIE 400 kV Arachthos - Galatina | [GR-MK] [OPP] TIE 400 kV Meliti - Bitola | XFL_BI11_GMELIT11_1:line | -1312 | 1587 | 1587 | -275 | 83 | []
GR_CO_00007 | N-1 OHL 400 kV Thessaloniki - Agios Dimitrios ck. 1&2 | [GR-MK] [OPP] TIE 400 kV Meliti - Bitola | XFL_BI11_GMELIT11_1:line | -1305 | 1587 | 1587 | -282 | 82 | []
GR_BG_CO_00001 | N-1 TIE 400 kV Lagadas - Blagoevgrad | [GR-MK] [OPP] TIE 400 kV Meliti - Bitola | XFL_BI11_GMELIT11_1:line | -1274 | 1587 | 1587 | -313 | 80 | []
GR_CO_00004 | N-1 OHL 400 kV Amideo - Lagadas ck. 1&2 | [GR-MK] [OPP] TIE 400 kV Meliti - Bitola | XFL_BI11_GMELIT11_1:line | -1268 | 1587 | 1587 | -319 | 80 | []
BG-CO_00001, BG_CO_00001 | N-1 OHL 400 kV Chervena Mogila - Blagoevgrad ck. 1&2, N-1 OHL 400 kV CHERVENA MOGILA - BLAGOEVGRAD CK. 1&2 | [GR-MK] [OPP] TIE 400 kV Meliti - Bitola | XFL_BI11_GMELIT11_1:line | -1222 | 1587 | 1587 | -365 | 77 | []
GR_MK_CO_00001 | N-1 TIE 400 kV Meliti - Bitola | [GR-AL] [OPP] TIE 400 kV Kardia - Zemblak | XZE_KA11_GKARDI13_1:line | 1211 | 1587 | 1587 | -376 | 76 | []
GR_CO_00003 | N-1 OHL 400 kV Meliti - Amideo ck. 1&2 | [GR-AL] [OPP] TIE 400 kV Kardia - Zemblak | XZE_KA11_GKARDI13_1:line | 1211 | 1587 | 1587 | -376 | 76 | []
MK_AL_CO_00001 | N-1 TIE 400 kV Skopje 5 - Urosevac / N-1 TIE 150 kV Mourtos - Bistrica | [GR-AL] [OPP] TIE 400 kV Kardia - Zemblak | XZE_KA11_GKARDI13_1:line | 1210 | 1587 | 1587 | -377 | 76 | []
GR_BG_CO_00002 | N-1 TIE 400 kV Nea Santa - Maritsa Iztok | [GR-MK] [OPP] TIE 400 kV Meliti - Bitola | XFL_BI11_GMELIT11_1:line | -1216 | 1600 | 1600 | -384 | 76 | []
AL_CO_00001 | N-1 OHL 400 kV Elbasan 3 - Tirana 2 | [GR-MK] [OPP] TIE 400 kV Meliti - Bitola | XFL_BI11_GMELIT11_1:line | -1203 | 1587 | 1587 | -384 | 76 | []
GR_CO_00010 | N-1 OHL 400 kV Amideo - Ptolemaida / N-1 OHL 400 kV Amideo - Vermio | [GR-AL] [OPP] TIE 400 kV Kardia - Zemblak | XZE_KA11_GKARDI13_1:line | 1201 | 1587 | 1587 | -386 | 76 | []
BG-CO_00012 | N-1 OHL 400 kV Varna - Burgas | [GR-MK] [OPP] TIE 400 kV Meliti - Bitola | XFL_BI11_GMELIT11_1:line | -1198 | 1587 | 1587 | -389 | 75 | []
RS_BG_CO_00001, RO_CO_00052 | N-1 TIE 400 kV Sofia Zapad - Nis, N-1 OHL 400 kV Sofia Zapad -Nis | [GR-MK] [OPP] TIE 400 kV Meliti - Bitola | XFL_BI11_GMELIT11_1:line | -1194 | 1587 | 1587 | -393 | 75 | []
GR_TR_CO_00001 | N-1 TIE 400 kV Nea Santa - Babaeski | [GR-MK] [OPP] TIE 400 kV Meliti - Bitola | XFL_BI11_GMELIT11_1:line | -1191 | 1587 | 1587 | -396 | 75 | []
AL_ME_CO_00001 | N-1 TIE 400 kV Tirana 2 – Podgorica 2 | [GR-MK] [OPP] TIE 400 kV Meliti - Bitola | XFL_BI11_GMELIT11_1:line | -1171 | 1587 | 1587 | -416 | 74 | []
BG-CO_00013 | N-1 OHL 400 kV Maritsa Iztok - Plovdiv | [GR-MK] [OPP] TIE 400 kV Meliti - Bitola | XFL_BI11_GMELIT11_1:line | -1166 | 1587 | 1587 | -421 | 73 | []
BG-CO_00018 | N-1 OHL 400 kV Burgas- Maritsa Iztok 2 | [GR-MK] [OPP] TIE 400 kV Meliti - Bitola | XFL_BI11_GMELIT11_1:line | -1165 | 1587 | 1587 | -422 | 73 | []
BG-CO_00019 | N-1 OHL 400 kV Maritsa Iztok 2 - Maritsa Iztok 3 | [GR-MK] [OPP] TIE 400 kV Meliti - Bitola | XFL_BI11_GMELIT11_1:line | -1164 | 1587 | 1587 | -423 | 73 | []
BG-CO_00005, BG_CO_00003 | N-1 OHL 400 kV Vetren - Chervena Mogila, N-1 OHL 400 kV VETREN - CHERVENA MOGILA | [GR-MK] [OPP] TIE 400 kV Meliti - Bitola | XFL_BI11_GMELIT11_1:line | -1163 | 1587 | 1587 | -424 | 73 | []
TR_BG_CO_00002 | N-1 TIE 400 kV Maritsa 3 - Hamitabat 2 | [GR-MK] [OPP] TIE 400 kV Meliti - Bitola | XFL_BI11_GMELIT11_1:line | -1163 | 1587 | 1587 | -424 | 73 | []
BG-CO_00002, BG_CO_00002 | N-1 OHL 400 kV Sofia Zapad - Chervena Mogila ck. 1&2, N-1 OHL 400 kV SOFIA ZAPAD - CHERVENA MOGILA CK. 1&2 | [GR-MK] [OPP] TIE 400 kV Meliti - Bitola | XFL_BI11_GMELIT11_1:line | -1160 | 1587 | 1587 | -427 | 73 | []
TR_BG_CO_00001 | N-1 TIE 400 kV Maritsa 3 - Hamitabat 1 | [GR-MK] [OPP] TIE 400 kV Meliti - Bitola | XFL_BI11_GMELIT11_1:line | -1160 | 1587 | 1587 | -427 | 73 | []
MK_BG_CO_00001 | N-1 TIE 400 kV Chervena Mogila - Stip | [GR-MK] [OPP] TIE 400 kV Meliti - Bitola | XFL_BI11_GMELIT11_1:line | -1156 | 1587 | 1587 | -431 | 73 | []
BG-CO_00017 | N-1 OHL 400 kV Kozloduy - Sofia Zapad ck. 1&2 | [GR-MK] [OPP] TIE 400 kV Meliti - Bitola | XFL_BI11_GMELIT11_1:line | -1155 | 1587 | 1587 | -432 | 73 | []
BG-CO_00020 | N-1 OHL 400 kV Maritsa Iztok - Maritsa Iztok 3 | [GR-MK] [OPP] TIE 400 kV Meliti - Bitola | XFL_BI11_GMELIT11_1:line | -1154 | 1587 | 1587 | -433 | 73 | []
BC | Base Case | [GR-MK] [OPP] TIE 400 kV Meliti - Bitola | XFL_BI11_GMELIT11_1:line | -1154 | 1587 | 1587 | -433 | 73 | []
GR_CO_00009 | N-1 OHL 400 kV Filippoi - Lagadas ck. 3 | [GR-MK] [OPP] TIE 400 kV Meliti - Bitola | XFL_BI11_GMELIT11_1:line | -1153 | 1587 | 1587 | -434 | 73 | []
KS_ME_CO_00001 | N-1 TIE 400 kV Pec 3 - Ribarevina | [GR-MK] [OPP] TIE 400 kV Meliti - Bitola | XFL_BI11_GMELIT11_1:line | -1153 | 1587 | 1587 | -434 | 73 | []
TR_CO_00001 | N-1 OHL 400 kV Habitabat NGCC - Babaeski | [GR-MK] [OPP] TIE 400 kV Meliti - Bitola | XFL_BI11_GMELIT11_1:line | -1153 | 1587 | 1587 | -434 | 73 | []
GR_IT_CO_00001 | N-1 TIE 400 kV Arachthos - Galatina | [GR-AL] [OPP] TIE 400 kV Kardia - Zemblak | XZE_KA11_GKARDI13_1:line | 1151 | 1587 | 1587 | -436 | 73 | []
GR_CO_00002 | N-1 OHL 400 kV Filippoi - Lagadas ck. 1&2 | [GR-MK] [OPP] TIE 400 kV Meliti - Bitola | XFL_BI11_GMELIT11_1:line | -1149 | 1587 | 1587 | -438 | 72 | []
BG-CO_00006, BG_CO_00004 | N-1 OHL 400 kV Plovdiv - Vetren, N-1 OHL 400 kV PLOVDIV - VETREN | [GR-MK] [OPP] TIE 400 kV Meliti - Bitola | XFL_BI11_GMELIT11_1:line | -1148 | 1587 | 1587 | -439 | 72 | []
RS_KS_CO_00002 | N-1 TIE 400 kV Kosovo B - Nis 2 | [GR-MK] [OPP] TIE 400 kV Meliti - Bitola | XFL_BI11_GMELIT11_1:line | -1145 | 1587 | 1587 | -442 | 72 | []
RS_CO_00004 | N-1 OHL 400 kV Nis 2 - Leskovac 2 | [GR-MK] [OPP] TIE 400 kV Meliti - Bitola | XFL_BI11_GMELIT11_1:line | -1136 | 1587 | 1587 | -451 | 72 | []
GR_CO_00005 | N-1 OHL 400 kV Thessaloniki - Lagadas ck. 1&2 | [GR-MK] [OPP] TIE 400 kV Meliti - Bitola | XFL_BI11_GMELIT11_1:line | -1131 | 1587 | 1587 | -456 | 71 | []
RS_CO_00003 | N-1 OHL 400 kV Vranje 4 - Leskovac 2 | [GR-MK] [OPP] TIE 400 kV Meliti - Bitola | XFL_BI11_GMELIT11_1:line | -1126 | 1587 | 1587 | -461 | 71 | []
MK_KS_CO_00001 | N-1 TIE 400 kV Skopje 5 - Urosevac | [GR-AL] [OPP] TIE 400 kV Kardia - Zemblak | XZE_KA11_GKARDI13_1:line | 1126 | 1587 | 1587 | -461 | 71 | []
KS_CO_00001 | N-1 OHL 400 kV Kosovo B - Urosevac | [GR-MK] [OPP] TIE 400 kV Meliti - Bitola | XFL_BI11_GMELIT11_1:line | -1124 | 1587 | 1587 | -463 | 71 | []
MK_CO_00003 | N-1 OHL 400 kV Skopje 4 - Skopje 5 | [GR-AL] [OPP] TIE 400 kV Kardia - Zemblak | XZE_KA11_GKARDI13_1:line | 1124 | 1587 | 1587 | -463 | 71 | []
GR_CO_00001 | N-1 OHL 400 kV Filippoi - Komotini ck. 1&2 | [GR-MK] [OPP] TIE 400 kV Meliti - Bitola | XFL_BI11_GMELIT11_1:line | -1120 | 1587 | 1587 | -467 | 71 | []
RS_MK_CO_00001 | N-1 TIE 400 kV Vranje 4 - Stip | [GR-MK] [OPP] TIE 400 kV Meliti - Bitola | XFL_BI11_GMELIT11_1:line | -1113 | 1587 | 1587 | -474 | 70 | []
GR_CO_00006 | N-1 OHL 400 kV Komotini - Nea Santa ck. 1&2 | [GR-AL] [OPP] TIE 400 kV Kardia - Zemblak | XZE_KA11_GKARDI13_1:line | 1113 | 1587 | 1587 | -474 | 70 | []

## 2030Curative
Detailed results
Generated at: | 2026-08-04 20:14
Business day: | 05.08.2026
Timestamp: | 20:30
Border & direction: | North-Greece Exporting
Horizon: | DA
Remedial actions: | true
Evaluation type: | curative
TTC [MW]: | 3386
Fallback applied | false
Loading threshold | 0.7
Applied RAs
CO ID | RA ID | Name of the RA | Usage | Type | Location | Status
Limiting CNECs
CO ID | Name of the CO | Name of the CNE | CNE UCTE branch | Calculated I (A) | I max (PRE) | I max (CUR) | Margin (A) | Loading (%) | Applicable curative RAs
GR_AL_CO_00001 | N-1 TIE 400 kV Kardia - Zemblak / N-1 TIE 150 kV Mourtos - Bistrica | [GR-MK] [OPP] TIE 400 kV Meliti - Bitola | XFL_BI11_GMELIT11_1:line | -1582 |  | 1587 | -5 | 100 | []
GR_MK_CO_00002 | N-1 TIE 400 kV Thessaloniki - Dubrovo | [GR-MK] [OPP] TIE 400 kV Meliti - Bitola | XFL_BI11_GMELIT11_1:line | -1545 |  | 1587 | -42 | 97 | []
AL_CO_00002 | N-1 OHL 400 kV Elbasan 3 - Zemblak | [GR-MK] [OPP] TIE 400 kV Meliti - Bitola | XFL_BI11_GMELIT11_1:line | -1448 |  | 1587 | -139 | 91 | []
GR_CO_00003 | N-1 OHL 400 kV Meliti - Amideo ck. 1&2 | [GR-MK] [OPP] TIE 400 kV Thessaloniki - Dubrovo | XTH_DU11_GTHESS11_1:line | -1371 |  | 1587 | -216 | 86 | []
GR_MK_CO_00001 | N-1 TIE 400 kV Meliti - Bitola | [GR-MK] [OPP] TIE 400 kV Thessaloniki - Dubrovo | XTH_DU11_GTHESS11_1:line | -1370 |  | 1587 | -217 | 86 | []
GR_CO_00006 | N-1 OHL 400 kV Komotini - Nea Santa ck. 1&2 | [GR-MK] [OPP] TIE 400 kV Meliti - Bitola | XFL_BI11_GMELIT11_1:line | -1323 |  | 1587 | -264 | 83 | []
GR_IT_CO_00001 | N-1 TIE 400 kV Arachthos - Galatina | [GR-MK] [OPP] TIE 400 kV Meliti - Bitola | XFL_BI11_GMELIT11_1:line | -1312 |  | 1587 | -275 | 83 | []
GR_CO_00007 | N-1 OHL 400 kV Thessaloniki - Agios Dimitrios ck. 1&2 | [GR-MK] [OPP] TIE 400 kV Meliti - Bitola | XFL_BI11_GMELIT11_1:line | -1305 |  | 1587 | -282 | 82 | []
GR_BG_CO_00001 | N-1 TIE 400 kV Lagadas - Blagoevgrad | [GR-MK] [OPP] TIE 400 kV Meliti - Bitola | XFL_BI11_GMELIT11_1:line | -1274 |  | 1587 | -313 | 80 | []
GR_CO_00004 | N-1 OHL 400 kV Amideo - Lagadas ck. 1&2 | [GR-MK] [OPP] TIE 400 kV Meliti - Bitola | XFL_BI11_GMELIT11_1:line | -1268 |  | 1587 | -319 | 80 | []
BG-CO_00001, BG_CO_00001 | N-1 OHL 400 kV Chervena Mogila - Blagoevgrad ck. 1&2, N-1 OHL 400 kV CHERVENA MOGILA - BLAGOEVGRAD CK. 1&2 | [GR-MK] [OPP] TIE 400 kV Meliti - Bitola | XFL_BI11_GMELIT11_1:line | -1222 |  | 1587 | -365 | 77 | []
GR_MK_CO_00001 | N-1 TIE 400 kV Meliti - Bitola | [GR-AL] [OPP] TIE 400 kV Kardia - Zemblak | XZE_KA11_GKARDI13_1:line | 1211 |  | 1587 | -376 | 76 | []
GR_CO_00003 | N-1 OHL 400 kV Meliti - Amideo ck. 1&2 | [GR-AL] [OPP] TIE 400 kV Kardia - Zemblak | XZE_KA11_GKARDI13_1:line | 1211 |  | 1587 | -376 | 76 | []
MK_AL_CO_00001 | N-1 TIE 400 kV Skopje 5 - Urosevac / N-1 TIE 150 kV Mourtos - Bistrica | [GR-AL] [OPP] TIE 400 kV Kardia - Zemblak | XZE_KA11_GKARDI13_1:line | 1210 |  | 1587 | -377 | 76 | []
GR_BG_CO_00002 | N-1 TIE 400 kV Nea Santa - Maritsa Iztok | [GR-MK] [OPP] TIE 400 kV Meliti - Bitola | XFL_BI11_GMELIT11_1:line | -1216 |  | 1600 | -384 | 76 | []
AL_CO_00001 | N-1 OHL 400 kV Elbasan 3 - Tirana 2 | [GR-MK] [OPP] TIE 400 kV Meliti - Bitola | XFL_BI11_GMELIT11_1:line | -1203 |  | 1587 | -384 | 76 | []
GR_CO_00010 | N-1 OHL 400 kV Amideo - Ptolemaida / N-1 OHL 400 kV Amideo - Vermio | [GR-AL] [OPP] TIE 400 kV Kardia - Zemblak | XZE_KA11_GKARDI13_1:line | 1201 |  | 1587 | -386 | 76 | []
BG-CO_00012 | N-1 OHL 400 kV Varna - Burgas | [GR-MK] [OPP] TIE 400 kV Meliti - Bitola | XFL_BI11_GMELIT11_1:line | -1198 |  | 1587 | -389 | 75 | []
RS_BG_CO_00001, RO_CO_00052 | N-1 TIE 400 kV Sofia Zapad - Nis, N-1 OHL 400 kV Sofia Zapad -Nis | [GR-MK] [OPP] TIE 400 kV Meliti - Bitola | XFL_BI11_GMELIT11_1:line | -1194 |  | 1587 | -393 | 75 | []
GR_TR_CO_00001 | N-1 TIE 400 kV Nea Santa - Babaeski | [GR-MK] [OPP] TIE 400 kV Meliti - Bitola | XFL_BI11_GMELIT11_1:line | -1191 |  | 1587 | -396 | 75 | []
AL_ME_CO_00001 | N-1 TIE 400 kV Tirana 2 – Podgorica 2 | [GR-MK] [OPP] TIE 400 kV Meliti - Bitola | XFL_BI11_GMELIT11_1:line | -1171 |  | 1587 | -416 | 74 | []
BG-CO_00013 | N-1 OHL 400 kV Maritsa Iztok - Plovdiv | [GR-MK] [OPP] TIE 400 kV Meliti - Bitola | XFL_BI11_GMELIT11_1:line | -1166 |  | 1587 | -421 | 73 | []
BG-CO_00018 | N-1 OHL 400 kV Burgas- Maritsa Iztok 2 | [GR-MK] [OPP] TIE 400 kV Meliti - Bitola | XFL_BI11_GMELIT11_1:line | -1165 |  | 1587 | -422 | 73 | []
BG-CO_00019 | N-1 OHL 400 kV Maritsa Iztok 2 - Maritsa Iztok 3 | [GR-MK] [OPP] TIE 400 kV Meliti - Bitola | XFL_BI11_GMELIT11_1:line | -1164 |  | 1587 | -423 | 73 | []
BG-CO_00005, BG_CO_00003 | N-1 OHL 400 kV Vetren - Chervena Mogila, N-1 OHL 400 kV VETREN - CHERVENA MOGILA | [GR-MK] [OPP] TIE 400 kV Meliti - Bitola | XFL_BI11_GMELIT11_1:line | -1163 |  | 1587 | -424 | 73 | []
TR_BG_CO_00002 | N-1 TIE 400 kV Maritsa 3 - Hamitabat 2 | [GR-MK] [OPP] TIE 400 kV Meliti - Bitola | XFL_BI11_GMELIT11_1:line | -1163 |  | 1587 | -424 | 73 | []
BG-CO_00002, BG_CO_00002 | N-1 OHL 400 kV Sofia Zapad - Chervena Mogila ck. 1&2, N-1 OHL 400 kV SOFIA ZAPAD - CHERVENA MOGILA CK. 1&2 | [GR-MK] [OPP] TIE 400 kV Meliti - Bitola | XFL_BI11_GMELIT11_1:line | -1160 |  | 1587 | -427 | 73 | []
TR_BG_CO_00001 | N-1 TIE 400 kV Maritsa 3 - Hamitabat 1 | [GR-MK] [OPP] TIE 400 kV Meliti - Bitola | XFL_BI11_GMELIT11_1:line | -1160 |  | 1587 | -427 | 73 | []
MK_BG_CO_00001 | N-1 TIE 400 kV Chervena Mogila - Stip | [GR-MK] [OPP] TIE 400 kV Meliti - Bitola | XFL_BI11_GMELIT11_1:line | -1156 |  | 1587 | -431 | 73 | []
BG-CO_00017 | N-1 OHL 400 kV Kozloduy - Sofia Zapad ck. 1&2 | [GR-MK] [OPP] TIE 400 kV Meliti - Bitola | XFL_BI11_GMELIT11_1:line | -1155 |  | 1587 | -432 | 73 | []
BG-CO_00020 | N-1 OHL 400 kV Maritsa Iztok - Maritsa Iztok 3 | [GR-MK] [OPP] TIE 400 kV Meliti - Bitola | XFL_BI11_GMELIT11_1:line | -1154 |  | 1587 | -433 | 73 | []
BC | Base Case | [GR-MK] [OPP] TIE 400 kV Meliti - Bitola | XFL_BI11_GMELIT11_1:line | -1154 |  | 1587 | -433 | 73 | []
GR_CO_00009 | N-1 OHL 400 kV Filippoi - Lagadas ck. 3 | [GR-MK] [OPP] TIE 400 kV Meliti - Bitola | XFL_BI11_GMELIT11_1:line | -1153 |  | 1587 | -434 | 73 | []
KS_ME_CO_00001 | N-1 TIE 400 kV Pec 3 - Ribarevina | [GR-MK] [OPP] TIE 400 kV Meliti - Bitola | XFL_BI11_GMELIT11_1:line | -1153 |  | 1587 | -434 | 73 | []
TR_CO_00001 | N-1 OHL 400 kV Habitabat NGCC - Babaeski | [GR-MK] [OPP] TIE 400 kV Meliti - Bitola | XFL_BI11_GMELIT11_1:line | -1153 |  | 1587 | -434 | 73 | []
GR_IT_CO_00001 | N-1 TIE 400 kV Arachthos - Galatina | [GR-AL] [OPP] TIE 400 kV Kardia - Zemblak | XZE_KA11_GKARDI13_1:line | 1151 |  | 1587 | -436 | 73 | []
GR_CO_00002 | N-1 OHL 400 kV Filippoi - Lagadas ck. 1&2 | [GR-MK] [OPP] TIE 400 kV Meliti - Bitola | XFL_BI11_GMELIT11_1:line | -1149 |  | 1587 | -438 | 72 | []
BG-CO_00006, BG_CO_00004 | N-1 OHL 400 kV Plovdiv - Vetren, N-1 OHL 400 kV PLOVDIV - VETREN | [GR-MK] [OPP] TIE 400 kV Meliti - Bitola | XFL_BI11_GMELIT11_1:line | -1148 |  | 1587 | -439 | 72 | []
RS_KS_CO_00002 | N-1 TIE 400 kV Kosovo B - Nis 2 | [GR-MK] [OPP] TIE 400 kV Meliti - Bitola | XFL_BI11_GMELIT11_1:line | -1145 |  | 1587 | -442 | 72 | []
RS_CO_00004 | N-1 OHL 400 kV Nis 2 - Leskovac 2 | [GR-MK] [OPP] TIE 400 kV Meliti - Bitola | XFL_BI11_GMELIT11_1:line | -1136 |  | 1587 | -451 | 72 | []
GR_CO_00005 | N-1 OHL 400 kV Thessaloniki - Lagadas ck. 1&2 | [GR-MK] [OPP] TIE 400 kV Meliti - Bitola | XFL_BI11_GMELIT11_1:line | -1131 |  | 1587 | -456 | 71 | []
RS_CO_00003 | N-1 OHL 400 kV Vranje 4 - Leskovac 2 | [GR-MK] [OPP] TIE 400 kV Meliti - Bitola | XFL_BI11_GMELIT11_1:line | -1126 |  | 1587 | -461 | 71 | []
MK_KS_CO_00001 | N-1 TIE 400 kV Skopje 5 - Urosevac | [GR-AL] [OPP] TIE 400 kV Kardia - Zemblak | XZE_KA11_GKARDI13_1:line | 1126 |  | 1587 | -461 | 71 | []
KS_CO_00001 | N-1 OHL 400 kV Kosovo B - Urosevac | [GR-MK] [OPP] TIE 400 kV Meliti - Bitola | XFL_BI11_GMELIT11_1:line | -1124 |  | 1587 | -463 | 71 | []
MK_CO_00003 | N-1 OHL 400 kV Skopje 4 - Skopje 5 | [GR-AL] [OPP] TIE 400 kV Kardia - Zemblak | XZE_KA11_GKARDI13_1:line | 1124 |  | 1587 | -463 | 71 | []
GR_CO_00001 | N-1 OHL 400 kV Filippoi - Komotini ck. 1&2 | [GR-MK] [OPP] TIE 400 kV Meliti - Bitola | XFL_BI11_GMELIT11_1:line | -1120 |  | 1587 | -467 | 71 | []
RS_MK_CO_00001 | N-1 TIE 400 kV Vranje 4 - Stip | [GR-MK] [OPP] TIE 400 kV Meliti - Bitola | XFL_BI11_GMELIT11_1:line | -1113 |  | 1587 | -474 | 70 | []
GR_CO_00006 | N-1 OHL 400 kV Komotini - Nea Santa ck. 1&2 | [GR-AL] [OPP] TIE 400 kV Kardia - Zemblak | XZE_KA11_GKARDI13_1:line | 1113 |  | 1587 | -474 | 70 | []

## 2130Preventive
Detailed results
Generated at: | 2026-08-04 20:14
Business day: | 05.08.2026
Timestamp: | 21:30
Border & direction: | North-Greece Exporting
Horizon: | DA
Remedial actions: | true
Evaluation type: | preventive
TTC [MW]: | 3388
Fallback applied | false
Loading threshold | 0.7
Applied RAs
CO ID | RA ID | Name of the RA | Usage | Type | Location | Status
Limiting CNECs
CO ID | Name of the CO | Name of the CNE | CNE UCTE branch | Calculated I (A) | I max (PRE) | I max (CUR) | Margin (A) | Loading (%) | Applicable curative RAs
GR_AL_CO_00001 | N-1 TIE 400 kV Kardia - Zemblak / N-1 TIE 150 kV Mourtos - Bistrica | [GR-MK] [OPP] TIE 400 kV Meliti - Bitola | XFL_BI11_GMELIT11_1:line | -1580 | 1587 | 1587 | -7 | 100 | []
GR_MK_CO_00002 | N-1 TIE 400 kV Thessaloniki - Dubrovo | [GR-MK] [OPP] TIE 400 kV Meliti - Bitola | XFL_BI11_GMELIT11_1:line | -1534 | 1587 | 1587 | -53 | 97 | []
AL_CO_00002 | N-1 OHL 400 kV Elbasan 3 - Zemblak | [GR-MK] [OPP] TIE 400 kV Meliti - Bitola | XFL_BI11_GMELIT11_1:line | -1448 | 1587 | 1587 | -139 | 91 | []
GR_CO_00003 | N-1 OHL 400 kV Meliti - Amideo ck. 1&2 | [GR-MK] [OPP] TIE 400 kV Thessaloniki - Dubrovo | XTH_DU11_GTHESS11_1:line | -1377 | 1587 | 1587 | -210 | 87 | []
GR_MK_CO_00001 | N-1 TIE 400 kV Meliti - Bitola | [GR-MK] [OPP] TIE 400 kV Thessaloniki - Dubrovo | XTH_DU11_GTHESS11_1:line | -1376 | 1587 | 1587 | -211 | 87 | []
GR_CO_00006 | N-1 OHL 400 kV Komotini - Nea Santa ck. 1&2 | [GR-MK] [OPP] TIE 400 kV Meliti - Bitola | XFL_BI11_GMELIT11_1:line | -1296 | 1587 | 1587 | -291 | 82 | []
GR_CO_00007 | N-1 OHL 400 kV Thessaloniki - Agios Dimitrios ck. 1&2 | [GR-MK] [OPP] TIE 400 kV Meliti - Bitola | XFL_BI11_GMELIT11_1:line | -1280 | 1587 | 1587 | -307 | 81 | []
GR_BG_CO_00001 | N-1 TIE 400 kV Lagadas - Blagoevgrad | [GR-MK] [OPP] TIE 400 kV Meliti - Bitola | XFL_BI11_GMELIT11_1:line | -1262 | 1587 | 1587 | -325 | 80 | []
MK_AL_CO_00001 | N-1 TIE 400 kV Skopje 5 - Urosevac / N-1 TIE 150 kV Mourtos - Bistrica | [GR-AL] [OPP] TIE 400 kV Kardia - Zemblak | XZE_KA11_GKARDI13_1:line | 1250 | 1587 | 1587 | -337 | 79 | []
GR_IT_CO_00001 | N-1 TIE 400 kV Arachthos - Galatina | [GR-MK] [OPP] TIE 400 kV Meliti - Bitola | XFL_BI11_GMELIT11_1:line | -1246 | 1587 | 1587 | -341 | 79 | []
GR_CO_00004 | N-1 OHL 400 kV Amideo - Lagadas ck. 1&2 | [GR-MK] [OPP] TIE 400 kV Meliti - Bitola | XFL_BI11_GMELIT11_1:line | -1235 | 1587 | 1587 | -352 | 78 | []
GR_CO_00003 | N-1 OHL 400 kV Meliti - Amideo ck. 1&2 | [GR-AL] [OPP] TIE 400 kV Kardia - Zemblak | XZE_KA11_GKARDI13_1:line | 1234 | 1587 | 1587 | -353 | 78 | []
GR_MK_CO_00001 | N-1 TIE 400 kV Meliti - Bitola | [GR-AL] [OPP] TIE 400 kV Kardia - Zemblak | XZE_KA11_GKARDI13_1:line | 1234 | 1587 | 1587 | -353 | 78 | []
RO-BG_CO_00001 | N-1 TIE 400 kV TINTARENI-KOZLODUI 1 | [RO-BG] [OPP] TIE 400 kV TINTARENI-KOZLODUI 2 | RTINTB1 _XKO_TI12_1:line | -1486 | 1920 | 1920 | -434 | 77 | []
GR_CO_00010 | N-1 OHL 400 kV Amideo - Ptolemaida / N-1 OHL 400 kV Amideo - Vermio | [GR-AL] [OPP] TIE 400 kV Kardia - Zemblak | XZE_KA11_GKARDI13_1:line | 1228 | 1587 | 1587 | -359 | 77 | []
BG-CO_00001, BG_CO_00001 | N-1 OHL 400 kV Chervena Mogila - Blagoevgrad ck. 1&2, N-1 OHL 400 kV CHERVENA MOGILA - BLAGOEVGRAD CK. 1&2 | [GR-MK] [OPP] TIE 400 kV Meliti - Bitola | XFL_BI11_GMELIT11_1:line | -1206 | 1587 | 1587 | -381 | 76 | []
GR_BG_CO_00002 | N-1 TIE 400 kV Nea Santa - Maritsa Iztok | [GR-MK] [OPP] TIE 400 kV Meliti - Bitola | XFL_BI11_GMELIT11_1:line | -1202 | 1600 | 1600 | -398 | 75 | []
AL_CO_00001 | N-1 OHL 400 kV Elbasan 3 - Tirana 2 | [GR-MK] [OPP] TIE 400 kV Meliti - Bitola | XFL_BI11_GMELIT11_1:line | -1189 | 1587 | 1587 | -398 | 75 | []
BG-CO_00012 | N-1 OHL 400 kV Varna - Burgas | [GR-MK] [OPP] TIE 400 kV Meliti - Bitola | XFL_BI11_GMELIT11_1:line | -1185 | 1587 | 1587 | -402 | 75 | []
RS_BG_CO_00001 | N-1 TIE 400 kV Sofia Zapad - Nis | [GR-MK] [OPP] TIE 400 kV Meliti - Bitola | XFL_BI11_GMELIT11_1:line | -1177 | 1587 | 1587 | -410 | 74 | []
GR_TR_CO_00001 | N-1 TIE 400 kV Nea Santa - Babaeski | [GR-MK] [OPP] TIE 400 kV Meliti - Bitola | XFL_BI11_GMELIT11_1:line | -1169 | 1587 | 1587 | -418 | 74 | []
MK_KS_CO_00001 | N-1 TIE 400 kV Skopje 5 - Urosevac | [GR-AL] [OPP] TIE 400 kV Kardia - Zemblak | XZE_KA11_GKARDI13_1:line | 1166 | 1587 | 1587 | -421 | 73 | []
AL_ME_CO_00001 | N-1 TIE 400 kV Tirana 2 – Podgorica 2 | [GR-MK] [OPP] TIE 400 kV Meliti - Bitola | XFL_BI11_GMELIT11_1:line | -1159 | 1587 | 1587 | -428 | 73 | []
BG-CO_00013 | N-1 OHL 400 kV Maritsa Iztok - Plovdiv | [GR-MK] [OPP] TIE 400 kV Meliti - Bitola | XFL_BI11_GMELIT11_1:line | -1152 | 1587 | 1587 | -435 | 73 | []
MK_CO_00003 | N-1 OHL 400 kV Skopje 4 - Skopje 5 | [GR-AL] [OPP] TIE 400 kV Kardia - Zemblak | XZE_KA11_GKARDI13_1:line | 1151 | 1587 | 1587 | -436 | 73 | []
BG-CO_00018 | N-1 OHL 400 kV Burgas- Maritsa Iztok 2 | [GR-MK] [OPP] TIE 400 kV Meliti - Bitola | XFL_BI11_GMELIT11_1:line | -1148 | 1587 | 1587 | -439 | 72 | []
BG-CO_00019 | N-1 OHL 400 kV Maritsa Iztok 2 - Maritsa Iztok 3 | [GR-MK] [OPP] TIE 400 kV Meliti - Bitola | XFL_BI11_GMELIT11_1:line | -1147 | 1587 | 1587 | -440 | 72 | []
TR_BG_CO_00002 | N-1 TIE 400 kV Maritsa 3 - Hamitabat 2 | [GR-MK] [OPP] TIE 400 kV Meliti - Bitola | XFL_BI11_GMELIT11_1:line | -1147 | 1587 | 1587 | -440 | 72 | []
BG-CO_00005, BG_CO_00003 | N-1 OHL 400 kV Vetren - Chervena Mogila, N-1 OHL 400 kV VETREN - CHERVENA MOGILA | [GR-MK] [OPP] TIE 400 kV Meliti - Bitola | XFL_BI11_GMELIT11_1:line | -1147 | 1587 | 1587 | -440 | 72 | []
TR_BG_CO_00001 | N-1 TIE 400 kV Maritsa 3 - Hamitabat 1 | [GR-MK] [OPP] TIE 400 kV Meliti - Bitola | XFL_BI11_GMELIT11_1:line | -1143 | 1587 | 1587 | -444 | 72 | []
BG-CO_00002, BG_CO_00002 | N-1 OHL 400 kV Sofia Zapad - Chervena Mogila ck. 1&2, N-1 OHL 400 kV SOFIA ZAPAD - CHERVENA MOGILA CK. 1&2 | [GR-MK] [OPP] TIE 400 kV Meliti - Bitola | XFL_BI11_GMELIT11_1:line | -1143 | 1587 | 1587 | -444 | 72 | []
BG-CO_00017 | N-1 OHL 400 kV Kozloduy - Sofia Zapad ck. 1&2 | [GR-MK] [OPP] TIE 400 kV Meliti - Bitola | XFL_BI11_GMELIT11_1:line | -1136 | 1587 | 1587 | -451 | 72 | []
BG-CO_00020 | N-1 OHL 400 kV Maritsa Iztok - Maritsa Iztok 3 | [GR-MK] [OPP] TIE 400 kV Meliti - Bitola | XFL_BI11_GMELIT11_1:line | -1136 | 1587 | 1587 | -451 | 72 | []
MK_BG_CO_00001 | N-1 TIE 400 kV Chervena Mogila - Stip | [GR-MK] [OPP] TIE 400 kV Meliti - Bitola | XFL_BI11_GMELIT11_1:line | -1135 | 1587 | 1587 | -452 | 72 | []
BC | Base Case | [GR-MK] [OPP] TIE 400 kV Meliti - Bitola | XFL_BI11_GMELIT11_1:line | -1135 | 1587 | 1587 | -452 | 72 | []
TR_CO_00001 | N-1 OHL 400 kV Habitabat NGCC - Babaeski | [GR-MK] [OPP] TIE 400 kV Meliti - Bitola | XFL_BI11_GMELIT11_1:line | -1134 | 1587 | 1587 | -453 | 71 | []
GR_CO_00009 | N-1 OHL 400 kV Filippoi - Lagadas ck. 3 | [GR-MK] [OPP] TIE 400 kV Meliti - Bitola | XFL_BI11_GMELIT11_1:line | -1133 | 1587 | 1587 | -454 | 71 | []
GR_CO_00006 | N-1 OHL 400 kV Komotini - Nea Santa ck. 1&2 | [GR-AL] [OPP] TIE 400 kV Kardia - Zemblak | XZE_KA11_GKARDI13_1:line | 1132 | 1587 | 1587 | -455 | 71 | []
BG-CO_00006, BG_CO_00004 | N-1 OHL 400 kV Plovdiv - Vetren, N-1 OHL 400 kV PLOVDIV - VETREN | [GR-MK] [OPP] TIE 400 kV Meliti - Bitola | XFL_BI11_GMELIT11_1:line | -1130 | 1587 | 1587 | -457 | 71 | []
GR_CO_00002 | N-1 OHL 400 kV Filippoi - Lagadas ck. 1&2 | [GR-MK] [OPP] TIE 400 kV Meliti - Bitola | XFL_BI11_GMELIT11_1:line | -1128 | 1587 | 1587 | -459 | 71 | []
KS_ME_CO_00001 | N-1 TIE 400 kV Pec 3 - Ribarevina | [GR-MK] [OPP] TIE 400 kV Meliti - Bitola | XFL_BI11_GMELIT11_1:line | -1128 | 1587 | 1587 | -459 | 71 | []
RS_KS_CO_00002 | N-1 TIE 400 kV Kosovo B - Nis 2 | [GR-MK] [OPP] TIE 400 kV Meliti - Bitola | XFL_BI11_GMELIT11_1:line | -1126 | 1587 | 1587 | -461 | 71 | []
GR_CO_00005 | N-1 OHL 400 kV Thessaloniki - Lagadas ck. 1&2 | [GR-MK] [OPP] TIE 400 kV Meliti - Bitola | XFL_BI11_GMELIT11_1:line | -1118 | 1587 | 1587 | -469 | 70 | []
GR_CO_00007 | N-1 OHL 400 kV Thessaloniki - Agios Dimitrios ck. 1&2 | [GR-AL] [OPP] TIE 400 kV Kardia - Zemblak | XZE_KA11_GKARDI13_1:line | 1117 | 1587 | 1587 | -470 | 70 | []
RS_CO_00004 | N-1 OHL 400 kV Nis 2 - Leskovac 2 | [GR-MK] [OPP] TIE 400 kV Meliti - Bitola | XFL_BI11_GMELIT11_1:line | -1116 | 1587 | 1587 | -471 | 70 | []

## 2130Curative
Detailed results
Generated at: | 2026-08-04 20:14
Business day: | 05.08.2026
Timestamp: | 21:30
Border & direction: | North-Greece Exporting
Horizon: | DA
Remedial actions: | true
Evaluation type: | curative
TTC [MW]: | 3388
Fallback applied | false
Loading threshold | 0.7
Applied RAs
CO ID | RA ID | Name of the RA | Usage | Type | Location | Status
Limiting CNECs
CO ID | Name of the CO | Name of the CNE | CNE UCTE branch | Calculated I (A) | I max (PRE) | I max (CUR) | Margin (A) | Loading (%) | Applicable curative RAs
GR_AL_CO_00001 | N-1 TIE 400 kV Kardia - Zemblak / N-1 TIE 150 kV Mourtos - Bistrica | [GR-MK] [OPP] TIE 400 kV Meliti - Bitola | XFL_BI11_GMELIT11_1:line | -1580 |  | 1587 | -7 | 100 | []
GR_MK_CO_00002 | N-1 TIE 400 kV Thessaloniki - Dubrovo | [GR-MK] [OPP] TIE 400 kV Meliti - Bitola | XFL_BI11_GMELIT11_1:line | -1534 |  | 1587 | -53 | 97 | []
AL_CO_00002 | N-1 OHL 400 kV Elbasan 3 - Zemblak | [GR-MK] [OPP] TIE 400 kV Meliti - Bitola | XFL_BI11_GMELIT11_1:line | -1448 |  | 1587 | -139 | 91 | []
GR_CO_00003 | N-1 OHL 400 kV Meliti - Amideo ck. 1&2 | [GR-MK] [OPP] TIE 400 kV Thessaloniki - Dubrovo | XTH_DU11_GTHESS11_1:line | -1377 |  | 1587 | -210 | 87 | []
GR_MK_CO_00001 | N-1 TIE 400 kV Meliti - Bitola | [GR-MK] [OPP] TIE 400 kV Thessaloniki - Dubrovo | XTH_DU11_GTHESS11_1:line | -1376 |  | 1587 | -211 | 87 | []
GR_CO_00006 | N-1 OHL 400 kV Komotini - Nea Santa ck. 1&2 | [GR-MK] [OPP] TIE 400 kV Meliti - Bitola | XFL_BI11_GMELIT11_1:line | -1296 |  | 1587 | -291 | 82 | []
GR_CO_00007 | N-1 OHL 400 kV Thessaloniki - Agios Dimitrios ck. 1&2 | [GR-MK] [OPP] TIE 400 kV Meliti - Bitola | XFL_BI11_GMELIT11_1:line | -1280 |  | 1587 | -307 | 81 | []
GR_BG_CO_00001 | N-1 TIE 400 kV Lagadas - Blagoevgrad | [GR-MK] [OPP] TIE 400 kV Meliti - Bitola | XFL_BI11_GMELIT11_1:line | -1262 |  | 1587 | -325 | 80 | []
MK_AL_CO_00001 | N-1 TIE 400 kV Skopje 5 - Urosevac / N-1 TIE 150 kV Mourtos - Bistrica | [GR-AL] [OPP] TIE 400 kV Kardia - Zemblak | XZE_KA11_GKARDI13_1:line | 1250 |  | 1587 | -337 | 79 | []
GR_IT_CO_00001 | N-1 TIE 400 kV Arachthos - Galatina | [GR-MK] [OPP] TIE 400 kV Meliti - Bitola | XFL_BI11_GMELIT11_1:line | -1246 |  | 1587 | -341 | 79 | []
GR_CO_00004 | N-1 OHL 400 kV Amideo - Lagadas ck. 1&2 | [GR-MK] [OPP] TIE 400 kV Meliti - Bitola | XFL_BI11_GMELIT11_1:line | -1235 |  | 1587 | -352 | 78 | []
GR_CO_00003 | N-1 OHL 400 kV Meliti - Amideo ck. 1&2 | [GR-AL] [OPP] TIE 400 kV Kardia - Zemblak | XZE_KA11_GKARDI13_1:line | 1234 |  | 1587 | -353 | 78 | []
GR_MK_CO_00001 | N-1 TIE 400 kV Meliti - Bitola | [GR-AL] [OPP] TIE 400 kV Kardia - Zemblak | XZE_KA11_GKARDI13_1:line | 1234 |  | 1587 | -353 | 78 | []
RO-BG_CO_00001 | N-1 TIE 400 kV TINTARENI-KOZLODUI 1 | [RO-BG] [OPP] TIE 400 kV TINTARENI-KOZLODUI 2 | RTINTB1 _XKO_TI12_1:line | -1486 |  | 1920 | -434 | 77 | []
GR_CO_00010 | N-1 OHL 400 kV Amideo - Ptolemaida / N-1 OHL 400 kV Amideo - Vermio | [GR-AL] [OPP] TIE 400 kV Kardia - Zemblak | XZE_KA11_GKARDI13_1:line | 1228 |  | 1587 | -359 | 77 | []
BG-CO_00001, BG_CO_00001 | N-1 OHL 400 kV Chervena Mogila - Blagoevgrad ck. 1&2, N-1 OHL 400 kV CHERVENA MOGILA - BLAGOEVGRAD CK. 1&2 | [GR-MK] [OPP] TIE 400 kV Meliti - Bitola | XFL_BI11_GMELIT11_1:line | -1206 |  | 1587 | -381 | 76 | []
GR_BG_CO_00002 | N-1 TIE 400 kV Nea Santa - Maritsa Iztok | [GR-MK] [OPP] TIE 400 kV Meliti - Bitola | XFL_BI11_GMELIT11_1:line | -1202 |  | 1600 | -398 | 75 | []
AL_CO_00001 | N-1 OHL 400 kV Elbasan 3 - Tirana 2 | [GR-MK] [OPP] TIE 400 kV Meliti - Bitola | XFL_BI11_GMELIT11_1:line | -1189 |  | 1587 | -398 | 75 | []
BG-CO_00012 | N-1 OHL 400 kV Varna - Burgas | [GR-MK] [OPP] TIE 400 kV Meliti - Bitola | XFL_BI11_GMELIT11_1:line | -1185 |  | 1587 | -402 | 75 | []
RS_BG_CO_00001 | N-1 TIE 400 kV Sofia Zapad - Nis | [GR-MK] [OPP] TIE 400 kV Meliti - Bitola | XFL_BI11_GMELIT11_1:line | -1177 |  | 1587 | -410 | 74 | []
GR_TR_CO_00001 | N-1 TIE 400 kV Nea Santa - Babaeski | [GR-MK] [OPP] TIE 400 kV Meliti - Bitola | XFL_BI11_GMELIT11_1:line | -1169 |  | 1587 | -418 | 74 | []
MK_KS_CO_00001 | N-1 TIE 400 kV Skopje 5 - Urosevac | [GR-AL] [OPP] TIE 400 kV Kardia - Zemblak | XZE_KA11_GKARDI13_1:line | 1166 |  | 1587 | -421 | 73 | []
AL_ME_CO_00001 | N-1 TIE 400 kV Tirana 2 – Podgorica 2 | [GR-MK] [OPP] TIE 400 kV Meliti - Bitola | XFL_BI11_GMELIT11_1:line | -1159 |  | 1587 | -428 | 73 | []
BG-CO_00013 | N-1 OHL 400 kV Maritsa Iztok - Plovdiv | [GR-MK] [OPP] TIE 400 kV Meliti - Bitola | XFL_BI11_GMELIT11_1:line | -1152 |  | 1587 | -435 | 73 | []
MK_CO_00003 | N-1 OHL 400 kV Skopje 4 - Skopje 5 | [GR-AL] [OPP] TIE 400 kV Kardia - Zemblak | XZE_KA11_GKARDI13_1:line | 1151 |  | 1587 | -436 | 73 | []
BG-CO_00018 | N-1 OHL 400 kV Burgas- Maritsa Iztok 2 | [GR-MK] [OPP] TIE 400 kV Meliti - Bitola | XFL_BI11_GMELIT11_1:line | -1148 |  | 1587 | -439 | 72 | []
BG-CO_00019 | N-1 OHL 400 kV Maritsa Iztok 2 - Maritsa Iztok 3 | [GR-MK] [OPP] TIE 400 kV Meliti - Bitola | XFL_BI11_GMELIT11_1:line | -1147 |  | 1587 | -440 | 72 | []
TR_BG_CO_00002 | N-1 TIE 400 kV Maritsa 3 - Hamitabat 2 | [GR-MK] [OPP] TIE 400 kV Meliti - Bitola | XFL_BI11_GMELIT11_1:line | -1147 |  | 1587 | -440 | 72 | []
BG-CO_00005, BG_CO_00003 | N-1 OHL 400 kV Vetren - Chervena Mogila, N-1 OHL 400 kV VETREN - CHERVENA MOGILA | [GR-MK] [OPP] TIE 400 kV Meliti - Bitola | XFL_BI11_GMELIT11_1:line | -1147 |  | 1587 | -440 | 72 | []
TR_BG_CO_00001 | N-1 TIE 400 kV Maritsa 3 - Hamitabat 1 | [GR-MK] [OPP] TIE 400 kV Meliti - Bitola | XFL_BI11_GMELIT11_1:line | -1143 |  | 1587 | -444 | 72 | []
BG-CO_00002, BG_CO_00002 | N-1 OHL 400 kV Sofia Zapad - Chervena Mogila ck. 1&2, N-1 OHL 400 kV SOFIA ZAPAD - CHERVENA MOGILA CK. 1&2 | [GR-MK] [OPP] TIE 400 kV Meliti - Bitola | XFL_BI11_GMELIT11_1:line | -1143 |  | 1587 | -444 | 72 | []
BG-CO_00017 | N-1 OHL 400 kV Kozloduy - Sofia Zapad ck. 1&2 | [GR-MK] [OPP] TIE 400 kV Meliti - Bitola | XFL_BI11_GMELIT11_1:line | -1136 |  | 1587 | -451 | 72 | []
BG-CO_00020 | N-1 OHL 400 kV Maritsa Iztok - Maritsa Iztok 3 | [GR-MK] [OPP] TIE 400 kV Meliti - Bitola | XFL_BI11_GMELIT11_1:line | -1136 |  | 1587 | -451 | 72 | []
MK_BG_CO_00001 | N-1 TIE 400 kV Chervena Mogila - Stip | [GR-MK] [OPP] TIE 400 kV Meliti - Bitola | XFL_BI11_GMELIT11_1:line | -1135 |  | 1587 | -452 | 72 | []
BC | Base Case | [GR-MK] [OPP] TIE 400 kV Meliti - Bitola | XFL_BI11_GMELIT11_1:line | -1135 |  | 1587 | -452 | 72 | []
TR_CO_00001 | N-1 OHL 400 kV Habitabat NGCC - Babaeski | [GR-MK] [OPP] TIE 400 kV Meliti - Bitola | XFL_BI11_GMELIT11_1:line | -1134 |  | 1587 | -453 | 71 | []
GR_CO_00009 | N-1 OHL 400 kV Filippoi - Lagadas ck. 3 | [GR-MK] [OPP] TIE 400 kV Meliti - Bitola | XFL_BI11_GMELIT11_1:line | -1133 |  | 1587 | -454 | 71 | []
GR_CO_00006 | N-1 OHL 400 kV Komotini - Nea Santa ck. 1&2 | [GR-AL] [OPP] TIE 400 kV Kardia - Zemblak | XZE_KA11_GKARDI13_1:line | 1132 |  | 1587 | -455 | 71 | []
BG-CO_00006, BG_CO_00004 | N-1 OHL 400 kV Plovdiv - Vetren, N-1 OHL 400 kV PLOVDIV - VETREN | [GR-MK] [OPP] TIE 400 kV Meliti - Bitola | XFL_BI11_GMELIT11_1:line | -1130 |  | 1587 | -457 | 71 | []
GR_CO_00002 | N-1 OHL 400 kV Filippoi - Lagadas ck. 1&2 | [GR-MK] [OPP] TIE 400 kV Meliti - Bitola | XFL_BI11_GMELIT11_1:line | -1128 |  | 1587 | -459 | 71 | []
KS_ME_CO_00001 | N-1 TIE 400 kV Pec 3 - Ribarevina | [GR-MK] [OPP] TIE 400 kV Meliti - Bitola | XFL_BI11_GMELIT11_1:line | -1128 |  | 1587 | -459 | 71 | []
RS_KS_CO_00002 | N-1 TIE 400 kV Kosovo B - Nis 2 | [GR-MK] [OPP] TIE 400 kV Meliti - Bitola | XFL_BI11_GMELIT11_1:line | -1126 |  | 1587 | -461 | 71 | []
GR_CO_00005 | N-1 OHL 400 kV Thessaloniki - Lagadas ck. 1&2 | [GR-MK] [OPP] TIE 400 kV Meliti - Bitola | XFL_BI11_GMELIT11_1:line | -1118 |  | 1587 | -469 | 70 | []
GR_CO_00007 | N-1 OHL 400 kV Thessaloniki - Agios Dimitrios ck. 1&2 | [GR-AL] [OPP] TIE 400 kV Kardia - Zemblak | XZE_KA11_GKARDI13_1:line | 1117 |  | 1587 | -470 | 70 | []
RS_CO_00004 | N-1 OHL 400 kV Nis 2 - Leskovac 2 | [GR-MK] [OPP] TIE 400 kV Meliti - Bitola | XFL_BI11_GMELIT11_1:line | -1116 |  | 1587 | -471 | 70 | []

## 2230Preventive
Detailed results
Generated at: | 2026-08-04 20:14
Business day: | 05.08.2026
Timestamp: | 22:30
Border & direction: | North-Greece Exporting
Horizon: | DA
Remedial actions: | true
Evaluation type: | preventive
TTC [MW]: | 3520
Fallback applied | false
Loading threshold | 0.7
Applied RAs
CO ID | RA ID | Name of the RA | Usage | Type | Location | Status
Limiting CNECs
CO ID | Name of the CO | Name of the CNE | CNE UCTE branch | Calculated I (A) | I max (PRE) | I max (CUR) | Margin (A) | Loading (%) | Applicable curative RAs
GR_AL_CO_00001 | N-1 TIE 400 kV Kardia - Zemblak / N-1 TIE 150 kV Mourtos - Bistrica | [GR-MK] [OPP] TIE 400 kV Meliti - Bitola | XFL_BI11_GMELIT11_1:line | -1582 | 1587 | 1587 | -5 | 100 | []
GR_MK_CO_00002 | N-1 TIE 400 kV Thessaloniki - Dubrovo | [GR-MK] [OPP] TIE 400 kV Meliti - Bitola | XFL_BI11_GMELIT11_1:line | -1525 | 1587 | 1587 | -62 | 96 | []
AL_CO_00002 | N-1 OHL 400 kV Elbasan 3 - Zemblak | [GR-MK] [OPP] TIE 400 kV Meliti - Bitola | XFL_BI11_GMELIT11_1:line | -1451 | 1587 | 1587 | -136 | 91 | []
GR_CO_00003 | N-1 OHL 400 kV Meliti - Amideo ck. 1&2 | [GR-MK] [OPP] TIE 400 kV Thessaloniki - Dubrovo | XTH_DU11_GTHESS11_1:line | -1361 | 1587 | 1587 | -226 | 86 | []
GR_MK_CO_00001 | N-1 TIE 400 kV Meliti - Bitola | [GR-MK] [OPP] TIE 400 kV Thessaloniki - Dubrovo | XTH_DU11_GTHESS11_1:line | -1361 | 1587 | 1587 | -226 | 86 | []
GR_CO_00006 | N-1 OHL 400 kV Komotini - Nea Santa ck. 1&2 | [GR-MK] [OPP] TIE 400 kV Meliti - Bitola | XFL_BI11_GMELIT11_1:line | -1316 | 1587 | 1587 | -271 | 83 | []
GR_CO_00007 | N-1 OHL 400 kV Thessaloniki - Agios Dimitrios ck. 1&2 | [GR-MK] [OPP] TIE 400 kV Meliti - Bitola | XFL_BI11_GMELIT11_1:line | -1294 | 1587 | 1587 | -293 | 82 | []
GR_BG_CO_00001 | N-1 TIE 400 kV Lagadas - Blagoevgrad | [GR-MK] [OPP] TIE 400 kV Meliti - Bitola | XFL_BI11_GMELIT11_1:line | -1275 | 1587 | 1587 | -312 | 80 | []
MK_AL_CO_00001 | N-1 TIE 400 kV Skopje 5 - Urosevac / N-1 TIE 150 kV Mourtos - Bistrica | [GR-AL] [OPP] TIE 400 kV Kardia - Zemblak | XZE_KA11_GKARDI13_1:line | 1257 | 1587 | 1587 | -330 | 79 | []
GR_CO_00004 | N-1 OHL 400 kV Amideo - Lagadas ck. 1&2 | [GR-MK] [OPP] TIE 400 kV Meliti - Bitola | XFL_BI11_GMELIT11_1:line | -1254 | 1587 | 1587 | -333 | 79 | []
GR_CO_00010 | N-1 OHL 400 kV Amideo - Ptolemaida / N-1 OHL 400 kV Amideo - Vermio | [GR-AL] [OPP] TIE 400 kV Kardia - Zemblak | XZE_KA11_GKARDI13_1:line | 1244 | 1587 | 1587 | -343 | 78 | []
GR_MK_CO_00001 | N-1 TIE 400 kV Meliti - Bitola | [GR-AL] [OPP] TIE 400 kV Kardia - Zemblak | XZE_KA11_GKARDI13_1:line | 1239 | 1587 | 1587 | -348 | 78 | []
GR_CO_00003 | N-1 OHL 400 kV Meliti - Amideo ck. 1&2 | [GR-AL] [OPP] TIE 400 kV Kardia - Zemblak | XZE_KA11_GKARDI13_1:line | 1239 | 1587 | 1587 | -348 | 78 | []
GR_IT_CO_00001 | N-1 TIE 400 kV Arachthos - Galatina | [GR-MK] [OPP] TIE 400 kV Meliti - Bitola | XFL_BI11_GMELIT11_1:line | -1213 | 1587 | 1587 | -374 | 76 | []
BG-CO_00001, BG_CO_00001 | N-1 OHL 400 kV Chervena Mogila - Blagoevgrad ck. 1&2, N-1 OHL 400 kV CHERVENA MOGILA - BLAGOEVGRAD CK. 1&2 | [GR-MK] [OPP] TIE 400 kV Meliti - Bitola | XFL_BI11_GMELIT11_1:line | -1207 | 1587 | 1587 | -380 | 76 | []
GR_BG_CO_00002 | N-1 TIE 400 kV Nea Santa - Maritsa Iztok | [GR-MK] [OPP] TIE 400 kV Meliti - Bitola | XFL_BI11_GMELIT11_1:line | -1211 | 1600 | 1600 | -389 | 76 | []
AL_CO_00001 | N-1 OHL 400 kV Elbasan 3 - Tirana 2 | [GR-MK] [OPP] TIE 400 kV Meliti - Bitola | XFL_BI11_GMELIT11_1:line | -1194 | 1587 | 1587 | -393 | 75 | []
BG-CO_00012 | N-1 OHL 400 kV Varna - Burgas | [GR-MK] [OPP] TIE 400 kV Meliti - Bitola | XFL_BI11_GMELIT11_1:line | -1174 | 1587 | 1587 | -413 | 74 | []
MK_KS_CO_00001 | N-1 TIE 400 kV Skopje 5 - Urosevac | [GR-AL] [OPP] TIE 400 kV Kardia - Zemblak | XZE_KA11_GKARDI13_1:line | 1171 | 1587 | 1587 | -416 | 74 | []
GR_TR_CO_00001 | N-1 TIE 400 kV Nea Santa - Babaeski | [GR-MK] [OPP] TIE 400 kV Meliti - Bitola | XFL_BI11_GMELIT11_1:line | -1170 | 1587 | 1587 | -417 | 74 | []
AL_ME_CO_00001 | N-1 TIE 400 kV Tirana 2 – Podgorica 2 | [GR-MK] [OPP] TIE 400 kV Meliti - Bitola | XFL_BI11_GMELIT11_1:line | -1168 | 1587 | 1587 | -419 | 74 | []
RS_BG_CO_00001, RO_CO_00052 | N-1 TIE 400 kV Sofia Zapad - Nis, N-1 OHL 400 kV Sofia Zapad -Nis | [GR-MK] [OPP] TIE 400 kV Meliti - Bitola | XFL_BI11_GMELIT11_1:line | -1160 | 1587 | 1587 | -427 | 73 | []
BG-CO_00013 | N-1 OHL 400 kV Maritsa Iztok - Plovdiv | [GR-MK] [OPP] TIE 400 kV Meliti - Bitola | XFL_BI11_GMELIT11_1:line | -1157 | 1587 | 1587 | -430 | 73 | []
MK_CO_00003 | N-1 OHL 400 kV Skopje 4 - Skopje 5 | [GR-AL] [OPP] TIE 400 kV Kardia - Zemblak | XZE_KA11_GKARDI13_1:line | 1152 | 1587 | 1587 | -435 | 73 | []
GR_CO_00006 | N-1 OHL 400 kV Komotini - Nea Santa ck. 1&2 | [GR-AL] [OPP] TIE 400 kV Kardia - Zemblak | XZE_KA11_GKARDI13_1:line | 1152 | 1587 | 1587 | -435 | 73 | []
TR_BG_CO_00002 | N-1 TIE 400 kV Maritsa 3 - Hamitabat 2 | [GR-MK] [OPP] TIE 400 kV Meliti - Bitola | XFL_BI11_GMELIT11_1:line | -1148 | 1587 | 1587 | -439 | 72 | []
BG-CO_00018 | N-1 OHL 400 kV Burgas- Maritsa Iztok 2 | [GR-MK] [OPP] TIE 400 kV Meliti - Bitola | XFL_BI11_GMELIT11_1:line | -1145 | 1587 | 1587 | -442 | 72 | []
BG-CO_00019 | N-1 OHL 400 kV Maritsa Iztok 2 - Maritsa Iztok 3 | [GR-MK] [OPP] TIE 400 kV Meliti - Bitola | XFL_BI11_GMELIT11_1:line | -1145 | 1587 | 1587 | -442 | 72 | []
TR_BG_CO_00001 | N-1 TIE 400 kV Maritsa 3 - Hamitabat 1 | [GR-MK] [OPP] TIE 400 kV Meliti - Bitola | XFL_BI11_GMELIT11_1:line | -1143 | 1587 | 1587 | -444 | 72 | []
BG-CO_00002, BG_CO_00002 | N-1 OHL 400 kV Sofia Zapad - Chervena Mogila ck. 1&2, N-1 OHL 400 kV SOFIA ZAPAD - CHERVENA MOGILA CK. 1&2 | [GR-MK] [OPP] TIE 400 kV Meliti - Bitola | XFL_BI11_GMELIT11_1:line | -1140 | 1587 | 1587 | -447 | 72 | []
BG-CO_00005, BG_CO_00003 | N-1 OHL 400 kV Vetren - Chervena Mogila, N-1 OHL 400 kV VETREN - CHERVENA MOGILA | [GR-MK] [OPP] TIE 400 kV Meliti - Bitola | XFL_BI11_GMELIT11_1:line | -1139 | 1587 | 1587 | -448 | 72 | []
GR_TR_CO_00001 | N-1 TIE 400 kV Nea Santa - Babaeski | [GR-BG] [OPP] TIE 400 kV Nea Santa - Maritsa Iztok | XMI_NS11_GNSANT15_1:line | -1146 | 1600 | 1600 | -454 | 72 | []
TR_CO_00001 | N-1 OHL 400 kV Habitabat NGCC - Babaeski | [GR-MK] [OPP] TIE 400 kV Meliti - Bitola | XFL_BI11_GMELIT11_1:line | -1135 | 1587 | 1587 | -452 | 72 | []
BG-CO_00017 | N-1 OHL 400 kV Kozloduy - Sofia Zapad ck. 1&2 | [GR-MK] [OPP] TIE 400 kV Meliti - Bitola | XFL_BI11_GMELIT11_1:line | -1135 | 1587 | 1587 | -452 | 72 | []
BG-CO_00020 | N-1 OHL 400 kV Maritsa Iztok - Maritsa Iztok 3 | [GR-MK] [OPP] TIE 400 kV Meliti - Bitola | XFL_BI11_GMELIT11_1:line | -1134 | 1587 | 1587 | -453 | 71 | []
BC | Base Case | [GR-MK] [OPP] TIE 400 kV Meliti - Bitola | XFL_BI11_GMELIT11_1:line | -1134 | 1587 | 1587 | -453 | 71 | []
GR_CO_00009 | N-1 OHL 400 kV Filippoi - Lagadas ck. 3 | [GR-MK] [OPP] TIE 400 kV Meliti - Bitola | XFL_BI11_GMELIT11_1:line | -1133 | 1587 | 1587 | -454 | 71 | []
GR_CO_00007 | N-1 OHL 400 kV Thessaloniki - Agios Dimitrios ck. 1&2 | [GR-AL] [OPP] TIE 400 kV Kardia - Zemblak | XZE_KA11_GKARDI13_1:line | 1132 | 1587 | 1587 | -455 | 71 | []
GR_CO_00002 | N-1 OHL 400 kV Filippoi - Lagadas ck. 1&2 | [GR-MK] [OPP] TIE 400 kV Meliti - Bitola | XFL_BI11_GMELIT11_1:line | -1132 | 1587 | 1587 | -455 | 71 | []
RS_KS_CO_00002 | N-1 TIE 400 kV Kosovo B - Nis 2 | [GR-MK] [OPP] TIE 400 kV Meliti - Bitola | XFL_BI11_GMELIT11_1:line | -1128 | 1587 | 1587 | -459 | 71 | []
BG-CO_00006, BG_CO_00004 | N-1 OHL 400 kV Plovdiv - Vetren, N-1 OHL 400 kV PLOVDIV - VETREN | [GR-MK] [OPP] TIE 400 kV Meliti - Bitola | XFL_BI11_GMELIT11_1:line | -1125 | 1587 | 1587 | -462 | 71 | []
KS_ME_CO_00001 | N-1 TIE 400 kV Pec 3 - Ribarevina | [GR-MK] [OPP] TIE 400 kV Meliti - Bitola | XFL_BI11_GMELIT11_1:line | -1121 | 1587 | 1587 | -466 | 71 | []
GR_CO_00008 | N-1 OHL 400 kV Kardia - Ptolemaida / N-1 OHL 400 kV Kardia - Vermio | [GR-AL] [OPP] TIE 400 kV Kardia - Zemblak | XZE_KA11_GKARDI13_1:line | 1120 | 1587 | 1587 | -467 | 71 | []
RS_CO_00004 | N-1 OHL 400 kV Nis 2 - Leskovac 2 | [GR-MK] [OPP] TIE 400 kV Meliti - Bitola | XFL_BI11_GMELIT11_1:line | -1118 | 1587 | 1587 | -469 | 70 | []
MK_BG_CO_00001 | N-1 TIE 400 kV Chervena Mogila - Stip | [GR-MK] [OPP] TIE 400 kV Meliti - Bitola | XFL_BI11_GMELIT11_1:line | -1116 | 1587 | 1587 | -471 | 70 | []
GR_MK_CO_00002 | N-1 TIE 400 kV Thessaloniki - Dubrovo | [GR-AL] [OPP] TIE 400 kV Kardia - Zemblak | XZE_KA11_GKARDI13_1:line | 1114 | 1587 | 1587 | -473 | 70 | []

## 2230Curative
Detailed results
Generated at: | 2026-08-04 20:14
Business day: | 05.08.2026
Timestamp: | 22:30
Border & direction: | North-Greece Exporting
Horizon: | DA
Remedial actions: | true
Evaluation type: | curative
TTC [MW]: | 3520
Fallback applied | false
Loading threshold | 0.7
Applied RAs
CO ID | RA ID | Name of the RA | Usage | Type | Location | Status
Limiting CNECs
CO ID | Name of the CO | Name of the CNE | CNE UCTE branch | Calculated I (A) | I max (PRE) | I max (CUR) | Margin (A) | Loading (%) | Applicable curative RAs
GR_AL_CO_00001 | N-1 TIE 400 kV Kardia - Zemblak / N-1 TIE 150 kV Mourtos - Bistrica | [GR-MK] [OPP] TIE 400 kV Meliti - Bitola | XFL_BI11_GMELIT11_1:line | -1582 |  | 1587 | -5 | 100 | []
GR_MK_CO_00002 | N-1 TIE 400 kV Thessaloniki - Dubrovo | [GR-MK] [OPP] TIE 400 kV Meliti - Bitola | XFL_BI11_GMELIT11_1:line | -1525 |  | 1587 | -62 | 96 | []
AL_CO_00002 | N-1 OHL 400 kV Elbasan 3 - Zemblak | [GR-MK] [OPP] TIE 400 kV Meliti - Bitola | XFL_BI11_GMELIT11_1:line | -1451 |  | 1587 | -136 | 91 | []
GR_CO_00003 | N-1 OHL 400 kV Meliti - Amideo ck. 1&2 | [GR-MK] [OPP] TIE 400 kV Thessaloniki - Dubrovo | XTH_DU11_GTHESS11_1:line | -1361 |  | 1587 | -226 | 86 | []
GR_MK_CO_00001 | N-1 TIE 400 kV Meliti - Bitola | [GR-MK] [OPP] TIE 400 kV Thessaloniki - Dubrovo | XTH_DU11_GTHESS11_1:line | -1361 |  | 1587 | -226 | 86 | []
GR_CO_00006 | N-1 OHL 400 kV Komotini - Nea Santa ck. 1&2 | [GR-MK] [OPP] TIE 400 kV Meliti - Bitola | XFL_BI11_GMELIT11_1:line | -1316 |  | 1587 | -271 | 83 | []
GR_CO_00007 | N-1 OHL 400 kV Thessaloniki - Agios Dimitrios ck. 1&2 | [GR-MK] [OPP] TIE 400 kV Meliti - Bitola | XFL_BI11_GMELIT11_1:line | -1294 |  | 1587 | -293 | 82 | []
GR_BG_CO_00001 | N-1 TIE 400 kV Lagadas - Blagoevgrad | [GR-MK] [OPP] TIE 400 kV Meliti - Bitola | XFL_BI11_GMELIT11_1:line | -1275 |  | 1587 | -312 | 80 | []
MK_AL_CO_00001 | N-1 TIE 400 kV Skopje 5 - Urosevac / N-1 TIE 150 kV Mourtos - Bistrica | [GR-AL] [OPP] TIE 400 kV Kardia - Zemblak | XZE_KA11_GKARDI13_1:line | 1257 |  | 1587 | -330 | 79 | []
GR_CO_00004 | N-1 OHL 400 kV Amideo - Lagadas ck. 1&2 | [GR-MK] [OPP] TIE 400 kV Meliti - Bitola | XFL_BI11_GMELIT11_1:line | -1254 |  | 1587 | -333 | 79 | []
GR_CO_00010 | N-1 OHL 400 kV Amideo - Ptolemaida / N-1 OHL 400 kV Amideo - Vermio | [GR-AL] [OPP] TIE 400 kV Kardia - Zemblak | XZE_KA11_GKARDI13_1:line | 1244 |  | 1587 | -343 | 78 | []
GR_MK_CO_00001 | N-1 TIE 400 kV Meliti - Bitola | [GR-AL] [OPP] TIE 400 kV Kardia - Zemblak | XZE_KA11_GKARDI13_1:line | 1239 |  | 1587 | -348 | 78 | []
GR_CO_00003 | N-1 OHL 400 kV Meliti - Amideo ck. 1&2 | [GR-AL] [OPP] TIE 400 kV Kardia - Zemblak | XZE_KA11_GKARDI13_1:line | 1239 |  | 1587 | -348 | 78 | []
GR_IT_CO_00001 | N-1 TIE 400 kV Arachthos - Galatina | [GR-MK] [OPP] TIE 400 kV Meliti - Bitola | XFL_BI11_GMELIT11_1:line | -1213 |  | 1587 | -374 | 76 | []
BG-CO_00001, BG_CO_00001 | N-1 OHL 400 kV Chervena Mogila - Blagoevgrad ck. 1&2, N-1 OHL 400 kV CHERVENA MOGILA - BLAGOEVGRAD CK. 1&2 | [GR-MK] [OPP] TIE 400 kV Meliti - Bitola | XFL_BI11_GMELIT11_1:line | -1207 |  | 1587 | -380 | 76 | []
GR_BG_CO_00002 | N-1 TIE 400 kV Nea Santa - Maritsa Iztok | [GR-MK] [OPP] TIE 400 kV Meliti - Bitola | XFL_BI11_GMELIT11_1:line | -1211 |  | 1600 | -389 | 76 | []
AL_CO_00001 | N-1 OHL 400 kV Elbasan 3 - Tirana 2 | [GR-MK] [OPP] TIE 400 kV Meliti - Bitola | XFL_BI11_GMELIT11_1:line | -1194 |  | 1587 | -393 | 75 | []
BG-CO_00012 | N-1 OHL 400 kV Varna - Burgas | [GR-MK] [OPP] TIE 400 kV Meliti - Bitola | XFL_BI11_GMELIT11_1:line | -1174 |  | 1587 | -413 | 74 | []
MK_KS_CO_00001 | N-1 TIE 400 kV Skopje 5 - Urosevac | [GR-AL] [OPP] TIE 400 kV Kardia - Zemblak | XZE_KA11_GKARDI13_1:line | 1171 |  | 1587 | -416 | 74 | []
GR_TR_CO_00001 | N-1 TIE 400 kV Nea Santa - Babaeski | [GR-MK] [OPP] TIE 400 kV Meliti - Bitola | XFL_BI11_GMELIT11_1:line | -1170 |  | 1587 | -417 | 74 | []
AL_ME_CO_00001 | N-1 TIE 400 kV Tirana 2 – Podgorica 2 | [GR-MK] [OPP] TIE 400 kV Meliti - Bitola | XFL_BI11_GMELIT11_1:line | -1168 |  | 1587 | -419 | 74 | []
RS_BG_CO_00001, RO_CO_00052 | N-1 TIE 400 kV Sofia Zapad - Nis, N-1 OHL 400 kV Sofia Zapad -Nis | [GR-MK] [OPP] TIE 400 kV Meliti - Bitola | XFL_BI11_GMELIT11_1:line | -1160 |  | 1587 | -427 | 73 | []
BG-CO_00013 | N-1 OHL 400 kV Maritsa Iztok - Plovdiv | [GR-MK] [OPP] TIE 400 kV Meliti - Bitola | XFL_BI11_GMELIT11_1:line | -1157 |  | 1587 | -430 | 73 | []
MK_CO_00003 | N-1 OHL 400 kV Skopje 4 - Skopje 5 | [GR-AL] [OPP] TIE 400 kV Kardia - Zemblak | XZE_KA11_GKARDI13_1:line | 1152 |  | 1587 | -435 | 73 | []
GR_CO_00006 | N-1 OHL 400 kV Komotini - Nea Santa ck. 1&2 | [GR-AL] [OPP] TIE 400 kV Kardia - Zemblak | XZE_KA11_GKARDI13_1:line | 1152 |  | 1587 | -435 | 73 | []
TR_BG_CO_00002 | N-1 TIE 400 kV Maritsa 3 - Hamitabat 2 | [GR-MK] [OPP] TIE 400 kV Meliti - Bitola | XFL_BI11_GMELIT11_1:line | -1148 |  | 1587 | -439 | 72 | []
BG-CO_00018 | N-1 OHL 400 kV Burgas- Maritsa Iztok 2 | [GR-MK] [OPP] TIE 400 kV Meliti - Bitola | XFL_BI11_GMELIT11_1:line | -1145 |  | 1587 | -442 | 72 | []
BG-CO_00019 | N-1 OHL 400 kV Maritsa Iztok 2 - Maritsa Iztok 3 | [GR-MK] [OPP] TIE 400 kV Meliti - Bitola | XFL_BI11_GMELIT11_1:line | -1145 |  | 1587 | -442 | 72 | []
TR_BG_CO_00001 | N-1 TIE 400 kV Maritsa 3 - Hamitabat 1 | [GR-MK] [OPP] TIE 400 kV Meliti - Bitola | XFL_BI11_GMELIT11_1:line | -1143 |  | 1587 | -444 | 72 | []
BG-CO_00002, BG_CO_00002 | N-1 OHL 400 kV Sofia Zapad - Chervena Mogila ck. 1&2, N-1 OHL 400 kV SOFIA ZAPAD - CHERVENA MOGILA CK. 1&2 | [GR-MK] [OPP] TIE 400 kV Meliti - Bitola | XFL_BI11_GMELIT11_1:line | -1140 |  | 1587 | -447 | 72 | []
BG-CO_00005, BG_CO_00003 | N-1 OHL 400 kV Vetren - Chervena Mogila, N-1 OHL 400 kV VETREN - CHERVENA MOGILA | [GR-MK] [OPP] TIE 400 kV Meliti - Bitola | XFL_BI11_GMELIT11_1:line | -1139 |  | 1587 | -448 | 72 | []
GR_TR_CO_00001 | N-1 TIE 400 kV Nea Santa - Babaeski | [GR-BG] [OPP] TIE 400 kV Nea Santa - Maritsa Iztok | XMI_NS11_GNSANT15_1:line | -1146 |  | 1600 | -454 | 72 | []
TR_CO_00001 | N-1 OHL 400 kV Habitabat NGCC - Babaeski | [GR-MK] [OPP] TIE 400 kV Meliti - Bitola | XFL_BI11_GMELIT11_1:line | -1135 |  | 1587 | -452 | 72 | []
BG-CO_00017 | N-1 OHL 400 kV Kozloduy - Sofia Zapad ck. 1&2 | [GR-MK] [OPP] TIE 400 kV Meliti - Bitola | XFL_BI11_GMELIT11_1:line | -1135 |  | 1587 | -452 | 72 | []
BG-CO_00020 | N-1 OHL 400 kV Maritsa Iztok - Maritsa Iztok 3 | [GR-MK] [OPP] TIE 400 kV Meliti - Bitola | XFL_BI11_GMELIT11_1:line | -1134 |  | 1587 | -453 | 71 | []
BC | Base Case | [GR-MK] [OPP] TIE 400 kV Meliti - Bitola | XFL_BI11_GMELIT11_1:line | -1134 |  | 1587 | -453 | 71 | []
GR_CO_00009 | N-1 OHL 400 kV Filippoi - Lagadas ck. 3 | [GR-MK] [OPP] TIE 400 kV Meliti - Bitola | XFL_BI11_GMELIT11_1:line | -1133 |  | 1587 | -454 | 71 | []
GR_CO_00007 | N-1 OHL 400 kV Thessaloniki - Agios Dimitrios ck. 1&2 | [GR-AL] [OPP] TIE 400 kV Kardia - Zemblak | XZE_KA11_GKARDI13_1:line | 1132 |  | 1587 | -455 | 71 | []
GR_CO_00002 | N-1 OHL 400 kV Filippoi - Lagadas ck. 1&2 | [GR-MK] [OPP] TIE 400 kV Meliti - Bitola | XFL_BI11_GMELIT11_1:line | -1132 |  | 1587 | -455 | 71 | []
RS_KS_CO_00002 | N-1 TIE 400 kV Kosovo B - Nis 2 | [GR-MK] [OPP] TIE 400 kV Meliti - Bitola | XFL_BI11_GMELIT11_1:line | -1128 |  | 1587 | -459 | 71 | []
BG-CO_00006, BG_CO_00004 | N-1 OHL 400 kV Plovdiv - Vetren, N-1 OHL 400 kV PLOVDIV - VETREN | [GR-MK] [OPP] TIE 400 kV Meliti - Bitola | XFL_BI11_GMELIT11_1:line | -1125 |  | 1587 | -462 | 71 | []
KS_ME_CO_00001 | N-1 TIE 400 kV Pec 3 - Ribarevina | [GR-MK] [OPP] TIE 400 kV Meliti - Bitola | XFL_BI11_GMELIT11_1:line | -1121 |  | 1587 | -466 | 71 | []
GR_CO_00008 | N-1 OHL 400 kV Kardia - Ptolemaida / N-1 OHL 400 kV Kardia - Vermio | [GR-AL] [OPP] TIE 400 kV Kardia - Zemblak | XZE_KA11_GKARDI13_1:line | 1120 |  | 1587 | -467 | 71 | []
RS_CO_00004 | N-1 OHL 400 kV Nis 2 - Leskovac 2 | [GR-MK] [OPP] TIE 400 kV Meliti - Bitola | XFL_BI11_GMELIT11_1:line | -1118 |  | 1587 | -469 | 70 | []
MK_BG_CO_00001 | N-1 TIE 400 kV Chervena Mogila - Stip | [GR-MK] [OPP] TIE 400 kV Meliti - Bitola | XFL_BI11_GMELIT11_1:line | -1116 |  | 1587 | -471 | 70 | []
GR_MK_CO_00002 | N-1 TIE 400 kV Thessaloniki - Dubrovo | [GR-AL] [OPP] TIE 400 kV Kardia - Zemblak | XZE_KA11_GKARDI13_1:line | 1114 |  | 1587 | -473 | 70 | []

## 2330Preventive
Detailed results
Generated at: | 2026-08-04 20:14
Business day: | 05.08.2026
Timestamp: | 23:30
Border & direction: | North-Greece Exporting
Horizon: | DA
Remedial actions: | true
Evaluation type: | preventive
TTC [MW]: | 3599
Fallback applied | false
Loading threshold | 0.7
Applied RAs
CO ID | RA ID | Name of the RA | Usage | Type | Location | Status
Limiting CNECs
CO ID | Name of the CO | Name of the CNE | CNE UCTE branch | Calculated I (A) | I max (PRE) | I max (CUR) | Margin (A) | Loading (%) | Applicable curative RAs
GR_AL_CO_00001 | N-1 TIE 400 kV Kardia - Zemblak / N-1 TIE 150 kV Mourtos - Bistrica | [GR-MK] [OPP] TIE 400 kV Meliti - Bitola | XFL_BI11_GMELIT11_1:line | -1584 | 1587 | 1587 | -3 | 100 | []
GR_MK_CO_00002 | N-1 TIE 400 kV Thessaloniki - Dubrovo | [GR-MK] [OPP] TIE 400 kV Meliti - Bitola | XFL_BI11_GMELIT11_1:line | -1532 | 1587 | 1587 | -55 | 97 | []
AL_CO_00002 | N-1 OHL 400 kV Elbasan 3 - Zemblak | [GR-MK] [OPP] TIE 400 kV Meliti - Bitola | XFL_BI11_GMELIT11_1:line | -1459 | 1587 | 1587 | -128 | 92 | []
GR_CO_00003 | N-1 OHL 400 kV Meliti - Amideo ck. 1&2 | [GR-MK] [OPP] TIE 400 kV Thessaloniki - Dubrovo | XTH_DU11_GTHESS11_1:line | -1370 | 1587 | 1587 | -217 | 86 | []
GR_MK_CO_00001 | N-1 TIE 400 kV Meliti - Bitola | [GR-MK] [OPP] TIE 400 kV Thessaloniki - Dubrovo | XTH_DU11_GTHESS11_1:line | -1369 | 1587 | 1587 | -218 | 86 | []
GR_CO_00006 | N-1 OHL 400 kV Komotini - Nea Santa ck. 1&2 | [GR-MK] [OPP] TIE 400 kV Meliti - Bitola | XFL_BI11_GMELIT11_1:line | -1330 | 1587 | 1587 | -257 | 84 | []
GR_CO_00007 | N-1 OHL 400 kV Thessaloniki - Agios Dimitrios ck. 1&2 | [GR-MK] [OPP] TIE 400 kV Meliti - Bitola | XFL_BI11_GMELIT11_1:line | -1300 | 1587 | 1587 | -287 | 82 | []
GR_BG_CO_00001 | N-1 TIE 400 kV Lagadas - Blagoevgrad | [GR-MK] [OPP] TIE 400 kV Meliti - Bitola | XFL_BI11_GMELIT11_1:line | -1282 | 1587 | 1587 | -305 | 81 | []
MK_AL_CO_00001 | N-1 TIE 400 kV Skopje 5 - Urosevac / N-1 TIE 150 kV Mourtos - Bistrica | [GR-AL] [OPP] TIE 400 kV Kardia - Zemblak | XZE_KA11_GKARDI13_1:line | 1259 | 1587 | 1587 | -328 | 79 | []
GR_CO_00004 | N-1 OHL 400 kV Amideo - Lagadas ck. 1&2 | [GR-MK] [OPP] TIE 400 kV Meliti - Bitola | XFL_BI11_GMELIT11_1:line | -1259 | 1587 | 1587 | -328 | 79 | []
GR_CO_00010 | N-1 OHL 400 kV Amideo - Ptolemaida / N-1 OHL 400 kV Amideo - Vermio | [GR-AL] [OPP] TIE 400 kV Kardia - Zemblak | XZE_KA11_GKARDI13_1:line | 1248 | 1587 | 1587 | -339 | 79 | []
GR_MK_CO_00001 | N-1 TIE 400 kV Meliti - Bitola | [GR-AL] [OPP] TIE 400 kV Kardia - Zemblak | XZE_KA11_GKARDI13_1:line | 1241 | 1587 | 1587 | -346 | 78 | []
GR_CO_00003 | N-1 OHL 400 kV Meliti - Amideo ck. 1&2 | [GR-AL] [OPP] TIE 400 kV Kardia - Zemblak | XZE_KA11_GKARDI13_1:line | 1241 | 1587 | 1587 | -346 | 78 | []
GR_TR_CO_00001 | N-1 TIE 400 kV Nea Santa - Babaeski | [GR-BG] [OPP] TIE 400 kV Nea Santa - Maritsa Iztok | XMI_NS11_GNSANT15_1:line | 1231 | 1600 | 1600 | -369 | 77 | []
GR_IT_CO_00001 | N-1 TIE 400 kV Arachthos - Galatina | [GR-MK] [OPP] TIE 400 kV Meliti - Bitola | XFL_BI11_GMELIT11_1:line | -1219 | 1587 | 1587 | -368 | 77 | []
BG-CO_00001, BG_CO_00001 | N-1 OHL 400 kV Chervena Mogila - Blagoevgrad ck. 1&2, N-1 OHL 400 kV CHERVENA MOGILA - BLAGOEVGRAD CK. 1&2 | [GR-MK] [OPP] TIE 400 kV Meliti - Bitola | XFL_BI11_GMELIT11_1:line | -1214 | 1587 | 1587 | -373 | 77 | []
GR_BG_CO_00002 | N-1 TIE 400 kV Nea Santa - Maritsa Iztok | [GR-MK] [OPP] TIE 400 kV Meliti - Bitola | XFL_BI11_GMELIT11_1:line | -1222 | 1600 | 1600 | -378 | 76 | []
AL_CO_00001 | N-1 OHL 400 kV Elbasan 3 - Tirana 2 | [GR-MK] [OPP] TIE 400 kV Meliti - Bitola | XFL_BI11_GMELIT11_1:line | -1200 | 1587 | 1587 | -387 | 76 | []
MK_KS_CO_00001 | N-1 TIE 400 kV Skopje 5 - Urosevac | [GR-AL] [OPP] TIE 400 kV Kardia - Zemblak | XZE_KA11_GKARDI13_1:line | 1179 | 1587 | 1587 | -408 | 74 | []
GR_TR_CO_00001 | N-1 TIE 400 kV Nea Santa - Babaeski | [GR-MK] [OPP] TIE 400 kV Meliti - Bitola | XFL_BI11_GMELIT11_1:line | -1176 | 1587 | 1587 | -411 | 74 | []
AL_ME_CO_00001 | N-1 TIE 400 kV Tirana 2 – Podgorica 2 | [GR-MK] [OPP] TIE 400 kV Meliti - Bitola | XFL_BI11_GMELIT11_1:line | -1174 | 1587 | 1587 | -413 | 74 | []
BG-CO_00012 | N-1 OHL 400 kV Varna - Burgas | [GR-MK] [OPP] TIE 400 kV Meliti - Bitola | XFL_BI11_GMELIT11_1:line | -1172 | 1587 | 1587 | -415 | 74 | []
RS_BG_CO_00001, RO_CO_00052 | N-1 TIE 400 kV Sofia Zapad - Nis, N-1 OHL 400 kV Sofia Zapad -Nis | [GR-MK] [OPP] TIE 400 kV Meliti - Bitola | XFL_BI11_GMELIT11_1:line | -1165 | 1587 | 1587 | -422 | 73 | []
BG-CO_00013 | N-1 OHL 400 kV Maritsa Iztok - Plovdiv | [GR-MK] [OPP] TIE 400 kV Meliti - Bitola | XFL_BI11_GMELIT11_1:line | -1164 | 1587 | 1587 | -423 | 73 | []
GR_CO_00006 | N-1 OHL 400 kV Komotini - Nea Santa ck. 1&2 | [GR-AL] [OPP] TIE 400 kV Kardia - Zemblak | XZE_KA11_GKARDI13_1:line | 1160 | 1587 | 1587 | -427 | 73 | []
MK_CO_00003 | N-1 OHL 400 kV Skopje 4 - Skopje 5 | [GR-AL] [OPP] TIE 400 kV Kardia - Zemblak | XZE_KA11_GKARDI13_1:line | 1155 | 1587 | 1587 | -432 | 73 | []
TR_BG_CO_00002 | N-1 TIE 400 kV Maritsa 3 - Hamitabat 2 | [GR-MK] [OPP] TIE 400 kV Meliti - Bitola | XFL_BI11_GMELIT11_1:line | -1153 | 1587 | 1587 | -434 | 73 | []
BG-CO_00018 | N-1 OHL 400 kV Burgas- Maritsa Iztok 2 | [GR-MK] [OPP] TIE 400 kV Meliti - Bitola | XFL_BI11_GMELIT11_1:line | -1149 | 1587 | 1587 | -438 | 72 | []
BG-CO_00019 | N-1 OHL 400 kV Maritsa Iztok 2 - Maritsa Iztok 3 | [GR-MK] [OPP] TIE 400 kV Meliti - Bitola | XFL_BI11_GMELIT11_1:line | -1149 | 1587 | 1587 | -438 | 72 | []
TR_BG_CO_00001 | N-1 TIE 400 kV Maritsa 3 - Hamitabat 1 | [GR-MK] [OPP] TIE 400 kV Meliti - Bitola | XFL_BI11_GMELIT11_1:line | -1148 | 1587 | 1587 | -439 | 72 | []
BG-CO_00002, BG_CO_00002 | N-1 OHL 400 kV Sofia Zapad - Chervena Mogila ck. 1&2, N-1 OHL 400 kV SOFIA ZAPAD - CHERVENA MOGILA CK. 1&2 | [GR-MK] [OPP] TIE 400 kV Meliti - Bitola | XFL_BI11_GMELIT11_1:line | -1141 | 1587 | 1587 | -446 | 72 | []
BG-CO_00017 | N-1 OHL 400 kV Kozloduy - Sofia Zapad ck. 1&2 | [GR-MK] [OPP] TIE 400 kV Meliti - Bitola | XFL_BI11_GMELIT11_1:line | -1140 | 1587 | 1587 | -447 | 72 | []
BG-CO_00020 | N-1 OHL 400 kV Maritsa Iztok - Maritsa Iztok 3 | [GR-MK] [OPP] TIE 400 kV Meliti - Bitola | XFL_BI11_GMELIT11_1:line | -1138 | 1587 | 1587 | -449 | 72 | []
GR_CO_00009 | N-1 OHL 400 kV Filippoi - Lagadas ck. 3 | [GR-MK] [OPP] TIE 400 kV Meliti - Bitola | XFL_BI11_GMELIT11_1:line | -1138 | 1587 | 1587 | -449 | 72 | []
BC | Base Case | [GR-MK] [OPP] TIE 400 kV Meliti - Bitola | XFL_BI11_GMELIT11_1:line | -1137 | 1587 | 1587 | -450 | 72 | []
GR_CO_00002 | N-1 OHL 400 kV Filippoi - Lagadas ck. 1&2 | [GR-MK] [OPP] TIE 400 kV Meliti - Bitola | XFL_BI11_GMELIT11_1:line | -1136 | 1587 | 1587 | -451 | 72 | []
GR_CO_00007 | N-1 OHL 400 kV Thessaloniki - Agios Dimitrios ck. 1&2 | [GR-AL] [OPP] TIE 400 kV Kardia - Zemblak | XZE_KA11_GKARDI13_1:line | 1134 | 1587 | 1587 | -453 | 71 | []
RS_KS_CO_00002 | N-1 TIE 400 kV Kosovo B - Nis 2 | [GR-MK] [OPP] TIE 400 kV Meliti - Bitola | XFL_BI11_GMELIT11_1:line | -1133 | 1587 | 1587 | -454 | 71 | []
BG-CO_00005, BG_CO_00003 | N-1 OHL 400 kV Vetren - Chervena Mogila, N-1 OHL 400 kV VETREN - CHERVENA MOGILA | [GR-MK] [OPP] TIE 400 kV Meliti - Bitola | XFL_BI11_GMELIT11_1:line | -1133 | 1587 | 1587 | -454 | 71 | []
BG-CO_00006, BG_CO_00004 | N-1 OHL 400 kV Plovdiv - Vetren, N-1 OHL 400 kV PLOVDIV - VETREN | [GR-MK] [OPP] TIE 400 kV Meliti - Bitola | XFL_BI11_GMELIT11_1:line | -1133 | 1587 | 1587 | -454 | 71 | []
GR_CO_00001 | N-1 OHL 400 kV Filippoi - Komotini ck. 1&2 | [GR-MK] [OPP] TIE 400 kV Meliti - Bitola | XFL_BI11_GMELIT11_1:line | -1125 | 1587 | 1587 | -462 | 71 | []
GR_CO_00008 | N-1 OHL 400 kV Kardia - Ptolemaida / N-1 OHL 400 kV Kardia - Vermio | [GR-AL] [OPP] TIE 400 kV Kardia - Zemblak | XZE_KA11_GKARDI13_1:line | 1123 | 1587 | 1587 | -464 | 71 | []
RS_CO_00004 | N-1 OHL 400 kV Nis 2 - Leskovac 2 | [GR-MK] [OPP] TIE 400 kV Meliti - Bitola | XFL_BI11_GMELIT11_1:line | -1123 | 1587 | 1587 | -464 | 71 | []
KS_ME_CO_00001 | N-1 TIE 400 kV Pec 3 - Ribarevina | [GR-MK] [OPP] TIE 400 kV Meliti - Bitola | XFL_BI11_GMELIT11_1:line | -1121 | 1587 | 1587 | -466 | 71 | []
MK_BG_CO_00001 | N-1 TIE 400 kV Chervena Mogila - Stip | [GR-MK] [OPP] TIE 400 kV Meliti - Bitola | XFL_BI11_GMELIT11_1:line | -1117 | 1587 | 1587 | -470 | 70 | []
GR_MK_CO_00002 | N-1 TIE 400 kV Thessaloniki - Dubrovo | [GR-AL] [OPP] TIE 400 kV Kardia - Zemblak | XZE_KA11_GKARDI13_1:line | 1116 | 1587 | 1587 | -471 | 70 | []
RS_CO_00003 | N-1 OHL 400 kV Vranje 4 - Leskovac 2 | [GR-MK] [OPP] TIE 400 kV Meliti - Bitola | XFL_BI11_GMELIT11_1:line | -1113 | 1587 | 1587 | -474 | 70 | []

## 2330Curative
Detailed results
Generated at: | 2026-08-04 20:14
Business day: | 05.08.2026
Timestamp: | 23:30
Border & direction: | North-Greece Exporting
Horizon: | DA
Remedial actions: | true
Evaluation type: | curative
TTC [MW]: | 3599
Fallback applied | false
Loading threshold | 0.7
Applied RAs
CO ID | RA ID | Name of the RA | Usage | Type | Location | Status
Limiting CNECs
CO ID | Name of the CO | Name of the CNE | CNE UCTE branch | Calculated I (A) | I max (PRE) | I max (CUR) | Margin (A) | Loading (%) | Applicable curative RAs
GR_AL_CO_00001 | N-1 TIE 400 kV Kardia - Zemblak / N-1 TIE 150 kV Mourtos - Bistrica | [GR-MK] [OPP] TIE 400 kV Meliti - Bitola | XFL_BI11_GMELIT11_1:line | -1584 |  | 1587 | -3 | 100 | []
GR_MK_CO_00002 | N-1 TIE 400 kV Thessaloniki - Dubrovo | [GR-MK] [OPP] TIE 400 kV Meliti - Bitola | XFL_BI11_GMELIT11_1:line | -1532 |  | 1587 | -55 | 97 | []
AL_CO_00002 | N-1 OHL 400 kV Elbasan 3 - Zemblak | [GR-MK] [OPP] TIE 400 kV Meliti - Bitola | XFL_BI11_GMELIT11_1:line | -1459 |  | 1587 | -128 | 92 | []
GR_CO_00003 | N-1 OHL 400 kV Meliti - Amideo ck. 1&2 | [GR-MK] [OPP] TIE 400 kV Thessaloniki - Dubrovo | XTH_DU11_GTHESS11_1:line | -1370 |  | 1587 | -217 | 86 | []
GR_MK_CO_00001 | N-1 TIE 400 kV Meliti - Bitola | [GR-MK] [OPP] TIE 400 kV Thessaloniki - Dubrovo | XTH_DU11_GTHESS11_1:line | -1369 |  | 1587 | -218 | 86 | []
GR_CO_00006 | N-1 OHL 400 kV Komotini - Nea Santa ck. 1&2 | [GR-MK] [OPP] TIE 400 kV Meliti - Bitola | XFL_BI11_GMELIT11_1:line | -1330 |  | 1587 | -257 | 84 | []
GR_CO_00007 | N-1 OHL 400 kV Thessaloniki - Agios Dimitrios ck. 1&2 | [GR-MK] [OPP] TIE 400 kV Meliti - Bitola | XFL_BI11_GMELIT11_1:line | -1300 |  | 1587 | -287 | 82 | []
GR_BG_CO_00001 | N-1 TIE 400 kV Lagadas - Blagoevgrad | [GR-MK] [OPP] TIE 400 kV Meliti - Bitola | XFL_BI11_GMELIT11_1:line | -1282 |  | 1587 | -305 | 81 | []
MK_AL_CO_00001 | N-1 TIE 400 kV Skopje 5 - Urosevac / N-1 TIE 150 kV Mourtos - Bistrica | [GR-AL] [OPP] TIE 400 kV Kardia - Zemblak | XZE_KA11_GKARDI13_1:line | 1259 |  | 1587 | -328 | 79 | []
GR_CO_00004 | N-1 OHL 400 kV Amideo - Lagadas ck. 1&2 | [GR-MK] [OPP] TIE 400 kV Meliti - Bitola | XFL_BI11_GMELIT11_1:line | -1259 |  | 1587 | -328 | 79 | []
GR_CO_00010 | N-1 OHL 400 kV Amideo - Ptolemaida / N-1 OHL 400 kV Amideo - Vermio | [GR-AL] [OPP] TIE 400 kV Kardia - Zemblak | XZE_KA11_GKARDI13_1:line | 1248 |  | 1587 | -339 | 79 | []
GR_MK_CO_00001 | N-1 TIE 400 kV Meliti - Bitola | [GR-AL] [OPP] TIE 400 kV Kardia - Zemblak | XZE_KA11_GKARDI13_1:line | 1241 |  | 1587 | -346 | 78 | []
GR_CO_00003 | N-1 OHL 400 kV Meliti - Amideo ck. 1&2 | [GR-AL] [OPP] TIE 400 kV Kardia - Zemblak | XZE_KA11_GKARDI13_1:line | 1241 |  | 1587 | -346 | 78 | []
GR_TR_CO_00001 | N-1 TIE 400 kV Nea Santa - Babaeski | [GR-BG] [OPP] TIE 400 kV Nea Santa - Maritsa Iztok | XMI_NS11_GNSANT15_1:line | 1231 |  | 1600 | -369 | 77 | []
GR_IT_CO_00001 | N-1 TIE 400 kV Arachthos - Galatina | [GR-MK] [OPP] TIE 400 kV Meliti - Bitola | XFL_BI11_GMELIT11_1:line | -1219 |  | 1587 | -368 | 77 | []
BG-CO_00001, BG_CO_00001 | N-1 OHL 400 kV Chervena Mogila - Blagoevgrad ck. 1&2, N-1 OHL 400 kV CHERVENA MOGILA - BLAGOEVGRAD CK. 1&2 | [GR-MK] [OPP] TIE 400 kV Meliti - Bitola | XFL_BI11_GMELIT11_1:line | -1214 |  | 1587 | -373 | 77 | []
GR_BG_CO_00002 | N-1 TIE 400 kV Nea Santa - Maritsa Iztok | [GR-MK] [OPP] TIE 400 kV Meliti - Bitola | XFL_BI11_GMELIT11_1:line | -1222 |  | 1600 | -378 | 76 | []
AL_CO_00001 | N-1 OHL 400 kV Elbasan 3 - Tirana 2 | [GR-MK] [OPP] TIE 400 kV Meliti - Bitola | XFL_BI11_GMELIT11_1:line | -1200 |  | 1587 | -387 | 76 | []
MK_KS_CO_00001 | N-1 TIE 400 kV Skopje 5 - Urosevac | [GR-AL] [OPP] TIE 400 kV Kardia - Zemblak | XZE_KA11_GKARDI13_1:line | 1179 |  | 1587 | -408 | 74 | []
GR_TR_CO_00001 | N-1 TIE 400 kV Nea Santa - Babaeski | [GR-MK] [OPP] TIE 400 kV Meliti - Bitola | XFL_BI11_GMELIT11_1:line | -1176 |  | 1587 | -411 | 74 | []
AL_ME_CO_00001 | N-1 TIE 400 kV Tirana 2 – Podgorica 2 | [GR-MK] [OPP] TIE 400 kV Meliti - Bitola | XFL_BI11_GMELIT11_1:line | -1174 |  | 1587 | -413 | 74 | []
BG-CO_00012 | N-1 OHL 400 kV Varna - Burgas | [GR-MK] [OPP] TIE 400 kV Meliti - Bitola | XFL_BI11_GMELIT11_1:line | -1172 |  | 1587 | -415 | 74 | []
RS_BG_CO_00001, RO_CO_00052 | N-1 TIE 400 kV Sofia Zapad - Nis, N-1 OHL 400 kV Sofia Zapad -Nis | [GR-MK] [OPP] TIE 400 kV Meliti - Bitola | XFL_BI11_GMELIT11_1:line | -1165 |  | 1587 | -422 | 73 | []
BG-CO_00013 | N-1 OHL 400 kV Maritsa Iztok - Plovdiv | [GR-MK] [OPP] TIE 400 kV Meliti - Bitola | XFL_BI11_GMELIT11_1:line | -1164 |  | 1587 | -423 | 73 | []
GR_CO_00006 | N-1 OHL 400 kV Komotini - Nea Santa ck. 1&2 | [GR-AL] [OPP] TIE 400 kV Kardia - Zemblak | XZE_KA11_GKARDI13_1:line | 1160 |  | 1587 | -427 | 73 | []
MK_CO_00003 | N-1 OHL 400 kV Skopje 4 - Skopje 5 | [GR-AL] [OPP] TIE 400 kV Kardia - Zemblak | XZE_KA11_GKARDI13_1:line | 1155 |  | 1587 | -432 | 73 | []
TR_BG_CO_00002 | N-1 TIE 400 kV Maritsa 3 - Hamitabat 2 | [GR-MK] [OPP] TIE 400 kV Meliti - Bitola | XFL_BI11_GMELIT11_1:line | -1153 |  | 1587 | -434 | 73 | []
BG-CO_00018 | N-1 OHL 400 kV Burgas- Maritsa Iztok 2 | [GR-MK] [OPP] TIE 400 kV Meliti - Bitola | XFL_BI11_GMELIT11_1:line | -1149 |  | 1587 | -438 | 72 | []
BG-CO_00019 | N-1 OHL 400 kV Maritsa Iztok 2 - Maritsa Iztok 3 | [GR-MK] [OPP] TIE 400 kV Meliti - Bitola | XFL_BI11_GMELIT11_1:line | -1149 |  | 1587 | -438 | 72 | []
TR_BG_CO_00001 | N-1 TIE 400 kV Maritsa 3 - Hamitabat 1 | [GR-MK] [OPP] TIE 400 kV Meliti - Bitola | XFL_BI11_GMELIT11_1:line | -1148 |  | 1587 | -439 | 72 | []
BG-CO_00002, BG_CO_00002 | N-1 OHL 400 kV Sofia Zapad - Chervena Mogila ck. 1&2, N-1 OHL 400 kV SOFIA ZAPAD - CHERVENA MOGILA CK. 1&2 | [GR-MK] [OPP] TIE 400 kV Meliti - Bitola | XFL_BI11_GMELIT11_1:line | -1141 |  | 1587 | -446 | 72 | []
BG-CO_00017 | N-1 OHL 400 kV Kozloduy - Sofia Zapad ck. 1&2 | [GR-MK] [OPP] TIE 400 kV Meliti - Bitola | XFL_BI11_GMELIT11_1:line | -1140 |  | 1587 | -447 | 72 | []
BG-CO_00020 | N-1 OHL 400 kV Maritsa Iztok - Maritsa Iztok 3 | [GR-MK] [OPP] TIE 400 kV Meliti - Bitola | XFL_BI11_GMELIT11_1:line | -1138 |  | 1587 | -449 | 72 | []
GR_CO_00009 | N-1 OHL 400 kV Filippoi - Lagadas ck. 3 | [GR-MK] [OPP] TIE 400 kV Meliti - Bitola | XFL_BI11_GMELIT11_1:line | -1138 |  | 1587 | -449 | 72 | []
BC | Base Case | [GR-MK] [OPP] TIE 400 kV Meliti - Bitola | XFL_BI11_GMELIT11_1:line | -1137 |  | 1587 | -450 | 72 | []
GR_CO_00002 | N-1 OHL 400 kV Filippoi - Lagadas ck. 1&2 | [GR-MK] [OPP] TIE 400 kV Meliti - Bitola | XFL_BI11_GMELIT11_1:line | -1136 |  | 1587 | -451 | 72 | []
GR_CO_00007 | N-1 OHL 400 kV Thessaloniki - Agios Dimitrios ck. 1&2 | [GR-AL] [OPP] TIE 400 kV Kardia - Zemblak | XZE_KA11_GKARDI13_1:line | 1134 |  | 1587 | -453 | 71 | []
RS_KS_CO_00002 | N-1 TIE 400 kV Kosovo B - Nis 2 | [GR-MK] [OPP] TIE 400 kV Meliti - Bitola | XFL_BI11_GMELIT11_1:line | -1133 |  | 1587 | -454 | 71 | []
BG-CO_00005, BG_CO_00003 | N-1 OHL 400 kV Vetren - Chervena Mogila, N-1 OHL 400 kV VETREN - CHERVENA MOGILA | [GR-MK] [OPP] TIE 400 kV Meliti - Bitola | XFL_BI11_GMELIT11_1:line | -1133 |  | 1587 | -454 | 71 | []
BG-CO_00006, BG_CO_00004 | N-1 OHL 400 kV Plovdiv - Vetren, N-1 OHL 400 kV PLOVDIV - VETREN | [GR-MK] [OPP] TIE 400 kV Meliti - Bitola | XFL_BI11_GMELIT11_1:line | -1133 |  | 1587 | -454 | 71 | []
GR_CO_00001 | N-1 OHL 400 kV Filippoi - Komotini ck. 1&2 | [GR-MK] [OPP] TIE 400 kV Meliti - Bitola | XFL_BI11_GMELIT11_1:line | -1125 |  | 1587 | -462 | 71 | []
GR_CO_00008 | N-1 OHL 400 kV Kardia - Ptolemaida / N-1 OHL 400 kV Kardia - Vermio | [GR-AL] [OPP] TIE 400 kV Kardia - Zemblak | XZE_KA11_GKARDI13_1:line | 1123 |  | 1587 | -464 | 71 | []
RS_CO_00004 | N-1 OHL 400 kV Nis 2 - Leskovac 2 | [GR-MK] [OPP] TIE 400 kV Meliti - Bitola | XFL_BI11_GMELIT11_1:line | -1123 |  | 1587 | -464 | 71 | []
KS_ME_CO_00001 | N-1 TIE 400 kV Pec 3 - Ribarevina | [GR-MK] [OPP] TIE 400 kV Meliti - Bitola | XFL_BI11_GMELIT11_1:line | -1121 |  | 1587 | -466 | 71 | []
MK_BG_CO_00001 | N-1 TIE 400 kV Chervena Mogila - Stip | [GR-MK] [OPP] TIE 400 kV Meliti - Bitola | XFL_BI11_GMELIT11_1:line | -1117 |  | 1587 | -470 | 70 | []
GR_MK_CO_00002 | N-1 TIE 400 kV Thessaloniki - Dubrovo | [GR-AL] [OPP] TIE 400 kV Kardia - Zemblak | XZE_KA11_GKARDI13_1:line | 1116 |  | 1587 | -471 | 70 | []
RS_CO_00003 | N-1 OHL 400 kV Vranje 4 - Leskovac 2 | [GR-MK] [OPP] TIE 400 kV Meliti - Bitola | XFL_BI11_GMELIT11_1:line | -1113 |  | 1587 | -474 | 70 | []