## 0030
Detailed results
Generated at: | 04/08/2026 21:31:03
Business day: | 2026-08-06
Horizon: | 2DA
Timestamp | 00:30
Border & direction: | South-Romania Exporting
Remedial actions | False
Margin satisfied | True
Final step | Margin Calculation
TTC [MW]: | 3478.22
Loading threshold | 0.7
Limiting CNEC | N-1 TIE 400 kV TINTARENI-KOZLODUI 1/[RO-RS] [DIR] TIE 400 kV Portile de Fier-Djerdap
Applied RAs
Non Costly RAO
CO ID | RA ID | Name of the RA | Usage | Type | Location | Status | Details
Costly RAO
RA RD ID | TSO | Generator Name | Minimum Power [MW] | Maximum Power [MW] | RDP- | RDP+ | P [MW] before RAO | P [MW] after RAO | P0 [MW] | Plimit+ [MW] | Plimit- [MW] | Started up | Shutdown
Non Costly Reduction
CO ID | RA ID | Name of the RA | Usage | Type | Location | Status | Details
Limiting CNECs
CO ID | Name of the CO | Name of the CNE | CNE UCTE branch | Calculated I (A) | I max (PATL) | Margin (A) | Loading (%) | Flow [MW] | LF type
RO-BG_CO_00002 | N-1 TIE 400 kV TINTARENI-KOZLODUI 2 | [RO-RS] [DIR] TIE 400 kV Portile de Fier-Djerdap | RPDFE41 XPF_DJ11 1 | 1570 | 1570 | 0 | 100 | 1121 | AC
RO-BG_CO_00001 | N-1 TIE 400 kV TINTARENI-KOZLODUI 1 | [RO-RS] [DIR] TIE 400 kV Portile de Fier-Djerdap | RPDFE41 XPF_DJ11 1 | 1570 | 1570 | 0 | 100 | 1121 | AC
RO-RS_CO_00003 | N-1 TIE 400 kV Resita-Pancevo c2 | [RO-RS] [DIR] TIE 400 kV Portile de Fier-Djerdap | RPDFE41 XPF_DJ11 1 | 1560 | 1570 | -10 | 99 | 1113 | AC
RO-RS_CO_00004 | N-1 TIE 400 kV Resita-Pancevo c1 | [RO-RS] [DIR] TIE 400 kV Portile de Fier-Djerdap | RPDFE41 XPF_DJ11 1 | 1560 | 1570 | -10 | 99 | 1113 | AC
RO_CO_00001 | N-1 OHL 220 kV Portile de Fier-Resita 1&2 | [RO-RS] [DIR] TIE 400 kV Portile de Fier-Djerdap | RPDFE41 XPF_DJ11 1 | 1559 | 1570 | -11 | 99 | 1113 | AC
RO_CO_00052 | N-1 OHL 400 kV Sofia Zapad -Nis | [RO-RS] [DIR] TIE 400 kV Portile de Fier-Djerdap | RPDFE41 XPF_DJ11 1 | 1529 | 1570 | -41 | 97 | 1092 | AC
RO_CO_00002 | N-1 OHL 400 kV Mintia-Arad | [RO-RS] [DIR] TIE 400 kV Portile de Fier-Djerdap | RPDFE41 XPF_DJ11 1 | 1514 | 1570 | -56 | 96 | 1081 | AC
RO-MD_CO_00001 | N-1 TIE 400 kV Isaccea - Vulcanesti | [RO-RS] [DIR] TIE 400 kV Portile de Fier-Djerdap | RPDFE41 XPF_DJ11 1 | 1510 | 1570 | -60 | 96 | 1078 | AC
RO-HU_CO_00001 | N-1 TIE 400 kV Arad-Sandorfalva | [RO-RS] [DIR] TIE 400 kV Portile de Fier-Djerdap | RPDFE41 XPF_DJ11 1 | 1502 | 1570 | -68 | 96 | 1072 | AC
RO-HU_CO_00002 | N-1 TIE 400 kV Nadab-Bekescsaba | [RO-RS] [DIR] TIE 400 kV Portile de Fier-Djerdap | RPDFE41 XPF_DJ11 1 | 1497 | 1570 | -73 | 95 | 1069 | AC
RO_CO_00027 | N-1 TRA 400/220 kV AT3 Arad | [RO-RS] [DIR] TIE 400 kV Portile de Fier-Djerdap | RPDFE41 XPF_DJ11 1 | 1479 | 1570 | -91 | 94 | 1056 | AC
Base case | Base case | [RO-RS] [DIR] TIE 400 kV Portile de Fier-Djerdap | RPDFE41 XPF_DJ11 1 | 1477 | 1570 | -93 | 94 | 1054 | AC
RO_CO_00029 | N-1 OHL 220 kV Resita-Timisoara 1&2 | [RO-RS] [DIR] TIE 400 kV Portile de Fier-Djerdap | RPDFE41 XPF_DJ11 1 | 1471 | 1570 | -99 | 94 | 1050 | AC
RO-UA_CO_00001 | N-1 TIE 400 kV Rosiori-Mukacevo | [RO-RS] [DIR] TIE 400 kV Portile de Fier-Djerdap | RPDFE41 XPF_DJ11 1 | 1468 | 1570 | -102 | 94 | 1048 | AC
RO_CO_00034 | N-1 TRA 400/220 kV AT2 Portile de Fier | [RO-RO] [OPP] TRA 400/220 kV AT1 Portile de Fier | RPDFE41 RPDF222 1 | 1017 | 1248 | -232 | 81 | 415 | AC
RO_CO_00028 | N-1 TRA 400/220 kV AT1 Portile de Fier | [RO-RO] [OPP] TRA 400/220 kV AT2 Portile de Fier | RPDF241 RPDF222 2 | 1017 | 1248 | -232 | 81 | 415 | AC
RO_CO_00035 | N-1 TRA 400/220 kV AT3 Portile de Fier | [RO-RO] [OPP] TRA 400/220 kV AT2 Portile de Fier | RPDF241 RPDF222 2 | 1014 | 1248 | -235 | 81 | 414 | AC
RO_CO_00035 | N-1 TRA 400/220 kV AT3 Portile de Fier | [RO-RO] [OPP] TRA 400/220 kV AT1 Portile de Fier | RPDFE41 RPDF222 1 | 1014 | 1248 | -235 | 81 | 414 | AC
RO_CO_00034 | N-1 TRA 400/220 kV AT2 Portile de Fier | [RO-RO] [OPP] TRA 400/220 kV AT3 Portile de Fier | RPDFE41 RPDF212 3 | 1010 | 1248 | -238 | 81 | 412 | AC
RO_CO_00028 | N-1 TRA 400/220 kV AT1 Portile de Fier | [RO-RO] [OPP] TRA 400/220 kV AT3 Portile de Fier | RPDFE41 RPDF212 3 | 1010 | 1248 | -238 | 81 | 412 | AC
RO_CO_00017 | N-1 OHL 400 kV Constanta Nord- Cernavoda | [RO-RO] [OPP] OHL 400 kV Medgidia Sud- Cernavoda | RMED141 RCERN41 1 | 1305 | 1722 | -417 | 76 | 928 | AC
RO_CO_00041 | N-1 OHL 400 kV Medgidia Sud - Rahman | [RO-RO] [OPP] OHL 400 kV Medgidia Sud- Cernavoda | RMED141 RCERN41 1 | 1262 | 1722 | -460 | 73 | 894 | AC
RO_CO_00036 | N-1 OHL 400 kV Medgidia Sud - Stupina | [RO-RO] [OPP] OHL 400 kV Medgidia Sud- Cernavoda | RMED141 RCERN41 1 | 1261 | 1722 | -461 | 73 | 897 | AC
RO_CO_00015 | N-1 OHL 400 kV Tulcea Vest - Tariverde | [RO-RO] [OPP] OHL 400 kV Medgidia Sud- Cernavoda | RMED141 RCERN41 1 | 1259 | 1722 | -463 | 73 | 893 | AC
RO_CO_00010 | N-1 OHL 400 kV Isaccea - Stupina | [RO-RO] [OPP] OHL 400 kV Medgidia Sud- Cernavoda | RMED141 RCERN41 1 | 1257 | 1722 | -465 | 73 | 893 | AC
RO_CO_00011 | N-1 OHL 400 kV Isaccea - Rahman | [RO-RO] [OPP] OHL 400 kV Medgidia Sud- Cernavoda | RMED141 RCERN41 1 | 1250 | 1722 | -472 | 73 | 890 | AC
RO_CO_00012 | N-1 OHL 400 kV Isaccea - Tulcea Vest | [RO-RO] [OPP] OHL 400 kV Medgidia Sud- Cernavoda | RMED141 RCERN41 1 | 1248 | 1722 | -474 | 72 | 885 | AC
RO_CO_00013 | N-1 OHL 400 kV Lacu Sarat - Gura Ialomitei | [RO-RO] [OPP] OHL 400 kV Medgidia Sud- Cernavoda | RMED141 RCERN41 1 | 1236 | 1722 | -486 | 72 | 878 | AC
Base case | Base case | [RO-RO] [OPP] OHL 400 kV Medgidia Sud- Cernavoda | RMED141 RCERN41 1 | 1225 | 1722 | -497 | 71 | 871 | AC
RO_CO_00023 | N-1 OHL 400 kV Gutinas – Smardan | [RO-RO] [OPP] OHL 400 kV Medgidia Sud- Cernavoda | RMED141 RCERN41 1 | 1218 | 1722 | -504 | 71 | 866 | AC
RO-MD_CO_00001 | N-1 TIE 400 kV Isaccea - Vulcanesti | [RO-RO] [OPP] OHL 400 kV Medgidia Sud- Cernavoda | RMED141 RCERN41 1 | 1215 | 1722 | -507 | 71 | 865 | AC

## 0130
Detailed results
Generated at: | 04/08/2026 21:31:03
Business day: | 2026-08-06
Horizon: | 2DA
Timestamp | 01:30
Border & direction: | South-Romania Exporting
Remedial actions | False
Margin satisfied | True
Final step | Margin Calculation
TTC [MW]: | 3519.16
Loading threshold | 0.7
Limiting CNEC | N-1 TIE 400 kV TINTARENI-KOZLODUI 1/[RO-RS] [DIR] TIE 400 kV Portile de Fier-Djerdap
Applied RAs
Non Costly RAO
CO ID | RA ID | Name of the RA | Usage | Type | Location | Status | Details
Costly RAO
RA RD ID | TSO | Generator Name | Minimum Power [MW] | Maximum Power [MW] | RDP- | RDP+ | P [MW] before RAO | P [MW] after RAO | P0 [MW] | Plimit+ [MW] | Plimit- [MW] | Started up | Shutdown
Non Costly Reduction
CO ID | RA ID | Name of the RA | Usage | Type | Location | Status | Details
Limiting CNECs
CO ID | Name of the CO | Name of the CNE | CNE UCTE branch | Calculated I (A) | I max (PATL) | Margin (A) | Loading (%) | Flow [MW] | LF type
RO-BG_CO_00001 | N-1 TIE 400 kV TINTARENI-KOZLODUI 1 | [RO-RS] [DIR] TIE 400 kV Portile de Fier-Djerdap | RPDFE41 XPF_DJ11 1 | 1568 | 1570 | -2 | 100 | 1120 | AC
RO-BG_CO_00002 | N-1 TIE 400 kV TINTARENI-KOZLODUI 2 | [RO-RS] [DIR] TIE 400 kV Portile de Fier-Djerdap | RPDFE41 XPF_DJ11 1 | 1568 | 1570 | -2 | 100 | 1120 | AC
RO-RS_CO_00003 | N-1 TIE 400 kV Resita-Pancevo c2 | [RO-RS] [DIR] TIE 400 kV Portile de Fier-Djerdap | RPDFE41 XPF_DJ11 1 | 1551 | 1570 | -19 | 99 | 1108 | AC
RO-RS_CO_00004 | N-1 TIE 400 kV Resita-Pancevo c1 | [RO-RS] [DIR] TIE 400 kV Portile de Fier-Djerdap | RPDFE41 XPF_DJ11 1 | 1551 | 1570 | -19 | 99 | 1108 | AC
RO_CO_00001 | N-1 OHL 220 kV Portile de Fier-Resita 1&2 | [RO-RS] [DIR] TIE 400 kV Portile de Fier-Djerdap | RPDFE41 XPF_DJ11 1 | 1548 | 1570 | -22 | 99 | 1105 | AC
RO_CO_00052 | N-1 OHL 400 kV Sofia Zapad -Nis | [RO-RS] [DIR] TIE 400 kV Portile de Fier-Djerdap | RPDFE41 XPF_DJ11 1 | 1518 | 1570 | -52 | 97 | 1084 | AC
RO_CO_00002 | N-1 OHL 400 kV Mintia-Arad | [RO-RS] [DIR] TIE 400 kV Portile de Fier-Djerdap | RPDFE41 XPF_DJ11 1 | 1507 | 1570 | -63 | 96 | 1076 | AC
RO-MD_CO_00001 | N-1 TIE 400 kV Isaccea - Vulcanesti | [RO-RS] [DIR] TIE 400 kV Portile de Fier-Djerdap | RPDFE41 XPF_DJ11 1 | 1498 | 1570 | -72 | 95 | 1069 | AC
RO-HU_CO_00001 | N-1 TIE 400 kV Arad-Sandorfalva | [RO-RS] [DIR] TIE 400 kV Portile de Fier-Djerdap | RPDFE41 XPF_DJ11 1 | 1497 | 1570 | -73 | 95 | 1068 | AC
RO-HU_CO_00002 | N-1 TIE 400 kV Nadab-Bekescsaba | [RO-RS] [DIR] TIE 400 kV Portile de Fier-Djerdap | RPDFE41 XPF_DJ11 1 | 1491 | 1570 | -79 | 95 | 1064 | AC
Base case | Base case | [RO-RS] [DIR] TIE 400 kV Portile de Fier-Djerdap | RPDFE41 XPF_DJ11 1 | 1473 | 1570 | -97 | 94 | 1051 | AC
RO_CO_00027 | N-1 TRA 400/220 kV AT3 Arad | [RO-RS] [DIR] TIE 400 kV Portile de Fier-Djerdap | RPDFE41 XPF_DJ11 1 | 1471 | 1570 | -99 | 94 | 1050 | AC
RO_CO_00029 | N-1 OHL 220 kV Resita-Timisoara 1&2 | [RO-RS] [DIR] TIE 400 kV Portile de Fier-Djerdap | RPDFE41 XPF_DJ11 1 | 1461 | 1570 | -109 | 93 | 1043 | AC
RO-UA_CO_00001 | N-1 TIE 400 kV Rosiori-Mukacevo | [RO-RS] [DIR] TIE 400 kV Portile de Fier-Djerdap | RPDFE41 XPF_DJ11 1 | 1459 | 1570 | -111 | 93 | 1041 | AC
RO_CO_00028 | N-1 TRA 400/220 kV AT1 Portile de Fier | [RO-RO] [OPP] TRA 400/220 kV AT2 Portile de Fier | RPDF241 RPDF222 2 | 1031 | 1248 | -218 | 83 | 421 | AC
RO_CO_00034 | N-1 TRA 400/220 kV AT2 Portile de Fier | [RO-RO] [OPP] TRA 400/220 kV AT1 Portile de Fier | RPDFE41 RPDF222 1 | 1031 | 1248 | -218 | 83 | 421 | AC
RO_CO_00035 | N-1 TRA 400/220 kV AT3 Portile de Fier | [RO-RO] [OPP] TRA 400/220 kV AT1 Portile de Fier | RPDFE41 RPDF222 1 | 1028 | 1248 | -220 | 82 | 420 | AC
RO_CO_00035 | N-1 TRA 400/220 kV AT3 Portile de Fier | [RO-RO] [OPP] TRA 400/220 kV AT2 Portile de Fier | RPDF241 RPDF222 2 | 1028 | 1248 | -220 | 82 | 420 | AC
RO_CO_00028 | N-1 TRA 400/220 kV AT1 Portile de Fier | [RO-RO] [OPP] TRA 400/220 kV AT3 Portile de Fier | RPDFE41 RPDF212 3 | 1024 | 1248 | -224 | 82 | 418 | AC
RO_CO_00034 | N-1 TRA 400/220 kV AT2 Portile de Fier | [RO-RO] [OPP] TRA 400/220 kV AT3 Portile de Fier | RPDFE41 RPDF212 3 | 1024 | 1248 | -224 | 82 | 418 | AC
RO_CO_00017 | N-1 OHL 400 kV Constanta Nord- Cernavoda | [RO-RO] [OPP] OHL 400 kV Medgidia Sud- Cernavoda | RMED141 RCERN41 1 | 1286 | 1722 | -436 | 75 | 916 | AC
RO_CO_00036 | N-1 OHL 400 kV Medgidia Sud - Stupina | [RO-RO] [OPP] OHL 400 kV Medgidia Sud- Cernavoda | RMED141 RCERN41 1 | 1268 | 1722 | -454 | 74 | 903 | AC
RO_CO_00041 | N-1 OHL 400 kV Medgidia Sud - Rahman | [RO-RO] [OPP] OHL 400 kV Medgidia Sud- Cernavoda | RMED141 RCERN41 1 | 1267 | 1722 | -455 | 74 | 899 | AC
RO_CO_00010 | N-1 OHL 400 kV Isaccea - Stupina | [RO-RO] [OPP] OHL 400 kV Medgidia Sud- Cernavoda | RMED141 RCERN41 1 | 1263 | 1722 | -459 | 73 | 898 | AC
RO_CO_00011 | N-1 OHL 400 kV Isaccea - Rahman | [RO-RO] [OPP] OHL 400 kV Medgidia Sud- Cernavoda | RMED141 RCERN41 1 | 1255 | 1722 | -467 | 73 | 894 | AC
RO_CO_00015 | N-1 OHL 400 kV Tulcea Vest - Tariverde | [RO-RO] [OPP] OHL 400 kV Medgidia Sud- Cernavoda | RMED141 RCERN41 1 | 1243 | 1722 | -479 | 72 | 883 | AC
RO_CO_00012 | N-1 OHL 400 kV Isaccea - Tulcea Vest | [RO-RO] [OPP] OHL 400 kV Medgidia Sud- Cernavoda | RMED141 RCERN41 1 | 1234 | 1722 | -488 | 72 | 876 | AC
Base case | Base case | [RO-RO] [OPP] OHL 400 kV Medgidia Sud- Cernavoda | RMED141 RCERN41 1 | 1217 | 1722 | -505 | 71 | 866 | AC
RO_CO_00013 | N-1 OHL 400 kV Lacu Sarat - Gura Ialomitei | [RO-RO] [OPP] OHL 400 kV Medgidia Sud- Cernavoda | RMED141 RCERN41 1 | 1216 | 1722 | -506 | 71 | 865 | AC
RO_CO_00023 | N-1 OHL 400 kV Gutinas – Smardan | [RO-RO] [OPP] OHL 400 kV Medgidia Sud- Cernavoda | RMED141 RCERN41 1 | 1211 | 1722 | -511 | 70 | 862 | AC
RO-MD_CO_00001 | N-1 TIE 400 kV Isaccea - Vulcanesti | [RO-RO] [OPP] OHL 400 kV Medgidia Sud- Cernavoda | RMED141 RCERN41 1 | 1210 | 1722 | -512 | 70 | 862 | AC

## 0230
Detailed results
Generated at: | 04/08/2026 21:31:03
Business day: | 2026-08-06
Horizon: | 2DA
Timestamp | 02:30
Border & direction: | South-Romania Exporting
Remedial actions | False
Margin satisfied | True
Final step | Margin Calculation
TTC [MW]: | 3472.32
Loading threshold | 0.7
Limiting CNEC | N-1 TIE 400 kV TINTARENI-KOZLODUI 2/[RO-RS] [DIR] TIE 400 kV Portile de Fier-Djerdap
Applied RAs
Non Costly RAO
CO ID | RA ID | Name of the RA | Usage | Type | Location | Status | Details
Costly RAO
RA RD ID | TSO | Generator Name | Minimum Power [MW] | Maximum Power [MW] | RDP- | RDP+ | P [MW] before RAO | P [MW] after RAO | P0 [MW] | Plimit+ [MW] | Plimit- [MW] | Started up | Shutdown
Non Costly Reduction
CO ID | RA ID | Name of the RA | Usage | Type | Location | Status | Details
Limiting CNECs
CO ID | Name of the CO | Name of the CNE | CNE UCTE branch | Calculated I (A) | I max (PATL) | Margin (A) | Loading (%) | Flow [MW] | LF type
RO-BG_CO_00001 | N-1 TIE 400 kV TINTARENI-KOZLODUI 1 | [RO-RS] [DIR] TIE 400 kV Portile de Fier-Djerdap | RPDFE41 XPF_DJ11 1 | 1567 | 1570 | -3 | 100 | 1119 | AC
RO-BG_CO_00002 | N-1 TIE 400 kV TINTARENI-KOZLODUI 2 | [RO-RS] [DIR] TIE 400 kV Portile de Fier-Djerdap | RPDFE41 XPF_DJ11 1 | 1567 | 1570 | -3 | 100 | 1119 | AC
RO-RS_CO_00003 | N-1 TIE 400 kV Resita-Pancevo c2 | [RO-RS] [DIR] TIE 400 kV Portile de Fier-Djerdap | RPDFE41 XPF_DJ11 1 | 1553 | 1570 | -17 | 99 | 1109 | AC
RO-RS_CO_00004 | N-1 TIE 400 kV Resita-Pancevo c1 | [RO-RS] [DIR] TIE 400 kV Portile de Fier-Djerdap | RPDFE41 XPF_DJ11 1 | 1553 | 1570 | -17 | 99 | 1109 | AC
RO_CO_00001 | N-1 OHL 220 kV Portile de Fier-Resita 1&2 | [RO-RS] [DIR] TIE 400 kV Portile de Fier-Djerdap | RPDFE41 XPF_DJ11 1 | 1551 | 1570 | -19 | 99 | 1107 | AC
RO_CO_00052 | N-1 OHL 400 kV Sofia Zapad -Nis | [RO-RS] [DIR] TIE 400 kV Portile de Fier-Djerdap | RPDFE41 XPF_DJ11 1 | 1524 | 1570 | -46 | 97 | 1088 | AC
RO_CO_00002 | N-1 OHL 400 kV Mintia-Arad | [RO-RS] [DIR] TIE 400 kV Portile de Fier-Djerdap | RPDFE41 XPF_DJ11 1 | 1510 | 1570 | -60 | 96 | 1078 | AC
RO-MD_CO_00001 | N-1 TIE 400 kV Isaccea - Vulcanesti | [RO-RS] [DIR] TIE 400 kV Portile de Fier-Djerdap | RPDFE41 XPF_DJ11 1 | 1503 | 1570 | -67 | 96 | 1073 | AC
RO-HU_CO_00001 | N-1 TIE 400 kV Arad-Sandorfalva | [RO-RS] [DIR] TIE 400 kV Portile de Fier-Djerdap | RPDFE41 XPF_DJ11 1 | 1498 | 1570 | -72 | 95 | 1069 | AC
RO-HU_CO_00002 | N-1 TIE 400 kV Nadab-Bekescsaba | [RO-RS] [DIR] TIE 400 kV Portile de Fier-Djerdap | RPDFE41 XPF_DJ11 1 | 1492 | 1570 | -78 | 95 | 1065 | AC
RO_CO_00027 | N-1 TRA 400/220 kV AT3 Arad | [RO-RS] [DIR] TIE 400 kV Portile de Fier-Djerdap | RPDFE41 XPF_DJ11 1 | 1474 | 1570 | -96 | 94 | 1052 | AC
Base case | Base case | [RO-RS] [DIR] TIE 400 kV Portile de Fier-Djerdap | RPDFE41 XPF_DJ11 1 | 1473 | 1570 | -97 | 94 | 1052 | AC
RO_CO_00029 | N-1 OHL 220 kV Resita-Timisoara 1&2 | [RO-RS] [DIR] TIE 400 kV Portile de Fier-Djerdap | RPDFE41 XPF_DJ11 1 | 1465 | 1570 | -105 | 93 | 1045 | AC
RO-UA_CO_00001 | N-1 TIE 400 kV Rosiori-Mukacevo | [RO-RS] [DIR] TIE 400 kV Portile de Fier-Djerdap | RPDFE41 XPF_DJ11 1 | 1461 | 1570 | -109 | 93 | 1043 | AC
RO_CO_00028 | N-1 TRA 400/220 kV AT1 Portile de Fier | [RO-RO] [OPP] TRA 400/220 kV AT2 Portile de Fier | RPDF241 RPDF222 2 | 1026 | 1248 | -223 | 82 | 419 | AC
RO_CO_00034 | N-1 TRA 400/220 kV AT2 Portile de Fier | [RO-RO] [OPP] TRA 400/220 kV AT1 Portile de Fier | RPDFE41 RPDF222 1 | 1026 | 1248 | -223 | 82 | 419 | AC
RO_CO_00035 | N-1 TRA 400/220 kV AT3 Portile de Fier | [RO-RO] [OPP] TRA 400/220 kV AT1 Portile de Fier | RPDFE41 RPDF222 1 | 1023 | 1248 | -225 | 82 | 418 | AC
RO_CO_00035 | N-1 TRA 400/220 kV AT3 Portile de Fier | [RO-RO] [OPP] TRA 400/220 kV AT2 Portile de Fier | RPDF241 RPDF222 2 | 1023 | 1248 | -225 | 82 | 418 | AC
RO_CO_00028 | N-1 TRA 400/220 kV AT1 Portile de Fier | [RO-RO] [OPP] TRA 400/220 kV AT3 Portile de Fier | RPDFE41 RPDF212 3 | 1019 | 1248 | -229 | 82 | 416 | AC
RO_CO_00034 | N-1 TRA 400/220 kV AT2 Portile de Fier | [RO-RO] [OPP] TRA 400/220 kV AT3 Portile de Fier | RPDFE41 RPDF212 3 | 1019 | 1248 | -229 | 82 | 416 | AC
RO_CO_00017 | N-1 OHL 400 kV Constanta Nord- Cernavoda | [RO-RO] [OPP] OHL 400 kV Medgidia Sud- Cernavoda | RMED141 RCERN41 1 | 1253 | 1722 | -469 | 73 | 893 | AC
RO_CO_00036 | N-1 OHL 400 kV Medgidia Sud - Stupina | [RO-RO] [OPP] OHL 400 kV Medgidia Sud- Cernavoda | RMED141 RCERN41 1 | 1234 | 1722 | -488 | 72 | 879 | AC
RO_CO_00041 | N-1 OHL 400 kV Medgidia Sud - Rahman | [RO-RO] [OPP] OHL 400 kV Medgidia Sud- Cernavoda | RMED141 RCERN41 1 | 1233 | 1722 | -489 | 72 | 875 | AC
RO_CO_00010 | N-1 OHL 400 kV Isaccea - Stupina | [RO-RO] [OPP] OHL 400 kV Medgidia Sud- Cernavoda | RMED141 RCERN41 1 | 1226 | 1722 | -496 | 71 | 872 | AC
RO_CO_00015 | N-1 OHL 400 kV Tulcea Vest - Tariverde | [RO-RO] [OPP] OHL 400 kV Medgidia Sud- Cernavoda | RMED141 RCERN41 1 | 1223 | 1722 | -499 | 71 | 870 | AC
RO_CO_00012 | N-1 OHL 400 kV Isaccea - Tulcea Vest | [RO-RO] [OPP] OHL 400 kV Medgidia Sud- Cernavoda | RMED141 RCERN41 1 | 1220 | 1722 | -502 | 71 | 867 | AC
RO_CO_00011 | N-1 OHL 400 kV Isaccea - Rahman | [RO-RO] [OPP] OHL 400 kV Medgidia Sud- Cernavoda | RMED141 RCERN41 1 | 1218 | 1722 | -504 | 71 | 868 | AC

## 0330
Detailed results
Generated at: | 04/08/2026 21:31:03
Business day: | 2026-08-06
Horizon: | 2DA
Timestamp | 03:30
Border & direction: | South-Romania Exporting
Remedial actions | False
Margin satisfied | True
Final step | Margin Calculation
TTC [MW]: | 3548.81
Loading threshold | 0.7
Limiting CNEC | N-1 TIE 400 kV TINTARENI-KOZLODUI 1/[RO-RS] [DIR] TIE 400 kV Portile de Fier-Djerdap
Applied RAs
Non Costly RAO
CO ID | RA ID | Name of the RA | Usage | Type | Location | Status | Details
Costly RAO
RA RD ID | TSO | Generator Name | Minimum Power [MW] | Maximum Power [MW] | RDP- | RDP+ | P [MW] before RAO | P [MW] after RAO | P0 [MW] | Plimit+ [MW] | Plimit- [MW] | Started up | Shutdown
Non Costly Reduction
CO ID | RA ID | Name of the RA | Usage | Type | Location | Status | Details
Limiting CNECs
CO ID | Name of the CO | Name of the CNE | CNE UCTE branch | Calculated I (A) | I max (PATL) | Margin (A) | Loading (%) | Flow [MW] | LF type
RO-BG_CO_00002 | N-1 TIE 400 kV TINTARENI-KOZLODUI 2 | [RO-RS] [DIR] TIE 400 kV Portile de Fier-Djerdap | RPDFE41 XPF_DJ11 1 | 1563 | 1570 | -7 | 100 | 1118 | AC
RO-BG_CO_00001 | N-1 TIE 400 kV TINTARENI-KOZLODUI 1 | [RO-RS] [DIR] TIE 400 kV Portile de Fier-Djerdap | RPDFE41 XPF_DJ11 1 | 1563 | 1570 | -7 | 100 | 1118 | AC
RO-RS_CO_00003 | N-1 TIE 400 kV Resita-Pancevo c2 | [RO-RS] [DIR] TIE 400 kV Portile de Fier-Djerdap | RPDFE41 XPF_DJ11 1 | 1546 | 1570 | -24 | 98 | 1105 | AC
RO-RS_CO_00004 | N-1 TIE 400 kV Resita-Pancevo c1 | [RO-RS] [DIR] TIE 400 kV Portile de Fier-Djerdap | RPDFE41 XPF_DJ11 1 | 1546 | 1570 | -24 | 98 | 1105 | AC
RO_CO_00001 | N-1 OHL 220 kV Portile de Fier-Resita 1&2 | [RO-RS] [DIR] TIE 400 kV Portile de Fier-Djerdap | RPDFE41 XPF_DJ11 1 | 1541 | 1570 | -29 | 98 | 1102 | AC
RO_CO_00052 | N-1 OHL 400 kV Sofia Zapad -Nis | [RO-RS] [DIR] TIE 400 kV Portile de Fier-Djerdap | RPDFE41 XPF_DJ11 1 | 1505 | 1570 | -65 | 96 | 1077 | AC
RO_CO_00002 | N-1 OHL 400 kV Mintia-Arad | [RO-RS] [DIR] TIE 400 kV Portile de Fier-Djerdap | RPDFE41 XPF_DJ11 1 | 1501 | 1570 | -69 | 96 | 1073 | AC
RO-HU_CO_00001 | N-1 TIE 400 kV Arad-Sandorfalva | [RO-RS] [DIR] TIE 400 kV Portile de Fier-Djerdap | RPDFE41 XPF_DJ11 1 | 1489 | 1570 | -81 | 95 | 1065 | AC
RO-MD_CO_00001 | N-1 TIE 400 kV Isaccea - Vulcanesti | [RO-RS] [DIR] TIE 400 kV Portile de Fier-Djerdap | RPDFE41 XPF_DJ11 1 | 1488 | 1570 | -82 | 95 | 1064 | AC
RO-HU_CO_00002 | N-1 TIE 400 kV Nadab-Bekescsaba | [RO-RS] [DIR] TIE 400 kV Portile de Fier-Djerdap | RPDFE41 XPF_DJ11 1 | 1483 | 1570 | -87 | 94 | 1061 | AC
Base case | Base case | [RO-RS] [DIR] TIE 400 kV Portile de Fier-Djerdap | RPDFE41 XPF_DJ11 1 | 1465 | 1570 | -105 | 93 | 1048 | AC
RO_CO_00027 | N-1 TRA 400/220 kV AT3 Arad | [RO-RS] [DIR] TIE 400 kV Portile de Fier-Djerdap | RPDFE41 XPF_DJ11 1 | 1463 | 1570 | -107 | 93 | 1047 | AC
RO_CO_00029 | N-1 OHL 220 kV Resita-Timisoara 1&2 | [RO-RS] [DIR] TIE 400 kV Portile de Fier-Djerdap | RPDFE41 XPF_DJ11 1 | 1454 | 1570 | -116 | 93 | 1041 | AC
RO-UA_CO_00001 | N-1 TIE 400 kV Rosiori-Mukacevo | [RO-RS] [DIR] TIE 400 kV Portile de Fier-Djerdap | RPDFE41 XPF_DJ11 1 | 1448 | 1570 | -122 | 92 | 1036 | AC
RO_CO_00034 | N-1 TRA 400/220 kV AT2 Portile de Fier | [RO-RO] [OPP] TRA 400/220 kV AT1 Portile de Fier | RPDFE41 RPDF222 1 | 1028 | 1248 | -220 | 82 | 419 | AC
RO_CO_00028 | N-1 TRA 400/220 kV AT1 Portile de Fier | [RO-RO] [OPP] TRA 400/220 kV AT2 Portile de Fier | RPDF241 RPDF222 2 | 1028 | 1248 | -220 | 82 | 419 | AC
RO_CO_00035 | N-1 TRA 400/220 kV AT3 Portile de Fier | [RO-RO] [OPP] TRA 400/220 kV AT1 Portile de Fier | RPDFE41 RPDF222 1 | 1025 | 1248 | -223 | 82 | 417 | AC
RO_CO_00035 | N-1 TRA 400/220 kV AT3 Portile de Fier | [RO-RO] [OPP] TRA 400/220 kV AT2 Portile de Fier | RPDF241 RPDF222 2 | 1025 | 1248 | -223 | 82 | 417 | AC
RO_CO_00034 | N-1 TRA 400/220 kV AT2 Portile de Fier | [RO-RO] [OPP] TRA 400/220 kV AT3 Portile de Fier | RPDFE41 RPDF212 3 | 1022 | 1248 | -227 | 82 | 416 | AC
RO_CO_00028 | N-1 TRA 400/220 kV AT1 Portile de Fier | [RO-RO] [OPP] TRA 400/220 kV AT3 Portile de Fier | RPDFE41 RPDF212 3 | 1022 | 1248 | -227 | 82 | 416 | AC
RO_CO_00036 | N-1 OHL 400 kV Medgidia Sud - Stupina | [RO-RO] [OPP] OHL 400 kV Medgidia Sud- Cernavoda | RMED141 RCERN41 1 | 1268 | 1722 | -454 | 74 | 903 | AC
RO_CO_00041 | N-1 OHL 400 kV Medgidia Sud - Rahman | [RO-RO] [OPP] OHL 400 kV Medgidia Sud- Cernavoda | RMED141 RCERN41 1 | 1265 | 1722 | -457 | 73 | 898 | AC
RO_CO_00017 | N-1 OHL 400 kV Constanta Nord- Cernavoda | [RO-RO] [OPP] OHL 400 kV Medgidia Sud- Cernavoda | RMED141 RCERN41 1 | 1260 | 1722 | -462 | 73 | 897 | AC
RO_CO_00010 | N-1 OHL 400 kV Isaccea - Stupina | [RO-RO] [OPP] OHL 400 kV Medgidia Sud- Cernavoda | RMED141 RCERN41 1 | 1258 | 1722 | -464 | 73 | 895 | AC
RO_CO_00011 | N-1 OHL 400 kV Isaccea - Rahman | [RO-RO] [OPP] OHL 400 kV Medgidia Sud- Cernavoda | RMED141 RCERN41 1 | 1249 | 1722 | -473 | 73 | 890 | AC
RO_CO_00015 | N-1 OHL 400 kV Tulcea Vest - Tariverde | [RO-RO] [OPP] OHL 400 kV Medgidia Sud- Cernavoda | RMED141 RCERN41 1 | 1236 | 1722 | -486 | 72 | 879 | AC
RO_CO_00012 | N-1 OHL 400 kV Isaccea - Tulcea Vest | [RO-RO] [OPP] OHL 400 kV Medgidia Sud- Cernavoda | RMED141 RCERN41 1 | 1235 | 1722 | -487 | 72 | 877 | AC
Base case | Base case | [RO-RO] [OPP] OHL 400 kV Medgidia Sud- Cernavoda | RMED141 RCERN41 1 | 1208 | 1722 | -514 | 70 | 860 | AC

## 0430
Detailed results
Generated at: | 04/08/2026 21:31:03
Business day: | 2026-08-06
Horizon: | 2DA
Timestamp | 04:30
Border & direction: | South-Romania Exporting
Remedial actions | False
Margin satisfied | True
Final step | Margin Calculation
TTC [MW]: | 3569.46
Loading threshold | 0.7
Limiting CNEC | N-1 TIE 400 kV TINTARENI-KOZLODUI 1/[RO-RS] [DIR] TIE 400 kV Portile de Fier-Djerdap
Applied RAs
Non Costly RAO
CO ID | RA ID | Name of the RA | Usage | Type | Location | Status | Details
Costly RAO
RA RD ID | TSO | Generator Name | Minimum Power [MW] | Maximum Power [MW] | RDP- | RDP+ | P [MW] before RAO | P [MW] after RAO | P0 [MW] | Plimit+ [MW] | Plimit- [MW] | Started up | Shutdown
Non Costly Reduction
CO ID | RA ID | Name of the RA | Usage | Type | Location | Status | Details
Limiting CNECs
CO ID | Name of the CO | Name of the CNE | CNE UCTE branch | Calculated I (A) | I max (PATL) | Margin (A) | Loading (%) | Flow [MW] | LF type
RO-BG_CO_00001 | N-1 TIE 400 kV TINTARENI-KOZLODUI 1 | [RO-RS] [DIR] TIE 400 kV Portile de Fier-Djerdap | RPDFE41 XPF_DJ11 1 | 1566 | 1570 | -4 | 100 | 1118 | AC
RO-BG_CO_00002 | N-1 TIE 400 kV TINTARENI-KOZLODUI 2 | [RO-RS] [DIR] TIE 400 kV Portile de Fier-Djerdap | RPDFE41 XPF_DJ11 1 | 1566 | 1570 | -4 | 100 | 1118 | AC
RO-RS_CO_00003 | N-1 TIE 400 kV Resita-Pancevo c2 | [RO-RS] [DIR] TIE 400 kV Portile de Fier-Djerdap | RPDFE41 XPF_DJ11 1 | 1549 | 1570 | -21 | 99 | 1105 | AC
RO-RS_CO_00004 | N-1 TIE 400 kV Resita-Pancevo c1 | [RO-RS] [DIR] TIE 400 kV Portile de Fier-Djerdap | RPDFE41 XPF_DJ11 1 | 1549 | 1570 | -21 | 99 | 1105 | AC
RO_CO_00001 | N-1 OHL 220 kV Portile de Fier-Resita 1&2 | [RO-RS] [DIR] TIE 400 kV Portile de Fier-Djerdap | RPDFE41 XPF_DJ11 1 | 1544 | 1570 | -26 | 98 | 1103 | AC
RO_CO_00052 | N-1 OHL 400 kV Sofia Zapad -Nis | [RO-RS] [DIR] TIE 400 kV Portile de Fier-Djerdap | RPDFE41 XPF_DJ11 1 | 1507 | 1570 | -63 | 96 | 1077 | AC
RO_CO_00002 | N-1 OHL 400 kV Mintia-Arad | [RO-RS] [DIR] TIE 400 kV Portile de Fier-Djerdap | RPDFE41 XPF_DJ11 1 | 1504 | 1570 | -66 | 96 | 1074 | AC
RO-HU_CO_00001 | N-1 TIE 400 kV Arad-Sandorfalva | [RO-RS] [DIR] TIE 400 kV Portile de Fier-Djerdap | RPDFE41 XPF_DJ11 1 | 1492 | 1570 | -78 | 95 | 1066 | AC
RO-MD_CO_00001 | N-1 TIE 400 kV Isaccea - Vulcanesti | [RO-RS] [DIR] TIE 400 kV Portile de Fier-Djerdap | RPDFE41 XPF_DJ11 1 | 1492 | 1570 | -78 | 95 | 1066 | AC
RO-HU_CO_00002 | N-1 TIE 400 kV Nadab-Bekescsaba | [RO-RS] [DIR] TIE 400 kV Portile de Fier-Djerdap | RPDFE41 XPF_DJ11 1 | 1486 | 1570 | -84 | 95 | 1062 | AC
Base case | Base case | [RO-RS] [DIR] TIE 400 kV Portile de Fier-Djerdap | RPDFE41 XPF_DJ11 1 | 1467 | 1570 | -103 | 93 | 1049 | AC
RO_CO_00027 | N-1 TRA 400/220 kV AT3 Arad | [RO-RS] [DIR] TIE 400 kV Portile de Fier-Djerdap | RPDFE41 XPF_DJ11 1 | 1467 | 1570 | -103 | 93 | 1049 | AC
RO_CO_00029 | N-1 OHL 220 kV Resita-Timisoara 1&2 | [RO-RS] [DIR] TIE 400 kV Portile de Fier-Djerdap | RPDFE41 XPF_DJ11 1 | 1458 | 1570 | -112 | 93 | 1042 | AC
RO-UA_CO_00001 | N-1 TIE 400 kV Rosiori-Mukacevo | [RO-RS] [DIR] TIE 400 kV Portile de Fier-Djerdap | RPDFE41 XPF_DJ11 1 | 1452 | 1570 | -118 | 93 | 1038 | AC
RO_CO_00028 | N-1 TRA 400/220 kV AT1 Portile de Fier | [RO-RO] [OPP] TRA 400/220 kV AT2 Portile de Fier | RPDF241 RPDF222 2 | 1027 | 1248 | -221 | 82 | 418 | AC
RO_CO_00034 | N-1 TRA 400/220 kV AT2 Portile de Fier | [RO-RO] [OPP] TRA 400/220 kV AT1 Portile de Fier | RPDFE41 RPDF222 1 | 1027 | 1248 | -221 | 82 | 418 | AC
RO_CO_00035 | N-1 TRA 400/220 kV AT3 Portile de Fier | [RO-RO] [OPP] TRA 400/220 kV AT1 Portile de Fier | RPDFE41 RPDF222 1 | 1025 | 1248 | -224 | 82 | 417 | AC
RO_CO_00035 | N-1 TRA 400/220 kV AT3 Portile de Fier | [RO-RO] [OPP] TRA 400/220 kV AT2 Portile de Fier | RPDF241 RPDF222 2 | 1025 | 1248 | -224 | 82 | 417 | AC
RO_CO_00028 | N-1 TRA 400/220 kV AT1 Portile de Fier | [RO-RO] [OPP] TRA 400/220 kV AT3 Portile de Fier | RPDFE41 RPDF212 3 | 1021 | 1248 | -228 | 82 | 416 | AC
RO_CO_00034 | N-1 TRA 400/220 kV AT2 Portile de Fier | [RO-RO] [OPP] TRA 400/220 kV AT3 Portile de Fier | RPDFE41 RPDF212 3 | 1021 | 1248 | -228 | 82 | 416 | AC
RO_CO_00036 | N-1 OHL 400 kV Medgidia Sud - Stupina | [RO-RO] [OPP] OHL 400 kV Medgidia Sud- Cernavoda | RMED141 RCERN41 1 | 1287 | 1722 | -435 | 75 | 916 | AC
RO_CO_00041 | N-1 OHL 400 kV Medgidia Sud - Rahman | [RO-RO] [OPP] OHL 400 kV Medgidia Sud- Cernavoda | RMED141 RCERN41 1 | 1284 | 1722 | -438 | 75 | 911 | AC
RO_CO_00010 | N-1 OHL 400 kV Isaccea - Stupina | [RO-RO] [OPP] OHL 400 kV Medgidia Sud- Cernavoda | RMED141 RCERN41 1 | 1276 | 1722 | -446 | 74 | 907 | AC
RO_CO_00017 | N-1 OHL 400 kV Constanta Nord- Cernavoda | [RO-RO] [OPP] OHL 400 kV Medgidia Sud- Cernavoda | RMED141 RCERN41 1 | 1273 | 1722 | -449 | 74 | 907 | AC
RO_CO_00011 | N-1 OHL 400 kV Isaccea - Rahman | [RO-RO] [OPP] OHL 400 kV Medgidia Sud- Cernavoda | RMED141 RCERN41 1 | 1266 | 1722 | -456 | 74 | 902 | AC
RO_CO_00012 | N-1 OHL 400 kV Isaccea - Tulcea Vest | [RO-RO] [OPP] OHL 400 kV Medgidia Sud- Cernavoda | RMED141 RCERN41 1 | 1258 | 1722 | -464 | 73 | 893 | AC
RO_CO_00015 | N-1 OHL 400 kV Tulcea Vest - Tariverde | [RO-RO] [OPP] OHL 400 kV Medgidia Sud- Cernavoda | RMED141 RCERN41 1 | 1256 | 1722 | -466 | 73 | 893 | AC
Base case | Base case | [RO-RO] [OPP] OHL 400 kV Medgidia Sud- Cernavoda | RMED141 RCERN41 1 | 1225 | 1722 | -497 | 71 | 872 | AC
RO_CO_00013 | N-1 OHL 400 kV Lacu Sarat - Gura Ialomitei | [RO-RO] [OPP] OHL 400 kV Medgidia Sud- Cernavoda | RMED141 RCERN41 1 | 1222 | 1722 | -500 | 71 | 869 | AC
RO_CO_00023 | N-1 OHL 400 kV Gutinas – Smardan | [RO-RO] [OPP] OHL 400 kV Medgidia Sud- Cernavoda | RMED141 RCERN41 1 | 1219 | 1722 | -503 | 71 | 868 | AC
RO-MD_CO_00001 | N-1 TIE 400 kV Isaccea - Vulcanesti | [RO-RO] [OPP] OHL 400 kV Medgidia Sud- Cernavoda | RMED141 RCERN41 1 | 1219 | 1722 | -503 | 71 | 868 | AC

## 0530
Detailed results
Generated at: | 04/08/2026 21:31:03
Business day: | 2026-08-06
Horizon: | 2DA
Timestamp | 05:30
Border & direction: | South-Romania Exporting
Remedial actions | False
Margin satisfied | True
Final step | Margin Calculation
TTC [MW]: | 3618.66
Loading threshold | 0.7
Limiting CNEC | N-1 TIE 400 kV TINTARENI-KOZLODUI 1/[RO-RS] [DIR] TIE 400 kV Portile de Fier-Djerdap
Applied RAs
Non Costly RAO
CO ID | RA ID | Name of the RA | Usage | Type | Location | Status | Details
Costly RAO
RA RD ID | TSO | Generator Name | Minimum Power [MW] | Maximum Power [MW] | RDP- | RDP+ | P [MW] before RAO | P [MW] after RAO | P0 [MW] | Plimit+ [MW] | Plimit- [MW] | Started up | Shutdown
Non Costly Reduction
CO ID | RA ID | Name of the RA | Usage | Type | Location | Status | Details
Limiting CNECs
CO ID | Name of the CO | Name of the CNE | CNE UCTE branch | Calculated I (A) | I max (PATL) | Margin (A) | Loading (%) | Flow [MW] | LF type
RO-BG_CO_00002 | N-1 TIE 400 kV TINTARENI-KOZLODUI 2 | [RO-RS] [DIR] TIE 400 kV Portile de Fier-Djerdap | RPDFE41 XPF_DJ11 1 | 1560 | 1570 | -10 | 99 | 1114 | AC
RO-BG_CO_00001 | N-1 TIE 400 kV TINTARENI-KOZLODUI 1 | [RO-RS] [DIR] TIE 400 kV Portile de Fier-Djerdap | RPDFE41 XPF_DJ11 1 | 1560 | 1570 | -10 | 99 | 1114 | AC
RO-RS_CO_00003 | N-1 TIE 400 kV Resita-Pancevo c2 | [RO-RS] [DIR] TIE 400 kV Portile de Fier-Djerdap | RPDFE41 XPF_DJ11 1 | 1543 | 1570 | -27 | 98 | 1100 | AC
RO-RS_CO_00004 | N-1 TIE 400 kV Resita-Pancevo c1 | [RO-RS] [DIR] TIE 400 kV Portile de Fier-Djerdap | RPDFE41 XPF_DJ11 1 | 1543 | 1570 | -27 | 98 | 1100 | AC
RO_CO_00001 | N-1 OHL 220 kV Portile de Fier-Resita 1&2 | [RO-RS] [DIR] TIE 400 kV Portile de Fier-Djerdap | RPDFE41 XPF_DJ11 1 | 1542 | 1570 | -28 | 98 | 1101 | AC
RO_CO_00002 | N-1 OHL 400 kV Mintia-Arad | [RO-RS] [DIR] TIE 400 kV Portile de Fier-Djerdap | RPDFE41 XPF_DJ11 1 | 1496 | 1570 | -74 | 95 | 1068 | AC
RO_CO_00052 | N-1 OHL 400 kV Sofia Zapad -Nis | [RO-RS] [DIR] TIE 400 kV Portile de Fier-Djerdap | RPDFE41 XPF_DJ11 1 | 1492 | 1570 | -78 | 95 | 1066 | AC
RO-MD_CO_00001 | N-1 TIE 400 kV Isaccea - Vulcanesti | [RO-RS] [DIR] TIE 400 kV Portile de Fier-Djerdap | RPDFE41 XPF_DJ11 1 | 1490 | 1570 | -80 | 95 | 1064 | AC
RO-HU_CO_00001 | N-1 TIE 400 kV Arad-Sandorfalva | [RO-RS] [DIR] TIE 400 kV Portile de Fier-Djerdap | RPDFE41 XPF_DJ11 1 | 1483 | 1570 | -87 | 94 | 1060 | AC
RO-HU_CO_00002 | N-1 TIE 400 kV Nadab-Bekescsaba | [RO-RS] [DIR] TIE 400 kV Portile de Fier-Djerdap | RPDFE41 XPF_DJ11 1 | 1478 | 1570 | -92 | 94 | 1056 | AC
RO_CO_00027 | N-1 TRA 400/220 kV AT3 Arad | [RO-RS] [DIR] TIE 400 kV Portile de Fier-Djerdap | RPDFE41 XPF_DJ11 1 | 1461 | 1570 | -109 | 93 | 1044 | AC
Base case | Base case | [RO-RS] [DIR] TIE 400 kV Portile de Fier-Djerdap | RPDFE41 XPF_DJ11 1 | 1459 | 1570 | -111 | 93 | 1042 | AC
RO_CO_00029 | N-1 OHL 220 kV Resita-Timisoara 1&2 | [RO-RS] [DIR] TIE 400 kV Portile de Fier-Djerdap | RPDFE41 XPF_DJ11 1 | 1457 | 1570 | -113 | 93 | 1041 | AC
RO-UA_CO_00001 | N-1 TIE 400 kV Rosiori-Mukacevo | [RO-RS] [DIR] TIE 400 kV Portile de Fier-Djerdap | RPDFE41 XPF_DJ11 1 | 1445 | 1570 | -125 | 92 | 1033 | AC
RO_CO_00034 | N-1 TRA 400/220 kV AT2 Portile de Fier | [RO-RO] [OPP] TRA 400/220 kV AT1 Portile de Fier | RPDFE41 RPDF222 1 | 1010 | 1248 | -239 | 81 | 411 | AC
RO_CO_00028 | N-1 TRA 400/220 kV AT1 Portile de Fier | [RO-RO] [OPP] TRA 400/220 kV AT2 Portile de Fier | RPDF241 RPDF222 2 | 1010 | 1248 | -239 | 81 | 411 | AC
RO_CO_00035 | N-1 TRA 400/220 kV AT3 Portile de Fier | [RO-RO] [OPP] TRA 400/220 kV AT2 Portile de Fier | RPDF241 RPDF222 2 | 1007 | 1248 | -242 | 81 | 410 | AC
RO_CO_00035 | N-1 TRA 400/220 kV AT3 Portile de Fier | [RO-RO] [OPP] TRA 400/220 kV AT1 Portile de Fier | RPDFE41 RPDF222 1 | 1007 | 1248 | -242 | 81 | 410 | AC
RO_CO_00034 | N-1 TRA 400/220 kV AT2 Portile de Fier | [RO-RO] [OPP] TRA 400/220 kV AT3 Portile de Fier | RPDFE41 RPDF212 3 | 579 | 721 | -142 | 80 | 408 | AC
RO_CO_00028 | N-1 TRA 400/220 kV AT1 Portile de Fier | [RO-RO] [OPP] TRA 400/220 kV AT3 Portile de Fier | RPDFE41 RPDF212 3 | 579 | 721 | -142 | 80 | 408 | AC
RO_CO_00036 | N-1 OHL 400 kV Medgidia Sud - Stupina | [RO-RO] [OPP] OHL 400 kV Medgidia Sud- Cernavoda | RMED141 RCERN41 1 | 1319 | 1722 | -403 | 77 | 938 | AC
RO_CO_00041 | N-1 OHL 400 kV Medgidia Sud - Rahman | [RO-RO] [OPP] OHL 400 kV Medgidia Sud- Cernavoda | RMED141 RCERN41 1 | 1317 | 1722 | -405 | 76 | 933 | AC
RO_CO_00017 | N-1 OHL 400 kV Constanta Nord- Cernavoda | [RO-RO] [OPP] OHL 400 kV Medgidia Sud- Cernavoda | RMED141 RCERN41 1 | 1312 | 1722 | -410 | 76 | 933 | AC
RO_CO_00012 | N-1 OHL 400 kV Isaccea - Tulcea Vest | [RO-RO] [OPP] OHL 400 kV Medgidia Sud- Cernavoda | RMED141 RCERN41 1 | 1307 | 1722 | -415 | 76 | 927 | AC
RO_CO_00010 | N-1 OHL 400 kV Isaccea - Stupina | [RO-RO] [OPP] OHL 400 kV Medgidia Sud- Cernavoda | RMED141 RCERN41 1 | 1306 | 1722 | -416 | 76 | 928 | AC
RO_CO_00015 | N-1 OHL 400 kV Tulcea Vest - Tariverde | [RO-RO] [OPP] OHL 400 kV Medgidia Sud- Cernavoda | RMED141 RCERN41 1 | 1302 | 1722 | -420 | 76 | 924 | AC
RO_CO_00011 | N-1 OHL 400 kV Isaccea - Rahman | [RO-RO] [OPP] OHL 400 kV Medgidia Sud- Cernavoda | RMED141 RCERN41 1 | 1296 | 1722 | -426 | 75 | 923 | AC
RO_CO_00013 | N-1 OHL 400 kV Lacu Sarat - Gura Ialomitei | [RO-RO] [OPP] OHL 400 kV Medgidia Sud- Cernavoda | RMED141 RCERN41 1 | 1268 | 1722 | -454 | 74 | 901 | AC
Base case | Base case | [RO-RO] [OPP] OHL 400 kV Medgidia Sud- Cernavoda | RMED141 RCERN41 1 | 1263 | 1722 | -459 | 73 | 898 | AC
RO_CO_00023 | N-1 OHL 400 kV Gutinas – Smardan | [RO-RO] [OPP] OHL 400 kV Medgidia Sud- Cernavoda | RMED141 RCERN41 1 | 1257 | 1722 | -465 | 73 | 894 | AC
RO-MD_CO_00001 | N-1 TIE 400 kV Isaccea - Vulcanesti | [RO-RO] [OPP] OHL 400 kV Medgidia Sud- Cernavoda | RMED141 RCERN41 1 | 1255 | 1722 | -467 | 73 | 893 | AC

## 0630
Detailed results
Generated at: | 04/08/2026 21:31:04
Business day: | 2026-08-06
Horizon: | 2DA
Timestamp | 06:30
Border & direction: | South-Romania Exporting
Remedial actions | False
Margin satisfied | True
Final step | Margin Calculation
TTC [MW]: | 3304.32
Loading threshold | 0.7
Limiting CNEC | N-1 OHL 220 kV Portile de Fier-Resita 1&2/[RO-RS] [DIR] TIE 400 kV Portile de Fier-Djerdap
Applied RAs
Non Costly RAO
CO ID | RA ID | Name of the RA | Usage | Type | Location | Status | Details
Costly RAO
RA RD ID | TSO | Generator Name | Minimum Power [MW] | Maximum Power [MW] | RDP- | RDP+ | P [MW] before RAO | P [MW] after RAO | P0 [MW] | Plimit+ [MW] | Plimit- [MW] | Started up | Shutdown
Non Costly Reduction
CO ID | RA ID | Name of the RA | Usage | Type | Location | Status | Details
Limiting CNECs
CO ID | Name of the CO | Name of the CNE | CNE UCTE branch | Calculated I (A) | I max (PATL) | Margin (A) | Loading (%) | Flow [MW] | LF type
RO_CO_00001 | N-1 OHL 220 kV Portile de Fier-Resita 1&2 | [RO-RS] [DIR] TIE 400 kV Portile de Fier-Djerdap | RPDFE41 XPF_DJ11 1 | 1569 | 1570 | -1 | 100 | 1118 | AC
RO-RS_CO_00003 | N-1 TIE 400 kV Resita-Pancevo c2 | [RO-RS] [DIR] TIE 400 kV Portile de Fier-Djerdap | RPDFE41 XPF_DJ11 1 | 1566 | 1570 | -4 | 100 | 1115 | AC
RO-RS_CO_00004 | N-1 TIE 400 kV Resita-Pancevo c1 | [RO-RS] [DIR] TIE 400 kV Portile de Fier-Djerdap | RPDFE41 XPF_DJ11 1 | 1566 | 1570 | -4 | 100 | 1115 | AC
RO_CO_00052 | N-1 OHL 400 kV Sofia Zapad -Nis | [RO-RS] [DIR] TIE 400 kV Portile de Fier-Djerdap | RPDFE41 XPF_DJ11 1 | 1563 | 1570 | -7 | 100 | 1114 | AC
RO-BG_CO_00001 | N-1 TIE 400 kV TINTARENI-KOZLODUI 1 | [RO-RS] [DIR] TIE 400 kV Portile de Fier-Djerdap | RPDFE41 XPF_DJ11 1 | 1552 | 1570 | -18 | 99 | 1106 | AC
RO-BG_CO_00002 | N-1 TIE 400 kV TINTARENI-KOZLODUI 2 | [RO-RS] [DIR] TIE 400 kV Portile de Fier-Djerdap | RPDFE41 XPF_DJ11 1 | 1552 | 1570 | -18 | 99 | 1106 | AC
RO-MD_CO_00001 | N-1 TIE 400 kV Isaccea - Vulcanesti | [RO-RS] [DIR] TIE 400 kV Portile de Fier-Djerdap | RPDFE41 XPF_DJ11 1 | 1518 | 1570 | -52 | 97 | 1081 | AC
RO_CO_00002 | N-1 OHL 400 kV Mintia-Arad | [RO-RS] [DIR] TIE 400 kV Portile de Fier-Djerdap | RPDFE41 XPF_DJ11 1 | 1516 | 1570 | -54 | 97 | 1080 | AC
RO-HU_CO_00001 | N-1 TIE 400 kV Arad-Sandorfalva | [RO-RS] [DIR] TIE 400 kV Portile de Fier-Djerdap | RPDFE41 XPF_DJ11 1 | 1503 | 1570 | -67 | 96 | 1071 | AC
RO-HU_CO_00002 | N-1 TIE 400 kV Nadab-Bekescsaba | [RO-RS] [DIR] TIE 400 kV Portile de Fier-Djerdap | RPDFE41 XPF_DJ11 1 | 1495 | 1570 | -75 | 95 | 1066 | AC
RO_CO_00029 | N-1 OHL 220 kV Resita-Timisoara 1&2 | [RO-RS] [DIR] TIE 400 kV Portile de Fier-Djerdap | RPDFE41 XPF_DJ11 1 | 1481 | 1570 | -89 | 94 | 1056 | AC
RO_CO_00027 | N-1 TRA 400/220 kV AT3 Arad | [RO-RS] [DIR] TIE 400 kV Portile de Fier-Djerdap | RPDFE41 XPF_DJ11 1 | 1479 | 1570 | -91 | 94 | 1055 | AC
Base case | Base case | [RO-RS] [DIR] TIE 400 kV Portile de Fier-Djerdap | RPDFE41 XPF_DJ11 1 | 1471 | 1570 | -99 | 94 | 1049 | AC
RO-UA_CO_00001 | N-1 TIE 400 kV Rosiori-Mukacevo | [RO-RS] [DIR] TIE 400 kV Portile de Fier-Djerdap | RPDFE41 XPF_DJ11 1 | 1467 | 1570 | -103 | 93 | 1046 | AC
RO_CO_00028 | N-1 TRA 400/220 kV AT1 Portile de Fier | [RO-RO] [OPP] TRA 400/220 kV AT2 Portile de Fier | RPDF241 RPDF222 2 | 976 | 1248 | -272 | 78 | 397 | AC
RO_CO_00034 | N-1 TRA 400/220 kV AT2 Portile de Fier | [RO-RO] [OPP] TRA 400/220 kV AT1 Portile de Fier | RPDFE41 RPDF222 1 | 976 | 1248 | -272 | 78 | 397 | AC
RO_CO_00035 | N-1 TRA 400/220 kV AT3 Portile de Fier | [RO-RO] [OPP] TRA 400/220 kV AT1 Portile de Fier | RPDFE41 RPDF222 1 | 974 | 1248 | -275 | 78 | 396 | AC
RO_CO_00035 | N-1 TRA 400/220 kV AT3 Portile de Fier | [RO-RO] [OPP] TRA 400/220 kV AT2 Portile de Fier | RPDF241 RPDF222 2 | 974 | 1248 | -275 | 78 | 396 | AC
RO_CO_00028 | N-1 TRA 400/220 kV AT1 Portile de Fier | [RO-RO] [OPP] TRA 400/220 kV AT3 Portile de Fier | RPDFE41 RPDF212 3 | 560 | 721 | -161 | 78 | 395 | AC
RO_CO_00034 | N-1 TRA 400/220 kV AT2 Portile de Fier | [RO-RO] [OPP] TRA 400/220 kV AT3 Portile de Fier | RPDFE41 RPDF212 3 | 560 | 721 | -161 | 78 | 395 | AC
RO_CO_00013 | N-1 OHL 400 kV Lacu Sarat - Gura Ialomitei | [RO-RO] [OPP] OHL 400 kV Medgidia Sud- Cernavoda | RMED141 RCERN41 1 | 1303 | 1722 | -419 | 76 | 927 | AC
RO_CO_00023 | N-1 OHL 400 kV Gutinas – Smardan | [RO-RO] [OPP] OHL 400 kV Medgidia Sud- Cernavoda | RMED141 RCERN41 1 | 1248 | 1722 | -474 | 72 | 888 | AC
RO_CO_00041 | N-1 OHL 400 kV Medgidia Sud - Rahman | [RO-RO] [OPP] OHL 400 kV Medgidia Sud- Cernavoda | RMED141 RCERN41 1 | 1242 | 1722 | -480 | 72 | 881 | AC
RO_CO_00036 | N-1 OHL 400 kV Medgidia Sud - Stupina | [RO-RO] [OPP] OHL 400 kV Medgidia Sud- Cernavoda | RMED141 RCERN41 1 | 1240 | 1722 | -482 | 72 | 883 | AC
Base case | Base case | [RO-RO] [OPP] OHL 400 kV Medgidia Sud- Cernavoda | RMED141 RCERN41 1 | 1233 | 1722 | -489 | 72 | 877 | AC
RO_CO_00015 | N-1 OHL 400 kV Tulcea Vest - Tariverde | [RO-RO] [OPP] OHL 400 kV Medgidia Sud- Cernavoda | RMED141 RCERN41 1 | 1232 | 1722 | -490 | 72 | 875 | AC
RO_CO_00012 | N-1 OHL 400 kV Isaccea - Tulcea Vest | [RO-RO] [OPP] OHL 400 kV Medgidia Sud- Cernavoda | RMED141 RCERN41 1 | 1231 | 1722 | -491 | 71 | 874 | AC
RO_CO_00010 | N-1 OHL 400 kV Isaccea - Stupina | [RO-RO] [OPP] OHL 400 kV Medgidia Sud- Cernavoda | RMED141 RCERN41 1 | 1230 | 1722 | -492 | 71 | 875 | AC
RO_CO_00011 | N-1 OHL 400 kV Isaccea - Rahman | [RO-RO] [OPP] OHL 400 kV Medgidia Sud- Cernavoda | RMED141 RCERN41 1 | 1224 | 1722 | -498 | 71 | 872 | AC

## 0730
Detailed results
Generated at: | 04/08/2026 21:31:04
Business day: | 2026-08-06
Horizon: | 2DA
Timestamp | 07:30
Border & direction: | South-Romania Exporting
Remedial actions | False
Margin satisfied | True
Final step | Margin Calculation
TTC [MW]: | 2841.49
Loading threshold | 0.7
Limiting CNEC | N-1 OHL 400 kV Sofia Zapad -Nis/[RO-RS] [DIR] TIE 400 kV Portile de Fier-Djerdap
Applied RAs
Non Costly RAO
CO ID | RA ID | Name of the RA | Usage | Type | Location | Status | Details
Costly RAO
RA RD ID | TSO | Generator Name | Minimum Power [MW] | Maximum Power [MW] | RDP- | RDP+ | P [MW] before RAO | P [MW] after RAO | P0 [MW] | Plimit+ [MW] | Plimit- [MW] | Started up | Shutdown
Non Costly Reduction
CO ID | RA ID | Name of the RA | Usage | Type | Location | Status | Details
Limiting CNECs
CO ID | Name of the CO | Name of the CNE | CNE UCTE branch | Calculated I (A) | I max (PATL) | Margin (A) | Loading (%) | Flow [MW] | LF type
RO_CO_00052 | N-1 OHL 400 kV Sofia Zapad -Nis | [RO-RS] [DIR] TIE 400 kV Portile de Fier-Djerdap | RPDFE41 XPF_DJ11 1 | 1577 | 1570 | 7 | 100 | 1122 | AC
RO-RS_CO_00003 | N-1 TIE 400 kV Resita-Pancevo c2 | [RO-RS] [DIR] TIE 400 kV Portile de Fier-Djerdap | RPDFE41 XPF_DJ11 1 | 1512 | 1570 | -58 | 96 | 1076 | AC
RO-RS_CO_00004 | N-1 TIE 400 kV Resita-Pancevo c1 | [RO-RS] [DIR] TIE 400 kV Portile de Fier-Djerdap | RPDFE41 XPF_DJ11 1 | 1512 | 1570 | -58 | 96 | 1076 | AC
RO-MD_CO_00001 | N-1 TIE 400 kV Isaccea - Vulcanesti | [RO-RS] [DIR] TIE 400 kV Portile de Fier-Djerdap | RPDFE41 XPF_DJ11 1 | 1485 | 1570 | -85 | 95 | 1056 | AC
RO_CO_00002 | N-1 OHL 400 kV Mintia-Arad | [RO-RS] [DIR] TIE 400 kV Portile de Fier-Djerdap | RPDFE41 XPF_DJ11 1 | 1475 | 1570 | -95 | 94 | 1049 | AC
RO-BG_CO_00001 | N-1 TIE 400 kV TINTARENI-KOZLODUI 1 | [RO-RS] [DIR] TIE 400 kV Portile de Fier-Djerdap | RPDFE41 XPF_DJ11 1 | 1474 | 1570 | -96 | 94 | 1049 | AC
RO-BG_CO_00002 | N-1 TIE 400 kV TINTARENI-KOZLODUI 2 | [RO-RS] [DIR] TIE 400 kV Portile de Fier-Djerdap | RPDFE41 XPF_DJ11 1 | 1474 | 1570 | -96 | 94 | 1049 | AC
RO_CO_00001 | N-1 OHL 220 kV Portile de Fier-Resita 1&2 | [RO-RS] [DIR] TIE 400 kV Portile de Fier-Djerdap | RPDFE41 XPF_DJ11 1 | 1465 | 1570 | -105 | 93 | 1044 | AC
RO-HU_CO_00001 | N-1 TIE 400 kV Arad-Sandorfalva | [RO-RS] [DIR] TIE 400 kV Portile de Fier-Djerdap | RPDFE41 XPF_DJ11 1 | 1455 | 1570 | -115 | 93 | 1036 | AC
RO-HU_CO_00002 | N-1 TIE 400 kV Nadab-Bekescsaba | [RO-RS] [DIR] TIE 400 kV Portile de Fier-Djerdap | RPDFE41 XPF_DJ11 1 | 1442 | 1570 | -128 | 92 | 1027 | AC
RO-UA_CO_00001 | N-1 TIE 400 kV Rosiori-Mukacevo | [RO-RS] [DIR] TIE 400 kV Portile de Fier-Djerdap | RPDFE41 XPF_DJ11 1 | 1432 | 1570 | -138 | 91 | 1020 | AC
RO_CO_00027 | N-1 TRA 400/220 kV AT3 Arad | [RO-RS] [DIR] TIE 400 kV Portile de Fier-Djerdap | RPDFE41 XPF_DJ11 1 | 1425 | 1570 | -145 | 91 | 1015 | AC
RO_CO_00029 | N-1 OHL 220 kV Resita-Timisoara 1&2 | [RO-RS] [DIR] TIE 400 kV Portile de Fier-Djerdap | RPDFE41 XPF_DJ11 1 | 1423 | 1570 | -147 | 91 | 1014 | AC
Base case | Base case | [RO-RS] [DIR] TIE 400 kV Portile de Fier-Djerdap | RPDFE41 XPF_DJ11 1 | 1415 | 1570 | -155 | 90 | 1008 | AC
RO_CO_00013 | N-1 OHL 400 kV Lacu Sarat - Gura Ialomitei | [RO-RO] [OPP] OHL 400 kV Medgidia Sud- Cernavoda | RMED141 RCERN41 1 | 1285 | 1722 | -437 | 75 | 917 | AC
RO_CO_00008 | N-1 OHL 400 kV Slatina-Portile de Fier | [RO-RO] [OPP] OHL 400 kV Portile de Fier-Urechesti | RPDF241 RUREC41 1 | 1081 | 1500 | -419 | 72 | 774 | AC

## 0830
Detailed results
Generated at: | 04/08/2026 21:31:04
Business day: | 2026-08-06
Horizon: | 2DA
Timestamp | 08:30
Border & direction: | South-Romania Exporting
Remedial actions | False
Margin satisfied | True
Final step | Margin Calculation
TTC [MW]: | 1950.21
Loading threshold | 0.7
Limiting CNEC | N-1 OHL 400 kV Sofia Zapad -Nis/[RO-RS] [DIR] TIE 400 kV Portile de Fier-Djerdap
Applied RAs
Non Costly RAO
CO ID | RA ID | Name of the RA | Usage | Type | Location | Status | Details
Costly RAO
RA RD ID | TSO | Generator Name | Minimum Power [MW] | Maximum Power [MW] | RDP- | RDP+ | P [MW] before RAO | P [MW] after RAO | P0 [MW] | Plimit+ [MW] | Plimit- [MW] | Started up | Shutdown
Non Costly Reduction
CO ID | RA ID | Name of the RA | Usage | Type | Location | Status | Details
Limiting CNECs
CO ID | Name of the CO | Name of the CNE | CNE UCTE branch | Calculated I (A) | I max (PATL) | Margin (A) | Loading (%) | Flow [MW] | LF type
RO_CO_00052 | N-1 OHL 400 kV Sofia Zapad -Nis | [RO-RS] [DIR] TIE 400 kV Portile de Fier-Djerdap | RPDFE41 XPF_DJ11 1 | 1580 | 1570 | 10 | 101 | 1122 | AC
RO-RS_CO_00003 | N-1 TIE 400 kV Resita-Pancevo c2 | [RO-RS] [DIR] TIE 400 kV Portile de Fier-Djerdap | RPDFE41 XPF_DJ11 1 | 1465 | 1570 | -105 | 93 | 1042 | AC
RO-RS_CO_00004 | N-1 TIE 400 kV Resita-Pancevo c1 | [RO-RS] [DIR] TIE 400 kV Portile de Fier-Djerdap | RPDFE41 XPF_DJ11 1 | 1465 | 1570 | -105 | 93 | 1042 | AC
RO-BG_CO_00002 | N-1 TIE 400 kV TINTARENI-KOZLODUI 2 | [RO-RS] [DIR] TIE 400 kV Portile de Fier-Djerdap | RPDFE41 XPF_DJ11 1 | 1447 | 1570 | -123 | 92 | 1029 | AC
RO-MD_CO_00001 | N-1 TIE 400 kV Isaccea - Vulcanesti | [RO-RS] [DIR] TIE 400 kV Portile de Fier-Djerdap | RPDFE41 XPF_DJ11 1 | 1446 | 1570 | -124 | 92 | 1027 | AC
RO_CO_00002 | N-1 OHL 400 kV Mintia-Arad | [RO-RS] [DIR] TIE 400 kV Portile de Fier-Djerdap | RPDFE41 XPF_DJ11 1 | 1441 | 1570 | -129 | 92 | 1024 | AC
RO_CO_00001 | N-1 OHL 220 kV Portile de Fier-Resita 1&2 | [RO-RS] [DIR] TIE 400 kV Portile de Fier-Djerdap | RPDFE41 XPF_DJ11 1 | 1431 | 1570 | -139 | 91 | 1018 | AC
RO-HU_CO_00001 | N-1 TIE 400 kV Arad-Sandorfalva | [RO-RS] [DIR] TIE 400 kV Portile de Fier-Djerdap | RPDFE41 XPF_DJ11 1 | 1412 | 1570 | -158 | 90 | 1005 | AC
RO-UA_CO_00001 | N-1 TIE 400 kV Rosiori-Mukacevo | [RO-RS] [DIR] TIE 400 kV Portile de Fier-Djerdap | RPDFE41 XPF_DJ11 1 | 1405 | 1570 | -165 | 90 | 1000 | AC
RO-HU_CO_00002 | N-1 TIE 400 kV Nadab-Bekescsaba | [RO-RS] [DIR] TIE 400 kV Portile de Fier-Djerdap | RPDFE41 XPF_DJ11 1 | 1396 | 1570 | -174 | 89 | 993 | AC
RO_CO_00029 | N-1 OHL 220 kV Resita-Timisoara 1&2 | [RO-RS] [DIR] TIE 400 kV Portile de Fier-Djerdap | RPDFE41 XPF_DJ11 1 | 1386 | 1570 | -184 | 88 | 987 | AC
RO_CO_00027 | N-1 TRA 400/220 kV AT3 Arad | [RO-RS] [DIR] TIE 400 kV Portile de Fier-Djerdap | RPDFE41 XPF_DJ11 1 | 1381 | 1570 | -189 | 88 | 983 | AC
Base case | Base case | [RO-RS] [DIR] TIE 400 kV Portile de Fier-Djerdap | RPDFE41 XPF_DJ11 1 | 1366 | 1570 | -204 | 87 | 972 | AC
RO_CO_00008 | N-1 OHL 400 kV Slatina-Portile de Fier | [RO-RO] [OPP] OHL 400 kV Portile de Fier-Urechesti | RPDF241 RUREC41 1 | 1164 | 1500 | -336 | 78 | 834 | AC

## 0930
Detailed results
Generated at: | 04/08/2026 21:31:04
Business day: | 2026-08-06
Horizon: | 2DA
Timestamp | 09:30
Border & direction: | South-Romania Exporting
Remedial actions | False
Margin satisfied | True
Final step | Margin Calculation
TTC [MW]: | 2083.36
Loading threshold | 0.7
Limiting CNEC | N-1 OHL 400 kV Sofia Zapad -Nis/[RO-RS] [DIR] TIE 400 kV Portile de Fier-Djerdap
Applied RAs
Non Costly RAO
CO ID | RA ID | Name of the RA | Usage | Type | Location | Status | Details
Costly RAO
RA RD ID | TSO | Generator Name | Minimum Power [MW] | Maximum Power [MW] | RDP- | RDP+ | P [MW] before RAO | P [MW] after RAO | P0 [MW] | Plimit+ [MW] | Plimit- [MW] | Started up | Shutdown
Non Costly Reduction
CO ID | RA ID | Name of the RA | Usage | Type | Location | Status | Details
Limiting CNECs
CO ID | Name of the CO | Name of the CNE | CNE UCTE branch | Calculated I (A) | I max (PATL) | Margin (A) | Loading (%) | Flow [MW] | LF type
RO_CO_00052 | N-1 OHL 400 kV Sofia Zapad -Nis | [RO-RS] [DIR] TIE 400 kV Portile de Fier-Djerdap | RPDFE41 XPF_DJ11 1 | 1580 | 1570 | 10 | 101 | 1122 | AC
RO-RS_CO_00003 | N-1 TIE 400 kV Resita-Pancevo c2 | [RO-RS] [DIR] TIE 400 kV Portile de Fier-Djerdap | RPDFE41 XPF_DJ11 1 | 1453 | 1570 | -117 | 93 | 1033 | AC
RO-RS_CO_00004 | N-1 TIE 400 kV Resita-Pancevo c1 | [RO-RS] [DIR] TIE 400 kV Portile de Fier-Djerdap | RPDFE41 XPF_DJ11 1 | 1453 | 1570 | -117 | 93 | 1033 | AC
RO-MD_CO_00001 | N-1 TIE 400 kV Isaccea - Vulcanesti | [RO-RS] [DIR] TIE 400 kV Portile de Fier-Djerdap | RPDFE41 XPF_DJ11 1 | 1427 | 1570 | -143 | 91 | 1014 | AC
RO_CO_00001 | N-1 OHL 220 kV Portile de Fier-Resita 1&2 | [RO-RS] [DIR] TIE 400 kV Portile de Fier-Djerdap | RPDFE41 XPF_DJ11 1 | 1417 | 1570 | -153 | 90 | 1008 | AC
RO_CO_00002 | N-1 OHL 400 kV Mintia-Arad | [RO-RS] [DIR] TIE 400 kV Portile de Fier-Djerdap | RPDFE41 XPF_DJ11 1 | 1412 | 1570 | -158 | 90 | 1003 | AC
RO-HU_CO_00001 | N-1 TIE 400 kV Arad-Sandorfalva | [RO-RS] [DIR] TIE 400 kV Portile de Fier-Djerdap | RPDFE41 XPF_DJ11 1 | 1395 | 1570 | -175 | 89 | 992 | AC
RO-UA_CO_00001 | N-1 TIE 400 kV Rosiori-Mukacevo | [RO-RS] [DIR] TIE 400 kV Portile de Fier-Djerdap | RPDFE41 XPF_DJ11 1 | 1384 | 1570 | -186 | 88 | 984 | AC
RO-HU_CO_00002 | N-1 TIE 400 kV Nadab-Bekescsaba | [RO-RS] [DIR] TIE 400 kV Portile de Fier-Djerdap | RPDFE41 XPF_DJ11 1 | 1376 | 1570 | -194 | 88 | 979 | AC
RO_CO_00029 | N-1 OHL 220 kV Resita-Timisoara 1&2 | [RO-RS] [DIR] TIE 400 kV Portile de Fier-Djerdap | RPDFE41 XPF_DJ11 1 | 1373 | 1570 | -197 | 87 | 977 | AC
RO-BG_CO_00001 | N-1 TIE 400 kV TINTARENI-KOZLODUI 1 | [RO-RS] [DIR] TIE 400 kV Portile de Fier-Djerdap | RPDFE41 XPF_DJ11 1 | 1371 | 1570 | -199 | 87 | 976 | AC
RO-BG_CO_00002 | N-1 TIE 400 kV TINTARENI-KOZLODUI 2 | [RO-RS] [DIR] TIE 400 kV Portile de Fier-Djerdap | RPDFE41 XPF_DJ11 1 | 1371 | 1570 | -199 | 87 | 976 | AC
RO_CO_00027 | N-1 TRA 400/220 kV AT3 Arad | [RO-RS] [DIR] TIE 400 kV Portile de Fier-Djerdap | RPDFE41 XPF_DJ11 1 | 1365 | 1570 | -205 | 87 | 971 | AC
Base case | Base case | [RO-RS] [DIR] TIE 400 kV Portile de Fier-Djerdap | RPDFE41 XPF_DJ11 1 | 1353 | 1570 | -217 | 86 | 963 | AC
RO-RS_CO_00003 | N-1 TIE 400 kV Resita-Pancevo c2 | [RO-RO] [DIR] OHL 220 kV Baru Mare-Hasdat | RBARU22 RHAS122 1 | 607 | 750 | -143 | 81 | 244 | AC
RO-RS_CO_00003 | N-1 TIE 400 kV Resita-Pancevo c2 | [RO-RO] [DIR] OHL 220 kV Paroseni-Baru Mare | RPARO22 RBARU22 1 | 530 | 690 | -160 | 77 | 213 | AC
RO_CO_00008 | N-1 OHL 400 kV Slatina-Portile de Fier | [RO-RO] [OPP] OHL 400 kV Portile de Fier-Urechesti | RPDF241 RUREC41 1 | 1145 | 1500 | -355 | 76 | 820 | AC
RO-RS_CO_00003 | N-1 TIE 400 kV Resita-Pancevo c2 | [RO-RO] [OPP] OHL 220 kV Paroseni-Targu Jiu Nord | RPARO22 RTRGJ22 1 | 522 | 690 | -168 | 76 | 210 | AC
RO-RS_CO_00003 | N-1 TIE 400 kV Resita-Pancevo c2 | [RO-RO] [DIR] OHL 220 kV Urechesti-Targu Jiu Nord | RURE212 RTRGJ22 1 | 518 | 690 | -172 | 75 | 211 | AC
RO-RS_CO_00001 | N-1 TIE 400 kV Portile de Fier-Djerdap | [RO-RO] [DIR] OHL 220 kV Portile de Fier-Resita c1 | RPDF212 RRESI12 1 | 563 | 750 | -187 | 75 | 230 | AC

## 1030
Detailed results
Generated at: | 04/08/2026 21:31:04
Business day: | 2026-08-06
Horizon: | 2DA
Timestamp | 10:30
Border & direction: | South-Romania Exporting
Remedial actions | False
Margin satisfied | True
Final step | Margin Calculation
TTC [MW]: | 2563.4
Loading threshold | 0.7
Limiting CNEC | N-1 OHL 400 kV Sofia Zapad -Nis/[RO-RS] [DIR] TIE 400 kV Portile de Fier-Djerdap
Applied RAs
Non Costly RAO
CO ID | RA ID | Name of the RA | Usage | Type | Location | Status | Details
Costly RAO
RA RD ID | TSO | Generator Name | Minimum Power [MW] | Maximum Power [MW] | RDP- | RDP+ | P [MW] before RAO | P [MW] after RAO | P0 [MW] | Plimit+ [MW] | Plimit- [MW] | Started up | Shutdown
Non Costly Reduction
CO ID | RA ID | Name of the RA | Usage | Type | Location | Status | Details
Limiting CNECs
CO ID | Name of the CO | Name of the CNE | CNE UCTE branch | Calculated I (A) | I max (PATL) | Margin (A) | Loading (%) | Flow [MW] | LF type
RO_CO_00052 | N-1 OHL 400 kV Sofia Zapad -Nis | [RO-RS] [DIR] TIE 400 kV Portile de Fier-Djerdap | RPDFE41 XPF_DJ11 1 | 1576 | 1570 | 6 | 100 | 1120 | AC
RO-RS_CO_00003 | N-1 TIE 400 kV Resita-Pancevo c2 | [RO-RS] [DIR] TIE 400 kV Portile de Fier-Djerdap | RPDFE41 XPF_DJ11 1 | 1484 | 1570 | -86 | 94 | 1055 | AC
RO-RS_CO_00004 | N-1 TIE 400 kV Resita-Pancevo c1 | [RO-RS] [DIR] TIE 400 kV Portile de Fier-Djerdap | RPDFE41 XPF_DJ11 1 | 1484 | 1570 | -86 | 94 | 1055 | AC
RO-MD_CO_00001 | N-1 TIE 400 kV Isaccea - Vulcanesti | [RO-RS] [DIR] TIE 400 kV Portile de Fier-Djerdap | RPDFE41 XPF_DJ11 1 | 1443 | 1570 | -127 | 92 | 1026 | AC
RO_CO_00002 | N-1 OHL 400 kV Mintia-Arad | [RO-RS] [DIR] TIE 400 kV Portile de Fier-Djerdap | RPDFE41 XPF_DJ11 1 | 1438 | 1570 | -132 | 92 | 1023 | AC
RO_CO_00001 | N-1 OHL 220 kV Portile de Fier-Resita 1&2 | [RO-RS] [DIR] TIE 400 kV Portile de Fier-Djerdap | RPDFE41 XPF_DJ11 1 | 1438 | 1570 | -132 | 92 | 1023 | AC
RO-HU_CO_00001 | N-1 TIE 400 kV Arad-Sandorfalva | [RO-RS] [DIR] TIE 400 kV Portile de Fier-Djerdap | RPDFE41 XPF_DJ11 1 | 1423 | 1570 | -147 | 91 | 1013 | AC
RO-BG_CO_00002 | N-1 TIE 400 kV TINTARENI-KOZLODUI 2 | [RO-RS] [DIR] TIE 400 kV Portile de Fier-Djerdap | RPDFE41 XPF_DJ11 1 | 1423 | 1570 | -147 | 91 | 1013 | AC
RO-BG_CO_00001 | N-1 TIE 400 kV TINTARENI-KOZLODUI 1 | [RO-RS] [DIR] TIE 400 kV Portile de Fier-Djerdap | RPDFE41 XPF_DJ11 1 | 1423 | 1570 | -147 | 91 | 1013 | AC
RO-UA_CO_00001 | N-1 TIE 400 kV Rosiori-Mukacevo | [RO-RS] [DIR] TIE 400 kV Portile de Fier-Djerdap | RPDFE41 XPF_DJ11 1 | 1412 | 1570 | -158 | 90 | 1005 | AC
RO-HU_CO_00002 | N-1 TIE 400 kV Nadab-Bekescsaba | [RO-RS] [DIR] TIE 400 kV Portile de Fier-Djerdap | RPDFE41 XPF_DJ11 1 | 1403 | 1570 | -167 | 89 | 999 | AC
RO_CO_00029 | N-1 OHL 220 kV Resita-Timisoara 1&2 | [RO-RS] [DIR] TIE 400 kV Portile de Fier-Djerdap | RPDFE41 XPF_DJ11 1 | 1391 | 1570 | -179 | 89 | 990 | AC
RO_CO_00027 | N-1 TRA 400/220 kV AT3 Arad | [RO-RS] [DIR] TIE 400 kV Portile de Fier-Djerdap | RPDFE41 XPF_DJ11 1 | 1390 | 1570 | -180 | 89 | 990 | AC
Base case | Base case | [RO-RS] [DIR] TIE 400 kV Portile de Fier-Djerdap | RPDFE41 XPF_DJ11 1 | 1383 | 1570 | -187 | 88 | 984 | AC
RO_CO_00008 | N-1 OHL 400 kV Slatina-Portile de Fier | [RO-RO] [OPP] OHL 400 kV Portile de Fier-Urechesti | RPDF241 RUREC41 1 | 1095 | 1500 | -405 | 73 | 785 | AC
RO_CO_00013 | N-1 OHL 400 kV Lacu Sarat - Gura Ialomitei | [RO-RO] [OPP] OHL 400 kV Medgidia Sud- Cernavoda | RMED141 RCERN41 1 | 1247 | 1722 | -475 | 72 | 888 | AC

## 1130
Detailed results
Generated at: | 04/08/2026 21:31:04
Business day: | 2026-08-06
Horizon: | 2DA
Timestamp | 11:30
Border & direction: | South-Romania Exporting
Remedial actions | False
Margin satisfied | True
Final step | Margin Calculation
TTC [MW]: | 3435.8
Loading threshold | 0.7
Limiting CNEC | N-1 OHL 400 kV Sofia Zapad -Nis/[RO-RS] [DIR] TIE 400 kV Portile de Fier-Djerdap
Applied RAs
Non Costly RAO
CO ID | RA ID | Name of the RA | Usage | Type | Location | Status | Details
Costly RAO
RA RD ID | TSO | Generator Name | Minimum Power [MW] | Maximum Power [MW] | RDP- | RDP+ | P [MW] before RAO | P [MW] after RAO | P0 [MW] | Plimit+ [MW] | Plimit- [MW] | Started up | Shutdown
Non Costly Reduction
CO ID | RA ID | Name of the RA | Usage | Type | Location | Status | Details
Limiting CNECs
CO ID | Name of the CO | Name of the CNE | CNE UCTE branch | Calculated I (A) | I max (PATL) | Margin (A) | Loading (%) | Flow [MW] | LF type
RO_CO_00052 | N-1 OHL 400 kV Sofia Zapad -Nis | [RO-RS] [DIR] TIE 400 kV Portile de Fier-Djerdap | RPDFE41 XPF_DJ11 1 | 1571 | 1570 | 1 | 100 | 1118 | AC
RO-RS_CO_00003 | N-1 TIE 400 kV Resita-Pancevo c2 | [RO-RS] [DIR] TIE 400 kV Portile de Fier-Djerdap | RPDFE41 XPF_DJ11 1 | 1538 | 1570 | -32 | 98 | 1095 | AC
RO-RS_CO_00004 | N-1 TIE 400 kV Resita-Pancevo c1 | [RO-RS] [DIR] TIE 400 kV Portile de Fier-Djerdap | RPDFE41 XPF_DJ11 1 | 1538 | 1570 | -32 | 98 | 1095 | AC
RO-BG_CO_00002 | N-1 TIE 400 kV TINTARENI-KOZLODUI 2 | [RO-RS] [DIR] TIE 400 kV Portile de Fier-Djerdap | RPDFE41 XPF_DJ11 1 | 1522 | 1570 | -48 | 97 | 1083 | AC
RO-BG_CO_00001 | N-1 TIE 400 kV TINTARENI-KOZLODUI 1 | [RO-RS] [DIR] TIE 400 kV Portile de Fier-Djerdap | RPDFE41 XPF_DJ11 1 | 1522 | 1570 | -48 | 97 | 1083 | AC
RO_CO_00001 | N-1 OHL 220 kV Portile de Fier-Resita 1&2 | [RO-RS] [DIR] TIE 400 kV Portile de Fier-Djerdap | RPDFE41 XPF_DJ11 1 | 1488 | 1570 | -82 | 95 | 1059 | AC
RO-MD_CO_00001 | N-1 TIE 400 kV Isaccea - Vulcanesti | [RO-RS] [DIR] TIE 400 kV Portile de Fier-Djerdap | RPDFE41 XPF_DJ11 1 | 1480 | 1570 | -90 | 94 | 1054 | AC
RO_CO_00002 | N-1 OHL 400 kV Mintia-Arad | [RO-RS] [DIR] TIE 400 kV Portile de Fier-Djerdap | RPDFE41 XPF_DJ11 1 | 1475 | 1570 | -95 | 94 | 1050 | AC
RO-HU_CO_00001 | N-1 TIE 400 kV Arad-Sandorfalva | [RO-RS] [DIR] TIE 400 kV Portile de Fier-Djerdap | RPDFE41 XPF_DJ11 1 | 1473 | 1570 | -97 | 94 | 1048 | AC
RO-HU_CO_00002 | N-1 TIE 400 kV Nadab-Bekescsaba | [RO-RS] [DIR] TIE 400 kV Portile de Fier-Djerdap | RPDFE41 XPF_DJ11 1 | 1453 | 1570 | -117 | 93 | 1034 | AC
RO-UA_CO_00001 | N-1 TIE 400 kV Rosiori-Mukacevo | [RO-RS] [DIR] TIE 400 kV Portile de Fier-Djerdap | RPDFE41 XPF_DJ11 1 | 1443 | 1570 | -127 | 92 | 1028 | AC
Base case | Base case | [RO-RS] [DIR] TIE 400 kV Portile de Fier-Djerdap | RPDFE41 XPF_DJ11 1 | 1443 | 1570 | -127 | 92 | 1028 | AC
RO_CO_00027 | N-1 TRA 400/220 kV AT3 Arad | [RO-RS] [DIR] TIE 400 kV Portile de Fier-Djerdap | RPDFE41 XPF_DJ11 1 | 1440 | 1570 | -130 | 92 | 1025 | AC
RO_CO_00029 | N-1 OHL 220 kV Resita-Timisoara 1&2 | [RO-RS] [DIR] TIE 400 kV Portile de Fier-Djerdap | RPDFE41 XPF_DJ11 1 | 1433 | 1570 | -137 | 91 | 1020 | AC
RO_CO_00013 | N-1 OHL 400 kV Lacu Sarat - Gura Ialomitei | [RO-RO] [OPP] OHL 400 kV Medgidia Sud- Cernavoda | RMED141 RCERN41 1 | 1420 | 1722 | -302 | 82 | 1009 | AC
RO_CO_00036 | N-1 OHL 400 kV Medgidia Sud - Stupina | [RO-RO] [OPP] OHL 400 kV Medgidia Sud- Cernavoda | RMED141 RCERN41 1 | 1374 | 1722 | -348 | 80 | 975 | AC
RO_CO_00041 | N-1 OHL 400 kV Medgidia Sud - Rahman | [RO-RO] [OPP] OHL 400 kV Medgidia Sud- Cernavoda | RMED141 RCERN41 1 | 1373 | 1722 | -349 | 80 | 972 | AC
RO_CO_00023 | N-1 OHL 400 kV Gutinas – Smardan | [RO-RO] [OPP] OHL 400 kV Medgidia Sud- Cernavoda | RMED141 RCERN41 1 | 1361 | 1722 | -361 | 79 | 968 | AC
RO_CO_00010 | N-1 OHL 400 kV Isaccea - Stupina | [RO-RO] [OPP] OHL 400 kV Medgidia Sud- Cernavoda | RMED141 RCERN41 1 | 1360 | 1722 | -362 | 79 | 966 | AC
RO_CO_00012 | N-1 OHL 400 kV Isaccea - Tulcea Vest | [RO-RO] [OPP] OHL 400 kV Medgidia Sud- Cernavoda | RMED141 RCERN41 1 | 1355 | 1722 | -367 | 79 | 960 | AC
RO_CO_00015 | N-1 OHL 400 kV Tulcea Vest - Tariverde | [RO-RO] [OPP] OHL 400 kV Medgidia Sud- Cernavoda | RMED141 RCERN41 1 | 1354 | 1722 | -368 | 79 | 960 | AC
RO_CO_00011 | N-1 OHL 400 kV Isaccea - Rahman | [RO-RO] [OPP] OHL 400 kV Medgidia Sud- Cernavoda | RMED141 RCERN41 1 | 1354 | 1722 | -368 | 79 | 963 | AC
Base case | Base case | [RO-RO] [OPP] OHL 400 kV Medgidia Sud- Cernavoda | RMED141 RCERN41 1 | 1349 | 1722 | -373 | 78 | 959 | AC
RO-MD_CO_00001 | N-1 TIE 400 kV Isaccea - Vulcanesti | [RO-RO] [OPP] OHL 400 kV Medgidia Sud- Cernavoda | RMED141 RCERN41 1 | 1306 | 1722 | -416 | 76 | 929 | AC
RO-BG_CO_00005 | N-1 TIE 400 kV DOBRUDJA- MEDGIDIA SUD | [RO-RO] [OPP] OHL 400 kV Medgidia Sud- Cernavoda | RMED141 RCERN41 1 | 1230 | 1722 | -492 | 71 | 873 | AC
RO-BG_CO_00004 | N-1 TIE 400 kV MEDGIDIA SUD - VARNA | [RO-RO] [OPP] OHL 400 kV Medgidia Sud- Cernavoda | RMED141 RCERN41 1 | 1226 | 1722 | -496 | 71 | 871 | AC

## 1230
Detailed results
Generated at: | 04/08/2026 21:31:05
Business day: | 2026-08-06
Horizon: | 2DA
Timestamp | 12:30
Border & direction: | South-Romania Exporting
Remedial actions | False
Margin satisfied | True
Final step | Margin Calculation
TTC [MW]: | 3837.11
Loading threshold | 0.7
Limiting CNEC | N-1 TIE 400 kV TINTARENI-KOZLODUI 1/[RO-RS] [DIR] TIE 400 kV Portile de Fier-Djerdap
Applied RAs
Non Costly RAO
CO ID | RA ID | Name of the RA | Usage | Type | Location | Status | Details
Costly RAO
RA RD ID | TSO | Generator Name | Minimum Power [MW] | Maximum Power [MW] | RDP- | RDP+ | P [MW] before RAO | P [MW] after RAO | P0 [MW] | Plimit+ [MW] | Plimit- [MW] | Started up | Shutdown
Non Costly Reduction
CO ID | RA ID | Name of the RA | Usage | Type | Location | Status | Details
Limiting CNECs
CO ID | Name of the CO | Name of the CNE | CNE UCTE branch | Calculated I (A) | I max (PATL) | Margin (A) | Loading (%) | Flow [MW] | LF type
RO-BG_CO_00001 | N-1 TIE 400 kV TINTARENI-KOZLODUI 1 | [RO-RS] [DIR] TIE 400 kV Portile de Fier-Djerdap | RPDFE41 XPF_DJ11 1 | 1560 | 1570 | -10 | 99 | 1111 | AC
RO-BG_CO_00002 | N-1 TIE 400 kV TINTARENI-KOZLODUI 2 | [RO-RS] [DIR] TIE 400 kV Portile de Fier-Djerdap | RPDFE41 XPF_DJ11 1 | 1560 | 1570 | -10 | 99 | 1111 | AC
RO-RS_CO_00003 | N-1 TIE 400 kV Resita-Pancevo c2 | [RO-RS] [DIR] TIE 400 kV Portile de Fier-Djerdap | RPDFE41 XPF_DJ11 1 | 1549 | 1570 | -21 | 99 | 1103 | AC
RO-RS_CO_00004 | N-1 TIE 400 kV Resita-Pancevo c1 | [RO-RS] [DIR] TIE 400 kV Portile de Fier-Djerdap | RPDFE41 XPF_DJ11 1 | 1549 | 1570 | -21 | 99 | 1103 | AC
RO_CO_00052 | N-1 OHL 400 kV Sofia Zapad -Nis | [RO-RS] [DIR] TIE 400 kV Portile de Fier-Djerdap | RPDFE41 XPF_DJ11 1 | 1538 | 1570 | -32 | 98 | 1095 | AC
RO_CO_00001 | N-1 OHL 220 kV Portile de Fier-Resita 1&2 | [RO-RS] [DIR] TIE 400 kV Portile de Fier-Djerdap | RPDFE41 XPF_DJ11 1 | 1496 | 1570 | -74 | 95 | 1065 | AC
RO-MD_CO_00001 | N-1 TIE 400 kV Isaccea - Vulcanesti | [RO-RS] [DIR] TIE 400 kV Portile de Fier-Djerdap | RPDFE41 XPF_DJ11 1 | 1488 | 1570 | -82 | 95 | 1059 | AC
RO-HU_CO_00001 | N-1 TIE 400 kV Arad-Sandorfalva | [RO-RS] [DIR] TIE 400 kV Portile de Fier-Djerdap | RPDFE41 XPF_DJ11 1 | 1483 | 1570 | -87 | 94 | 1056 | AC
RO_CO_00002 | N-1 OHL 400 kV Mintia-Arad | [RO-RS] [DIR] TIE 400 kV Portile de Fier-Djerdap | RPDFE41 XPF_DJ11 1 | 1482 | 1570 | -88 | 94 | 1056 | AC
RO-HU_CO_00002 | N-1 TIE 400 kV Nadab-Bekescsaba | [RO-RS] [DIR] TIE 400 kV Portile de Fier-Djerdap | RPDFE41 XPF_DJ11 1 | 1464 | 1570 | -106 | 93 | 1043 | AC
Base case | Base case | [RO-RS] [DIR] TIE 400 kV Portile de Fier-Djerdap | RPDFE41 XPF_DJ11 1 | 1459 | 1570 | -111 | 93 | 1039 | AC
RO_CO_00027 | N-1 TRA 400/220 kV AT3 Arad | [RO-RS] [DIR] TIE 400 kV Portile de Fier-Djerdap | RPDFE41 XPF_DJ11 1 | 1451 | 1570 | -119 | 92 | 1033 | AC
RO-UA_CO_00001 | N-1 TIE 400 kV Rosiori-Mukacevo | [RO-RS] [DIR] TIE 400 kV Portile de Fier-Djerdap | RPDFE41 XPF_DJ11 1 | 1448 | 1570 | -122 | 92 | 1031 | AC
RO_CO_00029 | N-1 OHL 220 kV Resita-Timisoara 1&2 | [RO-RS] [DIR] TIE 400 kV Portile de Fier-Djerdap | RPDFE41 XPF_DJ11 1 | 1441 | 1570 | -129 | 92 | 1026 | AC
RO_CO_00036 | N-1 OHL 400 kV Medgidia Sud - Stupina | [RO-RO] [OPP] OHL 400 kV Medgidia Sud- Cernavoda | RMED141 RCERN41 1 | 1499 | 1722 | -223 | 87 | 1061 | AC
RO_CO_00041 | N-1 OHL 400 kV Medgidia Sud - Rahman | [RO-RO] [OPP] OHL 400 kV Medgidia Sud- Cernavoda | RMED141 RCERN41 1 | 1495 | 1722 | -227 | 87 | 1056 | AC
RO_CO_00010 | N-1 OHL 400 kV Isaccea - Stupina | [RO-RO] [OPP] OHL 400 kV Medgidia Sud- Cernavoda | RMED141 RCERN41 1 | 1480 | 1722 | -242 | 86 | 1049 | AC
RO_CO_00013 | N-1 OHL 400 kV Lacu Sarat - Gura Ialomitei | [RO-RO] [OPP] OHL 400 kV Medgidia Sud- Cernavoda | RMED141 RCERN41 1 | 1476 | 1722 | -246 | 86 | 1046 | AC
RO_CO_00011 | N-1 OHL 400 kV Isaccea - Rahman | [RO-RO] [OPP] OHL 400 kV Medgidia Sud- Cernavoda | RMED141 RCERN41 1 | 1470 | 1722 | -252 | 85 | 1044 | AC
RO_CO_00023 | N-1 OHL 400 kV Gutinas – Smardan | [RO-RO] [OPP] OHL 400 kV Medgidia Sud- Cernavoda | RMED141 RCERN41 1 | 1456 | 1722 | -266 | 85 | 1033 | AC
Base case | Base case | [RO-RO] [OPP] OHL 400 kV Medgidia Sud- Cernavoda | RMED141 RCERN41 1 | 1444 | 1722 | -278 | 84 | 1024 | AC
RO_CO_00015 | N-1 OHL 400 kV Tulcea Vest - Tariverde | [RO-RO] [OPP] OHL 400 kV Medgidia Sud- Cernavoda | RMED141 RCERN41 1 | 1444 | 1722 | -278 | 84 | 1022 | AC
RO_CO_00012 | N-1 OHL 400 kV Isaccea - Tulcea Vest | [RO-RO] [OPP] OHL 400 kV Medgidia Sud- Cernavoda | RMED141 RCERN41 1 | 1440 | 1722 | -282 | 84 | 1018 | AC
RO-MD_CO_00001 | N-1 TIE 400 kV Isaccea - Vulcanesti | [RO-RO] [OPP] OHL 400 kV Medgidia Sud- Cernavoda | RMED141 RCERN41 1 | 1409 | 1722 | -313 | 82 | 1000 | AC
RO-BG_CO_00005 | N-1 TIE 400 kV DOBRUDJA- MEDGIDIA SUD | [RO-RO] [OPP] OHL 400 kV Medgidia Sud- Cernavoda | RMED141 RCERN41 1 | 1304 | 1722 | -418 | 76 | 923 | AC
RO-BG_CO_00004 | N-1 TIE 400 kV MEDGIDIA SUD - VARNA | [RO-RO] [OPP] OHL 400 kV Medgidia Sud- Cernavoda | RMED141 RCERN41 1 | 1298 | 1722 | -424 | 75 | 920 | AC
RO-BG_CO_00005 | N-1 TIE 400 kV DOBRUDJA- MEDGIDIA SUD | [RO-BG] [DIR] TIE 400 kV MEDGIDIA SUD - VARNA | RMED141 XVA_MG11 1 | 1496 | 2000 | -504 | 75 | 1054 | AC
BG_RO_CO_00005 | N-1 TIE 400 kV MEDGIDIA SUD - DOBRUDJA | [BG-RO] [DIR] TIE 400 kV MEDGIDIA SUD - VARNA | XVA_MG11 VVARNA11 1 | 1496 | 2000 | -504 | 75 | -1037 | AC
RO-BG_CO_00004 | N-1 TIE 400 kV MEDGIDIA SUD - VARNA | [RO-BG] [DIR] TIE 400 kV DOBRUDJA- MEDGIDIA SUD | RMEDG41 XDO_MG11 1 | 1486 | 2000 | -514 | 74 | 1048 | AC
BG_RO_CO_00004 | N-1 TIE 400 kV MEDGIDIA SUD - VARNA | [BG-RO] [DIR] TIE 400 kV DOBRUDJA- MEDGIDIA SUD | XDO_MG11 VDOBRU11 1 | 1486 | 2000 | -514 | 74 | -1029 | AC

## 1330
Detailed results
Generated at: | 04/08/2026 21:31:05
Business day: | 2026-08-06
Horizon: | 2DA
Timestamp | 13:30
Border & direction: | South-Romania Exporting
Remedial actions | False
Margin satisfied | True
Final step | Margin Calculation
TTC [MW]: | 3585.66
Loading threshold | 0.7
Limiting CNEC | N-1 OHL 400 kV Sofia Zapad -Nis/[RO-RS] [DIR] TIE 400 kV Portile de Fier-Djerdap
Applied RAs
Non Costly RAO
CO ID | RA ID | Name of the RA | Usage | Type | Location | Status | Details
Costly RAO
RA RD ID | TSO | Generator Name | Minimum Power [MW] | Maximum Power [MW] | RDP- | RDP+ | P [MW] before RAO | P [MW] after RAO | P0 [MW] | Plimit+ [MW] | Plimit- [MW] | Started up | Shutdown
Non Costly Reduction
CO ID | RA ID | Name of the RA | Usage | Type | Location | Status | Details
Limiting CNECs
CO ID | Name of the CO | Name of the CNE | CNE UCTE branch | Calculated I (A) | I max (PATL) | Margin (A) | Loading (%) | Flow [MW] | LF type
RO_CO_00052 | N-1 OHL 400 kV Sofia Zapad -Nis | [RO-RS] [DIR] TIE 400 kV Portile de Fier-Djerdap | RPDFE41 XPF_DJ11 1 | 1574 | 1570 | 4 | 100 | 1120 | AC
RO-RS_CO_00003 | N-1 TIE 400 kV Resita-Pancevo c2 | [RO-RS] [DIR] TIE 400 kV Portile de Fier-Djerdap | RPDFE41 XPF_DJ11 1 | 1558 | 1570 | -12 | 99 | 1109 | AC
RO-RS_CO_00004 | N-1 TIE 400 kV Resita-Pancevo c1 | [RO-RS] [DIR] TIE 400 kV Portile de Fier-Djerdap | RPDFE41 XPF_DJ11 1 | 1558 | 1570 | -12 | 99 | 1109 | AC
RO-BG_CO_00001 | N-1 TIE 400 kV TINTARENI-KOZLODUI 1 | [RO-RS] [DIR] TIE 400 kV Portile de Fier-Djerdap | RPDFE41 XPF_DJ11 1 | 1550 | 1570 | -20 | 99 | 1104 | AC
RO-BG_CO_00002 | N-1 TIE 400 kV TINTARENI-KOZLODUI 2 | [RO-RS] [DIR] TIE 400 kV Portile de Fier-Djerdap | RPDFE41 XPF_DJ11 1 | 1550 | 1570 | -20 | 99 | 1104 | AC
RO_CO_00001 | N-1 OHL 220 kV Portile de Fier-Resita 1&2 | [RO-RS] [DIR] TIE 400 kV Portile de Fier-Djerdap | RPDFE41 XPF_DJ11 1 | 1497 | 1570 | -73 | 95 | 1066 | AC
RO-MD_CO_00001 | N-1 TIE 400 kV Isaccea - Vulcanesti | [RO-RS] [DIR] TIE 400 kV Portile de Fier-Djerdap | RPDFE41 XPF_DJ11 1 | 1495 | 1570 | -75 | 95 | 1064 | AC
RO_CO_00002 | N-1 OHL 400 kV Mintia-Arad | [RO-RS] [DIR] TIE 400 kV Portile de Fier-Djerdap | RPDFE41 XPF_DJ11 1 | 1494 | 1570 | -76 | 95 | 1064 | AC
RO-HU_CO_00001 | N-1 TIE 400 kV Arad-Sandorfalva | [RO-RS] [DIR] TIE 400 kV Portile de Fier-Djerdap | RPDFE41 XPF_DJ11 1 | 1490 | 1570 | -80 | 95 | 1061 | AC
RO-HU_CO_00002 | N-1 TIE 400 kV Nadab-Bekescsaba | [RO-RS] [DIR] TIE 400 kV Portile de Fier-Djerdap | RPDFE41 XPF_DJ11 1 | 1471 | 1570 | -99 | 94 | 1047 | AC
Base case | Base case | [RO-RS] [DIR] TIE 400 kV Portile de Fier-Djerdap | RPDFE41 XPF_DJ11 1 | 1463 | 1570 | -107 | 93 | 1042 | AC
RO-UA_CO_00001 | N-1 TIE 400 kV Rosiori-Mukacevo | [RO-RS] [DIR] TIE 400 kV Portile de Fier-Djerdap | RPDFE41 XPF_DJ11 1 | 1458 | 1570 | -112 | 93 | 1039 | AC
RO_CO_00027 | N-1 TRA 400/220 kV AT3 Arad | [RO-RS] [DIR] TIE 400 kV Portile de Fier-Djerdap | RPDFE41 XPF_DJ11 1 | 1457 | 1570 | -113 | 93 | 1037 | AC
RO_CO_00029 | N-1 OHL 220 kV Resita-Timisoara 1&2 | [RO-RS] [DIR] TIE 400 kV Portile de Fier-Djerdap | RPDFE41 XPF_DJ11 1 | 1448 | 1570 | -122 | 92 | 1031 | AC
RO_CO_00013 | N-1 OHL 400 kV Lacu Sarat - Gura Ialomitei | [RO-RO] [OPP] OHL 400 kV Medgidia Sud- Cernavoda | RMED141 RCERN41 1 | 1352 | 1722 | -370 | 79 | 962 | AC
RO_CO_00036 | N-1 OHL 400 kV Medgidia Sud - Stupina | [RO-RO] [OPP] OHL 400 kV Medgidia Sud- Cernavoda | RMED141 RCERN41 1 | 1351 | 1722 | -371 | 78 | 960 | AC
RO_CO_00041 | N-1 OHL 400 kV Medgidia Sud - Rahman | [RO-RO] [OPP] OHL 400 kV Medgidia Sud- Cernavoda | RMED141 RCERN41 1 | 1347 | 1722 | -375 | 78 | 955 | AC
RO_CO_00010 | N-1 OHL 400 kV Isaccea - Stupina | [RO-RO] [OPP] OHL 400 kV Medgidia Sud- Cernavoda | RMED141 RCERN41 1 | 1331 | 1722 | -391 | 77 | 946 | AC
RO_CO_00011 | N-1 OHL 400 kV Isaccea - Rahman | [RO-RO] [OPP] OHL 400 kV Medgidia Sud- Cernavoda | RMED141 RCERN41 1 | 1321 | 1722 | -401 | 77 | 941 | AC
RO_CO_00023 | N-1 OHL 400 kV Gutinas – Smardan | [RO-RO] [OPP] OHL 400 kV Medgidia Sud- Cernavoda | RMED141 RCERN41 1 | 1320 | 1722 | -402 | 77 | 939 | AC
Base case | Base case | [RO-RO] [OPP] OHL 400 kV Medgidia Sud- Cernavoda | RMED141 RCERN41 1 | 1308 | 1722 | -414 | 76 | 930 | AC
RO_CO_00015 | N-1 OHL 400 kV Tulcea Vest - Tariverde | [RO-RO] [OPP] OHL 400 kV Medgidia Sud- Cernavoda | RMED141 RCERN41 1 | 1307 | 1722 | -415 | 76 | 928 | AC
RO_CO_00012 | N-1 OHL 400 kV Isaccea - Tulcea Vest | [RO-RO] [OPP] OHL 400 kV Medgidia Sud- Cernavoda | RMED141 RCERN41 1 | 1303 | 1722 | -419 | 76 | 925 | AC
RO-MD_CO_00001 | N-1 TIE 400 kV Isaccea - Vulcanesti | [RO-RO] [OPP] OHL 400 kV Medgidia Sud- Cernavoda | RMED141 RCERN41 1 | 1270 | 1722 | -452 | 74 | 905 | AC

## 1430
Detailed results
Generated at: | 04/08/2026 21:31:05
Business day: | 2026-08-06
Horizon: | 2DA
Timestamp | 14:30
Border & direction: | South-Romania Exporting
Remedial actions | False
Margin satisfied | True
Final step | Margin Calculation
TTC [MW]: | 3091.06
Loading threshold | 0.7
Limiting CNEC | N-1 OHL 400 kV Sofia Zapad -Nis/[RO-RS] [DIR] TIE 400 kV Portile de Fier-Djerdap
Applied RAs
Non Costly RAO
CO ID | RA ID | Name of the RA | Usage | Type | Location | Status | Details
Costly RAO
RA RD ID | TSO | Generator Name | Minimum Power [MW] | Maximum Power [MW] | RDP- | RDP+ | P [MW] before RAO | P [MW] after RAO | P0 [MW] | Plimit+ [MW] | Plimit- [MW] | Started up | Shutdown
Non Costly Reduction
CO ID | RA ID | Name of the RA | Usage | Type | Location | Status | Details
Limiting CNECs
CO ID | Name of the CO | Name of the CNE | CNE UCTE branch | Calculated I (A) | I max (PATL) | Margin (A) | Loading (%) | Flow [MW] | LF type
RO_CO_00052 | N-1 OHL 400 kV Sofia Zapad -Nis | [RO-RS] [DIR] TIE 400 kV Portile de Fier-Djerdap | RPDFE41 XPF_DJ11 1 | 1575 | 1570 | 5 | 100 | 1121 | AC
RO-RS_CO_00003 | N-1 TIE 400 kV Resita-Pancevo c2 | [RO-RS] [DIR] TIE 400 kV Portile de Fier-Djerdap | RPDFE41 XPF_DJ11 1 | 1520 | 1570 | -50 | 97 | 1082 | AC
RO-RS_CO_00004 | N-1 TIE 400 kV Resita-Pancevo c1 | [RO-RS] [DIR] TIE 400 kV Portile de Fier-Djerdap | RPDFE41 XPF_DJ11 1 | 1520 | 1570 | -50 | 97 | 1082 | AC
RO-BG_CO_00002 | N-1 TIE 400 kV TINTARENI-KOZLODUI 2 | [RO-RS] [DIR] TIE 400 kV Portile de Fier-Djerdap | RPDFE41 XPF_DJ11 1 | 1483 | 1570 | -87 | 94 | 1056 | AC
RO-BG_CO_00001 | N-1 TIE 400 kV TINTARENI-KOZLODUI 1 | [RO-RS] [DIR] TIE 400 kV Portile de Fier-Djerdap | RPDFE41 XPF_DJ11 1 | 1483 | 1570 | -87 | 94 | 1056 | AC
RO-MD_CO_00001 | N-1 TIE 400 kV Isaccea - Vulcanesti | [RO-RS] [DIR] TIE 400 kV Portile de Fier-Djerdap | RPDFE41 XPF_DJ11 1 | 1469 | 1570 | -101 | 94 | 1045 | AC
RO_CO_00001 | N-1 OHL 220 kV Portile de Fier-Resita 1&2 | [RO-RS] [DIR] TIE 400 kV Portile de Fier-Djerdap | RPDFE41 XPF_DJ11 1 | 1462 | 1570 | -108 | 93 | 1041 | AC
RO_CO_00002 | N-1 OHL 400 kV Mintia-Arad | [RO-RS] [DIR] TIE 400 kV Portile de Fier-Djerdap | RPDFE41 XPF_DJ11 1 | 1458 | 1570 | -112 | 93 | 1038 | AC
RO-HU_CO_00001 | N-1 TIE 400 kV Arad-Sandorfalva | [RO-RS] [DIR] TIE 400 kV Portile de Fier-Djerdap | RPDFE41 XPF_DJ11 1 | 1450 | 1570 | -120 | 92 | 1032 | AC
RO-HU_CO_00002 | N-1 TIE 400 kV Nadab-Bekescsaba | [RO-RS] [DIR] TIE 400 kV Portile de Fier-Djerdap | RPDFE41 XPF_DJ11 1 | 1431 | 1570 | -139 | 91 | 1019 | AC
RO-UA_CO_00001 | N-1 TIE 400 kV Rosiori-Mukacevo | [RO-RS] [DIR] TIE 400 kV Portile de Fier-Djerdap | RPDFE41 XPF_DJ11 1 | 1425 | 1570 | -145 | 91 | 1015 | AC
Base case | Base case | [RO-RS] [DIR] TIE 400 kV Portile de Fier-Djerdap | RPDFE41 XPF_DJ11 1 | 1421 | 1570 | -149 | 91 | 1012 | AC
RO_CO_00027 | N-1 TRA 400/220 kV AT3 Arad | [RO-RS] [DIR] TIE 400 kV Portile de Fier-Djerdap | RPDFE41 XPF_DJ11 1 | 1418 | 1570 | -152 | 90 | 1010 | AC
RO_CO_00029 | N-1 OHL 220 kV Resita-Timisoara 1&2 | [RO-RS] [DIR] TIE 400 kV Portile de Fier-Djerdap | RPDFE41 XPF_DJ11 1 | 1414 | 1570 | -156 | 90 | 1006 | AC
RO_CO_00013 | N-1 OHL 400 kV Lacu Sarat - Gura Ialomitei | [RO-RO] [OPP] OHL 400 kV Medgidia Sud- Cernavoda | RMED141 RCERN41 1 | 1244 | 1722 | -478 | 72 | 886 | AC

## 1530
Detailed results
Generated at: | 04/08/2026 21:31:05
Business day: | 2026-08-06
Horizon: | 2DA
Timestamp | 15:30
Border & direction: | South-Romania Exporting
Remedial actions | False
Margin satisfied | True
Final step | Margin Calculation
TTC [MW]: | 2836.04
Loading threshold | 0.7
Limiting CNEC | N-1 OHL 400 kV Sofia Zapad -Nis/[RO-RS] [DIR] TIE 400 kV Portile de Fier-Djerdap
Applied RAs
Non Costly RAO
CO ID | RA ID | Name of the RA | Usage | Type | Location | Status | Details
Costly RAO
RA RD ID | TSO | Generator Name | Minimum Power [MW] | Maximum Power [MW] | RDP- | RDP+ | P [MW] before RAO | P [MW] after RAO | P0 [MW] | Plimit+ [MW] | Plimit- [MW] | Started up | Shutdown
Non Costly Reduction
CO ID | RA ID | Name of the RA | Usage | Type | Location | Status | Details
Limiting CNECs
CO ID | Name of the CO | Name of the CNE | CNE UCTE branch | Calculated I (A) | I max (PATL) | Margin (A) | Loading (%) | Flow [MW] | LF type
RO_CO_00052 | N-1 OHL 400 kV Sofia Zapad -Nis | [RO-RS] [DIR] TIE 400 kV Portile de Fier-Djerdap | RPDFE41 XPF_DJ11 1 | 1576 | 1570 | 6 | 100 | 1121 | AC
RO-RS_CO_00003 | N-1 TIE 400 kV Resita-Pancevo c2 | [RO-RS] [DIR] TIE 400 kV Portile de Fier-Djerdap | RPDFE41 XPF_DJ11 1 | 1506 | 1570 | -64 | 96 | 1071 | AC
RO-RS_CO_00004 | N-1 TIE 400 kV Resita-Pancevo c1 | [RO-RS] [DIR] TIE 400 kV Portile de Fier-Djerdap | RPDFE41 XPF_DJ11 1 | 1505 | 1570 | -65 | 96 | 1071 | AC
RO-MD_CO_00001 | N-1 TIE 400 kV Isaccea - Vulcanesti | [RO-RS] [DIR] TIE 400 kV Portile de Fier-Djerdap | RPDFE41 XPF_DJ11 1 | 1476 | 1570 | -94 | 94 | 1048 | AC
RO_CO_00001 | N-1 OHL 220 kV Portile de Fier-Resita 1&2 | [RO-RS] [DIR] TIE 400 kV Portile de Fier-Djerdap | RPDFE41 XPF_DJ11 1 | 1469 | 1570 | -101 | 94 | 1046 | AC
RO-BG_CO_00001 | N-1 TIE 400 kV TINTARENI-KOZLODUI 1 | [RO-RS] [DIR] TIE 400 kV Portile de Fier-Djerdap | RPDFE41 XPF_DJ11 1 | 1450 | 1570 | -120 | 92 | 1032 | AC
RO-BG_CO_00002 | N-1 TIE 400 kV TINTARENI-KOZLODUI 2 | [RO-RS] [DIR] TIE 400 kV Portile de Fier-Djerdap | RPDFE41 XPF_DJ11 1 | 1450 | 1570 | -120 | 92 | 1032 | AC
RO_CO_00002 | N-1 OHL 400 kV Mintia-Arad | [RO-RS] [DIR] TIE 400 kV Portile de Fier-Djerdap | RPDFE41 XPF_DJ11 1 | 1444 | 1570 | -126 | 92 | 1027 | AC
RO-HU_CO_00001 | N-1 TIE 400 kV Arad-Sandorfalva | [RO-RS] [DIR] TIE 400 kV Portile de Fier-Djerdap | RPDFE41 XPF_DJ11 1 | 1433 | 1570 | -137 | 91 | 1020 | AC
RO-UA_CO_00001 | N-1 TIE 400 kV Rosiori-Mukacevo | [RO-RS] [DIR] TIE 400 kV Portile de Fier-Djerdap | RPDFE41 XPF_DJ11 1 | 1420 | 1570 | -150 | 90 | 1011 | AC
RO-HU_CO_00002 | N-1 TIE 400 kV Nadab-Bekescsaba | [RO-RS] [DIR] TIE 400 kV Portile de Fier-Djerdap | RPDFE41 XPF_DJ11 1 | 1415 | 1570 | -155 | 90 | 1008 | AC
RO_CO_00027 | N-1 TRA 400/220 kV AT3 Arad | [RO-RS] [DIR] TIE 400 kV Portile de Fier-Djerdap | RPDFE41 XPF_DJ11 1 | 1402 | 1570 | -168 | 89 | 999 | AC
RO_CO_00029 | N-1 OHL 220 kV Resita-Timisoara 1&2 | [RO-RS] [DIR] TIE 400 kV Portile de Fier-Djerdap | RPDFE41 XPF_DJ11 1 | 1400 | 1570 | -170 | 89 | 997 | AC
Base case | Base case | [RO-RS] [DIR] TIE 400 kV Portile de Fier-Djerdap | RPDFE41 XPF_DJ11 1 | 1398 | 1570 | -172 | 89 | 995 | AC
RO_CO_00013 | N-1 OHL 400 kV Lacu Sarat - Gura Ialomitei | [RO-RO] [OPP] OHL 400 kV Medgidia Sud- Cernavoda | RMED141 RCERN41 1 | 1267 | 1722 | -455 | 74 | 903 | AC
RO_CO_00008 | N-1 OHL 400 kV Slatina-Portile de Fier | [RO-RO] [OPP] OHL 400 kV Portile de Fier-Urechesti | RPDF241 RUREC41 1 | 1085 | 1500 | -415 | 72 | 777 | AC

## 1630
Detailed results
Generated at: | 04/08/2026 21:31:05
Business day: | 2026-08-06
Horizon: | 2DA
Timestamp | 16:30
Border & direction: | South-Romania Exporting
Remedial actions | False
Margin satisfied | True
Final step | Margin Calculation
TTC [MW]: | 3234.29
Loading threshold | 0.7
Limiting CNEC | N-1 OHL 400 kV Sofia Zapad -Nis/[RO-RS] [DIR] TIE 400 kV Portile de Fier-Djerdap
Applied RAs
Non Costly RAO
CO ID | RA ID | Name of the RA | Usage | Type | Location | Status | Details
Costly RAO
RA RD ID | TSO | Generator Name | Minimum Power [MW] | Maximum Power [MW] | RDP- | RDP+ | P [MW] before RAO | P [MW] after RAO | P0 [MW] | Plimit+ [MW] | Plimit- [MW] | Started up | Shutdown
Non Costly Reduction
CO ID | RA ID | Name of the RA | Usage | Type | Location | Status | Details
Limiting CNECs
CO ID | Name of the CO | Name of the CNE | CNE UCTE branch | Calculated I (A) | I max (PATL) | Margin (A) | Loading (%) | Flow [MW] | LF type
RO_CO_00052 | N-1 OHL 400 kV Sofia Zapad -Nis | [RO-RS] [DIR] TIE 400 kV Portile de Fier-Djerdap | RPDFE41 XPF_DJ11 1 | 1573 | 1570 | 3 | 100 | 1093 | AC
RO-RS_CO_00003 | N-1 TIE 400 kV Resita-Pancevo c2 | [RO-RS] [DIR] TIE 400 kV Portile de Fier-Djerdap | RPDFE41 XPF_DJ11 1 | 1556 | 1570 | -14 | 99 | 1078 | AC
RO-RS_CO_00004 | N-1 TIE 400 kV Resita-Pancevo c1 | [RO-RS] [DIR] TIE 400 kV Portile de Fier-Djerdap | RPDFE41 XPF_DJ11 1 | 1556 | 1570 | -14 | 99 | 1078 | AC
RO-MD_CO_00001 | N-1 TIE 400 kV Isaccea - Vulcanesti | [RO-RS] [DIR] TIE 400 kV Portile de Fier-Djerdap | RPDFE41 XPF_DJ11 1 | 1547 | 1570 | -23 | 99 | 1068 | AC
RO-BG_CO_00002 | N-1 TIE 400 kV TINTARENI-KOZLODUI 2 | [RO-RS] [DIR] TIE 400 kV Portile de Fier-Djerdap | RPDFE41 XPF_DJ11 1 | 1530 | 1570 | -40 | 97 | 1062 | AC
RO-BG_CO_00001 | N-1 TIE 400 kV TINTARENI-KOZLODUI 1 | [RO-RS] [DIR] TIE 400 kV Portile de Fier-Djerdap | RPDFE41 XPF_DJ11 1 | 1530 | 1570 | -40 | 97 | 1062 | AC
RO_CO_00001 | N-1 OHL 220 kV Portile de Fier-Resita 1&2 | [RO-RS] [DIR] TIE 400 kV Portile de Fier-Djerdap | RPDFE41 XPF_DJ11 1 | 1516 | 1570 | -54 | 97 | 1052 | AC
RO_CO_00002 | N-1 OHL 400 kV Mintia-Arad | [RO-RS] [DIR] TIE 400 kV Portile de Fier-Djerdap | RPDFE41 XPF_DJ11 1 | 1505 | 1570 | -65 | 96 | 1041 | AC
RO-HU_CO_00001 | N-1 TIE 400 kV Arad-Sandorfalva | [RO-RS] [DIR] TIE 400 kV Portile de Fier-Djerdap | RPDFE41 XPF_DJ11 1 | 1487 | 1570 | -83 | 95 | 1032 | AC
RO-UA_CO_00001 | N-1 TIE 400 kV Rosiori-Mukacevo | [RO-RS] [DIR] TIE 400 kV Portile de Fier-Djerdap | RPDFE41 XPF_DJ11 1 | 1482 | 1570 | -88 | 94 | 1028 | AC
RO-HU_CO_00002 | N-1 TIE 400 kV Nadab-Bekescsaba | [RO-RS] [DIR] TIE 400 kV Portile de Fier-Djerdap | RPDFE41 XPF_DJ11 1 | 1473 | 1570 | -97 | 94 | 1023 | AC
RO_CO_00027 | N-1 TRA 400/220 kV AT3 Arad | [RO-RS] [DIR] TIE 400 kV Portile de Fier-Djerdap | RPDFE41 XPF_DJ11 1 | 1457 | 1570 | -113 | 93 | 1012 | AC
RO_CO_00029 | N-1 OHL 220 kV Resita-Timisoara 1&2 | [RO-RS] [DIR] TIE 400 kV Portile de Fier-Djerdap | RPDFE41 XPF_DJ11 1 | 1453 | 1570 | -117 | 93 | 1008 | AC
Base case | Base case | [RO-RS] [DIR] TIE 400 kV Portile de Fier-Djerdap | RPDFE41 XPF_DJ11 1 | 1450 | 1570 | -120 | 92 | 1007 | AC
RO_CO_00013 | N-1 OHL 400 kV Lacu Sarat - Gura Ialomitei | [RO-RO] [OPP] OHL 400 kV Medgidia Sud- Cernavoda | RMED141 RCERN41 1 | 1421 | 1722 | -301 | 83 | 1011 | AC
RO_CO_00023 | N-1 OHL 400 kV Gutinas – Smardan | [RO-RO] [OPP] OHL 400 kV Medgidia Sud- Cernavoda | RMED141 RCERN41 1 | 1315 | 1722 | -407 | 76 | 936 | AC
Base case | Base case | [RO-RO] [OPP] OHL 400 kV Medgidia Sud- Cernavoda | RMED141 RCERN41 1 | 1300 | 1722 | -422 | 75 | 924 | AC
RO_CO_00015 | N-1 OHL 400 kV Tulcea Vest - Tariverde | [RO-RO] [OPP] OHL 400 kV Medgidia Sud- Cernavoda | RMED141 RCERN41 1 | 1283 | 1722 | -439 | 74 | 910 | AC
RO_CO_00041 | N-1 OHL 400 kV Medgidia Sud - Rahman | [RO-RO] [OPP] OHL 400 kV Medgidia Sud- Cernavoda | RMED141 RCERN41 1 | 1278 | 1722 | -444 | 74 | 907 | AC
RO_CO_00036 | N-1 OHL 400 kV Medgidia Sud - Stupina | [RO-RO] [OPP] OHL 400 kV Medgidia Sud- Cernavoda | RMED141 RCERN41 1 | 1275 | 1722 | -447 | 74 | 907 | AC
RO_CO_00012 | N-1 OHL 400 kV Isaccea - Tulcea Vest | [RO-RO] [OPP] OHL 400 kV Medgidia Sud- Cernavoda | RMED141 RCERN41 1 | 1273 | 1722 | -449 | 74 | 902 | AC
RO_CO_00010 | N-1 OHL 400 kV Isaccea - Stupina | [RO-RO] [OPP] OHL 400 kV Medgidia Sud- Cernavoda | RMED141 RCERN41 1 | 1257 | 1722 | -465 | 73 | 894 | AC
RO_CO_00011 | N-1 OHL 400 kV Isaccea - Rahman | [RO-RO] [OPP] OHL 400 kV Medgidia Sud- Cernavoda | RMED141 RCERN41 1 | 1252 | 1722 | -470 | 73 | 892 | AC

## 1730
Detailed results
Generated at: | 04/08/2026 21:31:05
Business day: | 2026-08-06
Horizon: | 2DA
Timestamp | 17:30
Border & direction: | South-Romania Exporting
Remedial actions | False
Margin satisfied | True
Final step | Margin Calculation
TTC [MW]: | 3347.73
Loading threshold | 0.7
Limiting CNEC | N-1 TIE 400 kV Resita-Pancevo c1/[RO-RS] [DIR] TIE 400 kV Portile de Fier-Djerdap
Applied RAs
Non Costly RAO
CO ID | RA ID | Name of the RA | Usage | Type | Location | Status | Details
Costly RAO
RA RD ID | TSO | Generator Name | Minimum Power [MW] | Maximum Power [MW] | RDP- | RDP+ | P [MW] before RAO | P [MW] after RAO | P0 [MW] | Plimit+ [MW] | Plimit- [MW] | Started up | Shutdown
Non Costly Reduction
CO ID | RA ID | Name of the RA | Usage | Type | Location | Status | Details
Limiting CNECs
CO ID | Name of the CO | Name of the CNE | CNE UCTE branch | Calculated I (A) | I max (PATL) | Margin (A) | Loading (%) | Flow [MW] | LF type
RO-RS_CO_00003 | N-1 TIE 400 kV Resita-Pancevo c2 | [RO-RS] [DIR] TIE 400 kV Portile de Fier-Djerdap | RPDFE41 XPF_DJ11 1 | 1571 | 1570 | 1 | 100 | 1087 | AC
RO-RS_CO_00004 | N-1 TIE 400 kV Resita-Pancevo c1 | [RO-RS] [DIR] TIE 400 kV Portile de Fier-Djerdap | RPDFE41 XPF_DJ11 1 | 1571 | 1570 | 1 | 100 | 1087 | AC
RO-BG_CO_00001 | N-1 TIE 400 kV TINTARENI-KOZLODUI 1 | [RO-RS] [DIR] TIE 400 kV Portile de Fier-Djerdap | RPDFE41 XPF_DJ11 1 | 1558 | 1570 | -12 | 99 | 1081 | AC
RO-BG_CO_00002 | N-1 TIE 400 kV TINTARENI-KOZLODUI 2 | [RO-RS] [DIR] TIE 400 kV Portile de Fier-Djerdap | RPDFE41 XPF_DJ11 1 | 1558 | 1570 | -12 | 99 | 1081 | AC
RO_CO_00001 | N-1 OHL 220 kV Portile de Fier-Resita 1&2 | [RO-RS] [DIR] TIE 400 kV Portile de Fier-Djerdap | RPDFE41 XPF_DJ11 1 | 1558 | 1570 | -12 | 99 | 1081 | AC
RO-MD_CO_00001 | N-1 TIE 400 kV Isaccea - Vulcanesti | [RO-RS] [DIR] TIE 400 kV Portile de Fier-Djerdap | RPDFE41 XPF_DJ11 1 | 1553 | 1570 | -17 | 99 | 1074 | AC
RO_CO_00052 | N-1 OHL 400 kV Sofia Zapad -Nis | [RO-RS] [DIR] TIE 400 kV Portile de Fier-Djerdap | RPDFE41 XPF_DJ11 1 | 1520 | 1570 | -50 | 97 | 1055 | AC
RO_CO_00002 | N-1 OHL 400 kV Mintia-Arad | [RO-RS] [DIR] TIE 400 kV Portile de Fier-Djerdap | RPDFE41 XPF_DJ11 1 | 1517 | 1570 | -53 | 97 | 1050 | AC
RO-HU_CO_00001 | N-1 TIE 400 kV Arad-Sandorfalva | [RO-RS] [DIR] TIE 400 kV Portile de Fier-Djerdap | RPDFE41 XPF_DJ11 1 | 1498 | 1570 | -72 | 95 | 1039 | AC
RO-UA_CO_00001 | N-1 TIE 400 kV Rosiori-Mukacevo | [RO-RS] [DIR] TIE 400 kV Portile de Fier-Djerdap | RPDFE41 XPF_DJ11 1 | 1491 | 1570 | -79 | 95 | 1034 | AC
RO-HU_CO_00002 | N-1 TIE 400 kV Nadab-Bekescsaba | [RO-RS] [DIR] TIE 400 kV Portile de Fier-Djerdap | RPDFE41 XPF_DJ11 1 | 1489 | 1570 | -81 | 95 | 1033 | AC
RO_CO_00029 | N-1 OHL 220 kV Resita-Timisoara 1&2 | [RO-RS] [DIR] TIE 400 kV Portile de Fier-Djerdap | RPDFE41 XPF_DJ11 1 | 1483 | 1570 | -87 | 94 | 1028 | AC
RO_CO_00027 | N-1 TRA 400/220 kV AT3 Arad | [RO-RS] [DIR] TIE 400 kV Portile de Fier-Djerdap | RPDFE41 XPF_DJ11 1 | 1477 | 1570 | -93 | 94 | 1025 | AC
Base case | Base case | [RO-RS] [DIR] TIE 400 kV Portile de Fier-Djerdap | RPDFE41 XPF_DJ11 1 | 1470 | 1570 | -100 | 94 | 1019 | AC
RO_CO_00013 | N-1 OHL 400 kV Lacu Sarat - Gura Ialomitei | [RO-RO] [OPP] OHL 400 kV Medgidia Sud- Cernavoda | RMED141 RCERN41 1 | 1422 | 1722 | -300 | 83 | 1011 | AC
RO_CO_00034 | N-1 TRA 400/220 kV AT2 Portile de Fier | [RO-RO] [OPP] TRA 400/220 kV AT1 Portile de Fier | RPDFE41 RPDF222 1 | 592 | 721 | -129 | 82 | 412 | AC
RO_CO_00028 | N-1 TRA 400/220 kV AT1 Portile de Fier | [RO-RO] [OPP] TRA 400/220 kV AT2 Portile de Fier | RPDF241 RPDF222 2 | 592 | 721 | -129 | 82 | 412 | AC
RO_CO_00035 | N-1 TRA 400/220 kV AT3 Portile de Fier | [RO-RO] [OPP] TRA 400/220 kV AT2 Portile de Fier | RPDF241 RPDF222 2 | 590 | 721 | -131 | 82 | 411 | AC
RO_CO_00035 | N-1 TRA 400/220 kV AT3 Portile de Fier | [RO-RO] [OPP] TRA 400/220 kV AT1 Portile de Fier | RPDFE41 RPDF222 1 | 590 | 721 | -131 | 82 | 411 | AC
RO_CO_00034 | N-1 TRA 400/220 kV AT2 Portile de Fier | [RO-RO] [OPP] TRA 400/220 kV AT3 Portile de Fier | RPDFE41 RPDF212 3 | 588 | 721 | -133 | 82 | 409 | AC
RO_CO_00028 | N-1 TRA 400/220 kV AT1 Portile de Fier | [RO-RO] [OPP] TRA 400/220 kV AT3 Portile de Fier | RPDFE41 RPDF212 3 | 588 | 721 | -133 | 82 | 409 | AC
RO_CO_00023 | N-1 OHL 400 kV Gutinas – Smardan | [RO-RO] [OPP] OHL 400 kV Medgidia Sud- Cernavoda | RMED141 RCERN41 1 | 1334 | 1722 | -388 | 77 | 949 | AC
Base case | Base case | [RO-RO] [OPP] OHL 400 kV Medgidia Sud- Cernavoda | RMED141 RCERN41 1 | 1317 | 1722 | -405 | 76 | 936 | AC
RO_CO_00015 | N-1 OHL 400 kV Tulcea Vest - Tariverde | [RO-RO] [OPP] OHL 400 kV Medgidia Sud- Cernavoda | RMED141 RCERN41 1 | 1309 | 1722 | -413 | 76 | 928 | AC
RO_CO_00041 | N-1 OHL 400 kV Medgidia Sud - Rahman | [RO-RO] [OPP] OHL 400 kV Medgidia Sud- Cernavoda | RMED141 RCERN41 1 | 1304 | 1722 | -418 | 76 | 924 | AC
RO_CO_00012 | N-1 OHL 400 kV Isaccea - Tulcea Vest | [RO-RO] [OPP] OHL 400 kV Medgidia Sud- Cernavoda | RMED141 RCERN41 1 | 1303 | 1722 | -419 | 76 | 923 | AC
RO_CO_00036 | N-1 OHL 400 kV Medgidia Sud - Stupina | [RO-RO] [OPP] OHL 400 kV Medgidia Sud- Cernavoda | RMED141 RCERN41 1 | 1301 | 1722 | -421 | 76 | 926 | AC
RO_CO_00010 | N-1 OHL 400 kV Isaccea - Stupina | [RO-RO] [OPP] OHL 400 kV Medgidia Sud- Cernavoda | RMED141 RCERN41 1 | 1286 | 1722 | -436 | 75 | 913 | AC
RO_CO_00011 | N-1 OHL 400 kV Isaccea - Rahman | [RO-RO] [OPP] OHL 400 kV Medgidia Sud- Cernavoda | RMED141 RCERN41 1 | 1280 | 1722 | -442 | 74 | 912 | AC
RO_CO_00001 | N-1 OHL 220 kV Portile de Fier-Resita 1&2 | [RO-RO] [OPP] TRA 400/220 kV AT2 Portile de Fier | RPDF241 RPDF222 2 | 515 | 721 | -206 | 71 | 356 | AC
RO_CO_00001 | N-1 OHL 220 kV Portile de Fier-Resita 1&2 | [RO-RO] [OPP] TRA 400/220 kV AT1 Portile de Fier | RPDFE41 RPDF222 1 | 515 | 721 | -206 | 71 | 356 | AC
RO_CO_00001 | N-1 OHL 220 kV Portile de Fier-Resita 1&2 | [RO-RO] [OPP] TRA 400/220 kV AT3 Portile de Fier | RPDFE41 RPDF212 3 | 512 | 721 | -209 | 71 | 354 | AC
RO-MD_CO_00001 | N-1 TIE 400 kV Isaccea - Vulcanesti | [RO-RO] [OPP] OHL 400 kV Medgidia Sud- Cernavoda | RMED141 RCERN41 1 | 1222 | 1722 | -500 | 71 | 871 | AC
RO-BG_CO_00005 | N-1 TIE 400 kV DOBRUDJA- MEDGIDIA SUD | [RO-RO] [OPP] OHL 400 kV Medgidia Sud- Cernavoda | RMED141 RCERN41 1 | 1218 | 1722 | -504 | 71 | 863 | AC
RO-BG_CO_00004 | N-1 TIE 400 kV MEDGIDIA SUD - VARNA | [RO-RO] [OPP] OHL 400 kV Medgidia Sud- Cernavoda | RMED141 RCERN41 1 | 1215 | 1722 | -507 | 71 | 862 | AC

## 1830
Detailed results
Generated at: | 04/08/2026 21:31:05
Business day: | 2026-08-06
Horizon: | 2DA
Timestamp | 18:30
Border & direction: | South-Romania Exporting
Remedial actions | False
Margin satisfied | True
Final step | Margin Calculation
TTC [MW]: | 2771.41
Loading threshold | 0.7
Limiting CNEC | N-1 TIE 400 kV Resita-Pancevo c1/[RO-RS] [DIR] TIE 400 kV Portile de Fier-Djerdap
Applied RAs
Non Costly RAO
CO ID | RA ID | Name of the RA | Usage | Type | Location | Status | Details
Costly RAO
RA RD ID | TSO | Generator Name | Minimum Power [MW] | Maximum Power [MW] | RDP- | RDP+ | P [MW] before RAO | P [MW] after RAO | P0 [MW] | Plimit+ [MW] | Plimit- [MW] | Started up | Shutdown
Non Costly Reduction
CO ID | RA ID | Name of the RA | Usage | Type | Location | Status | Details
Limiting CNECs
CO ID | Name of the CO | Name of the CNE | CNE UCTE branch | Calculated I (A) | I max (PATL) | Margin (A) | Loading (%) | Flow [MW] | LF type
RO-RS_CO_00003 | N-1 TIE 400 kV Resita-Pancevo c2 | [RO-RS] [DIR] TIE 400 kV Portile de Fier-Djerdap | RPDFE41 XPF_DJ11 1 | 1575 | 1570 | 5 | 100 | 1086 | AC
RO-RS_CO_00004 | N-1 TIE 400 kV Resita-Pancevo c1 | [RO-RS] [DIR] TIE 400 kV Portile de Fier-Djerdap | RPDFE41 XPF_DJ11 1 | 1575 | 1570 | 5 | 100 | 1086 | AC
RO_CO_00052 | N-1 OHL 400 kV Sofia Zapad -Nis | [RO-RS] [DIR] TIE 400 kV Portile de Fier-Djerdap | RPDFE41 XPF_DJ11 1 | 1571 | 1570 | 1 | 100 | 1086 | AC
RO_CO_00001 | N-1 OHL 220 kV Portile de Fier-Resita 1&2 | [RO-RS] [DIR] TIE 400 kV Portile de Fier-Djerdap | RPDFE41 XPF_DJ11 1 | 1570 | 1570 | 0 | 100 | 1085 | AC
RO-MD_CO_00001 | N-1 TIE 400 kV Isaccea - Vulcanesti | [RO-RS] [DIR] TIE 400 kV Portile de Fier-Djerdap | RPDFE41 XPF_DJ11 1 | 1554 | 1570 | -16 | 99 | 1068 | AC
RO_CO_00002 | N-1 OHL 400 kV Mintia-Arad | [RO-RS] [DIR] TIE 400 kV Portile de Fier-Djerdap | RPDFE41 XPF_DJ11 1 | 1525 | 1570 | -45 | 97 | 1050 | AC
RO-BG_CO_00002 | N-1 TIE 400 kV TINTARENI-KOZLODUI 2 | [RO-RS] [DIR] TIE 400 kV Portile de Fier-Djerdap | RPDFE41 XPF_DJ11 1 | 1522 | 1570 | -48 | 97 | 1051 | AC
RO-BG_CO_00001 | N-1 TIE 400 kV TINTARENI-KOZLODUI 1 | [RO-RS] [DIR] TIE 400 kV Portile de Fier-Djerdap | RPDFE41 XPF_DJ11 1 | 1522 | 1570 | -48 | 97 | 1051 | AC
RO-HU_CO_00001 | N-1 TIE 400 kV Arad-Sandorfalva | [RO-RS] [DIR] TIE 400 kV Portile de Fier-Djerdap | RPDFE41 XPF_DJ11 1 | 1500 | 1570 | -70 | 96 | 1036 | AC
RO-HU_CO_00002 | N-1 TIE 400 kV Nadab-Bekescsaba | [RO-RS] [DIR] TIE 400 kV Portile de Fier-Djerdap | RPDFE41 XPF_DJ11 1 | 1495 | 1570 | -75 | 95 | 1033 | AC
RO-UA_CO_00001 | N-1 TIE 400 kV Rosiori-Mukacevo | [RO-RS] [DIR] TIE 400 kV Portile de Fier-Djerdap | RPDFE41 XPF_DJ11 1 | 1493 | 1570 | -77 | 95 | 1030 | AC
RO_CO_00029 | N-1 OHL 220 kV Resita-Timisoara 1&2 | [RO-RS] [DIR] TIE 400 kV Portile de Fier-Djerdap | RPDFE41 XPF_DJ11 1 | 1490 | 1570 | -80 | 95 | 1030 | AC
RO_CO_00027 | N-1 TRA 400/220 kV AT3 Arad | [RO-RS] [DIR] TIE 400 kV Portile de Fier-Djerdap | RPDFE41 XPF_DJ11 1 | 1480 | 1570 | -90 | 94 | 1023 | AC
Base case | Base case | [RO-RS] [DIR] TIE 400 kV Portile de Fier-Djerdap | RPDFE41 XPF_DJ11 1 | 1466 | 1570 | -104 | 93 | 1012 | AC
RO_CO_00034 | N-1 TRA 400/220 kV AT2 Portile de Fier | [RO-RO] [OPP] TRA 400/220 kV AT1 Portile de Fier | RPDFE41 RPDF222 1 | 562 | 721 | -159 | 78 | 390 | AC
RO_CO_00028 | N-1 TRA 400/220 kV AT1 Portile de Fier | [RO-RO] [OPP] TRA 400/220 kV AT2 Portile de Fier | RPDF241 RPDF222 2 | 562 | 721 | -159 | 78 | 390 | AC
RO_CO_00035 | N-1 TRA 400/220 kV AT3 Portile de Fier | [RO-RO] [OPP] TRA 400/220 kV AT2 Portile de Fier | RPDF241 RPDF222 2 | 561 | 721 | -160 | 78 | 389 | AC
RO_CO_00035 | N-1 TRA 400/220 kV AT3 Portile de Fier | [RO-RO] [OPP] TRA 400/220 kV AT1 Portile de Fier | RPDFE41 RPDF222 1 | 561 | 721 | -160 | 78 | 389 | AC
RO_CO_00034 | N-1 TRA 400/220 kV AT2 Portile de Fier | [RO-RO] [OPP] TRA 400/220 kV AT3 Portile de Fier | RPDFE41 RPDF212 3 | 559 | 721 | -162 | 78 | 388 | AC
RO_CO_00028 | N-1 TRA 400/220 kV AT1 Portile de Fier | [RO-RO] [OPP] TRA 400/220 kV AT3 Portile de Fier | RPDFE41 RPDF212 3 | 559 | 721 | -162 | 78 | 388 | AC
RO_CO_00013 | N-1 OHL 400 kV Lacu Sarat - Gura Ialomitei | [RO-RO] [OPP] OHL 400 kV Medgidia Sud- Cernavoda | RMED141 RCERN41 1 | 1265 | 1722 | -457 | 73 | 899 | AC
RO_CO_00001 | N-1 OHL 220 kV Portile de Fier-Resita 1&2 | [RO-RO] [OPP] TRA 400/220 kV AT2 Portile de Fier | RPDF241 RPDF222 2 | 512 | 721 | -209 | 71 | 354 | AC
RO_CO_00001 | N-1 OHL 220 kV Portile de Fier-Resita 1&2 | [RO-RO] [OPP] TRA 400/220 kV AT1 Portile de Fier | RPDFE41 RPDF222 1 | 512 | 721 | -209 | 71 | 354 | AC
RO_CO_00001 | N-1 OHL 220 kV Portile de Fier-Resita 1&2 | [RO-RO] [OPP] TRA 400/220 kV AT3 Portile de Fier | RPDFE41 RPDF212 3 | 509 | 721 | -212 | 71 | 351 | AC

## 1930
Detailed results
Generated at: | 04/08/2026 21:31:05
Business day: | 2026-08-06
Horizon: | 2DA
Timestamp | 19:30
Border & direction: | South-Romania Exporting
Remedial actions | False
Margin satisfied | True
Final step | Margin Calculation
TTC [MW]: | 2210.61
Loading threshold | 0.7
Limiting CNEC | N-1 OHL 400 kV Sofia Zapad -Nis/[RO-RS] [DIR] TIE 400 kV Portile de Fier-Djerdap
Applied RAs
Non Costly RAO
CO ID | RA ID | Name of the RA | Usage | Type | Location | Status | Details
Costly RAO
RA RD ID | TSO | Generator Name | Minimum Power [MW] | Maximum Power [MW] | RDP- | RDP+ | P [MW] before RAO | P [MW] after RAO | P0 [MW] | Plimit+ [MW] | Plimit- [MW] | Started up | Shutdown
Non Costly Reduction
CO ID | RA ID | Name of the RA | Usage | Type | Location | Status | Details
Limiting CNECs
CO ID | Name of the CO | Name of the CNE | CNE UCTE branch | Calculated I (A) | I max (PATL) | Margin (A) | Loading (%) | Flow [MW] | LF type
RO_CO_00052 | N-1 OHL 400 kV Sofia Zapad -Nis | [RO-RS] [DIR] TIE 400 kV Portile de Fier-Djerdap | RPDFE41 XPF_DJ11 1 | 1582 | 1570 | 12 | 101 | 1102 | AC
RO_CO_00001 | N-1 OHL 220 kV Portile de Fier-Resita 1&2 | [RO-RS] [DIR] TIE 400 kV Portile de Fier-Djerdap | RPDFE41 XPF_DJ11 1 | 1536 | 1570 | -34 | 98 | 1069 | AC
RO-RS_CO_00003 | N-1 TIE 400 kV Resita-Pancevo c2 | [RO-RS] [DIR] TIE 400 kV Portile de Fier-Djerdap | RPDFE41 XPF_DJ11 1 | 1527 | 1570 | -43 | 97 | 1060 | AC
RO-RS_CO_00004 | N-1 TIE 400 kV Resita-Pancevo c1 | [RO-RS] [DIR] TIE 400 kV Portile de Fier-Djerdap | RPDFE41 XPF_DJ11 1 | 1527 | 1570 | -43 | 97 | 1060 | AC
RO-MD_CO_00001 | N-1 TIE 400 kV Isaccea - Vulcanesti | [RO-RS] [DIR] TIE 400 kV Portile de Fier-Djerdap | RPDFE41 XPF_DJ11 1 | 1504 | 1570 | -66 | 96 | 1041 | AC
RO_CO_00002 | N-1 OHL 400 kV Mintia-Arad | [RO-RS] [DIR] TIE 400 kV Portile de Fier-Djerdap | RPDFE41 XPF_DJ11 1 | 1487 | 1570 | -83 | 95 | 1030 | AC
RO-HU_CO_00001 | N-1 TIE 400 kV Arad-Sandorfalva | [RO-RS] [DIR] TIE 400 kV Portile de Fier-Djerdap | RPDFE41 XPF_DJ11 1 | 1458 | 1570 | -112 | 93 | 1014 | AC
RO-HU_CO_00002 | N-1 TIE 400 kV Nadab-Bekescsaba | [RO-RS] [DIR] TIE 400 kV Portile de Fier-Djerdap | RPDFE41 XPF_DJ11 1 | 1455 | 1570 | -115 | 93 | 1012 | AC
RO_CO_00029 | N-1 OHL 220 kV Resita-Timisoara 1&2 | [RO-RS] [DIR] TIE 400 kV Portile de Fier-Djerdap | RPDFE41 XPF_DJ11 1 | 1453 | 1570 | -117 | 93 | 1013 | AC
RO-BG_CO_00002 | N-1 TIE 400 kV TINTARENI-KOZLODUI 2 | [RO-RS] [DIR] TIE 400 kV Portile de Fier-Djerdap | RPDFE41 XPF_DJ11 1 | 1453 | 1570 | -117 | 93 | 1010 | AC
RO-BG_CO_00001 | N-1 TIE 400 kV TINTARENI-KOZLODUI 1 | [RO-RS] [DIR] TIE 400 kV Portile de Fier-Djerdap | RPDFE41 XPF_DJ11 1 | 1453 | 1570 | -117 | 93 | 1010 | AC
RO-UA_CO_00001 | N-1 TIE 400 kV Rosiori-Mukacevo | [RO-RS] [DIR] TIE 400 kV Portile de Fier-Djerdap | RPDFE41 XPF_DJ11 1 | 1452 | 1570 | -118 | 92 | 1009 | AC
RO_CO_00027 | N-1 TRA 400/220 kV AT3 Arad | [RO-RS] [DIR] TIE 400 kV Portile de Fier-Djerdap | RPDFE41 XPF_DJ11 1 | 1438 | 1570 | -132 | 92 | 1001 | AC
Base case | Base case | [RO-RS] [DIR] TIE 400 kV Portile de Fier-Djerdap | RPDFE41 XPF_DJ11 1 | 1423 | 1570 | -147 | 91 | 989 | AC
RO_CO_00028 | N-1 TRA 400/220 kV AT1 Portile de Fier | [RO-RO] [OPP] TRA 400/220 kV AT2 Portile de Fier | RPDF241 RPDF222 2 | 543 | 721 | -178 | 75 | 378 | AC
RO_CO_00034 | N-1 TRA 400/220 kV AT2 Portile de Fier | [RO-RO] [OPP] TRA 400/220 kV AT1 Portile de Fier | RPDFE41 RPDF222 1 | 543 | 721 | -178 | 75 | 378 | AC
RO_CO_00035 | N-1 TRA 400/220 kV AT3 Portile de Fier | [RO-RO] [OPP] TRA 400/220 kV AT2 Portile de Fier | RPDF241 RPDF222 2 | 542 | 721 | -179 | 75 | 377 | AC
RO_CO_00035 | N-1 TRA 400/220 kV AT3 Portile de Fier | [RO-RO] [OPP] TRA 400/220 kV AT1 Portile de Fier | RPDFE41 RPDF222 1 | 542 | 721 | -179 | 75 | 377 | AC
RO_CO_00034 | N-1 TRA 400/220 kV AT2 Portile de Fier | [RO-RO] [OPP] TRA 400/220 kV AT3 Portile de Fier | RPDFE41 RPDF212 3 | 540 | 721 | -181 | 75 | 376 | AC
RO_CO_00028 | N-1 TRA 400/220 kV AT1 Portile de Fier | [RO-RO] [OPP] TRA 400/220 kV AT3 Portile de Fier | RPDFE41 RPDF212 3 | 540 | 721 | -181 | 75 | 376 | AC
RO_CO_00001 | N-1 OHL 220 kV Portile de Fier-Resita 1&2 | [RO-RO] [OPP] TRA 400/220 kV AT1 Portile de Fier | RPDFE41 RPDF222 1 | 507 | 721 | -214 | 70 | 352 | AC
RO_CO_00001 | N-1 OHL 220 kV Portile de Fier-Resita 1&2 | [RO-RO] [OPP] TRA 400/220 kV AT2 Portile de Fier | RPDF241 RPDF222 2 | 507 | 721 | -214 | 70 | 352 | AC

## 2030
Detailed results
Generated at: | 04/08/2026 21:31:05
Business day: | 2026-08-06
Horizon: | 2DA
Timestamp | 20:30
Border & direction: | South-Romania Exporting
Remedial actions | False
Margin satisfied | True
Final step | Margin Calculation
TTC [MW]: | 2175.34
Loading threshold | 0.7
Limiting CNEC | N-1 OHL 400 kV Sofia Zapad -Nis/[RO-RS] [DIR] TIE 400 kV Portile de Fier-Djerdap
Applied RAs
Non Costly RAO
CO ID | RA ID | Name of the RA | Usage | Type | Location | Status | Details
Costly RAO
RA RD ID | TSO | Generator Name | Minimum Power [MW] | Maximum Power [MW] | RDP- | RDP+ | P [MW] before RAO | P [MW] after RAO | P0 [MW] | Plimit+ [MW] | Plimit- [MW] | Started up | Shutdown
Non Costly Reduction
CO ID | RA ID | Name of the RA | Usage | Type | Location | Status | Details
Limiting CNECs
CO ID | Name of the CO | Name of the CNE | CNE UCTE branch | Calculated I (A) | I max (PATL) | Margin (A) | Loading (%) | Flow [MW] | LF type
RO_CO_00052 | N-1 OHL 400 kV Sofia Zapad -Nis | [RO-RS] [DIR] TIE 400 kV Portile de Fier-Djerdap | RPDFE41 XPF_DJ11 1 | 1582 | 1570 | 12 | 101 | 1106 | AC
RO_CO_00001 | N-1 OHL 220 kV Portile de Fier-Resita 1&2 | [RO-RS] [DIR] TIE 400 kV Portile de Fier-Djerdap | RPDFE41 XPF_DJ11 1 | 1530 | 1570 | -40 | 97 | 1068 | AC
RO-RS_CO_00003 | N-1 TIE 400 kV Resita-Pancevo c2 | [RO-RS] [DIR] TIE 400 kV Portile de Fier-Djerdap | RPDFE41 XPF_DJ11 1 | 1524 | 1570 | -46 | 97 | 1062 | AC
RO-RS_CO_00004 | N-1 TIE 400 kV Resita-Pancevo c1 | [RO-RS] [DIR] TIE 400 kV Portile de Fier-Djerdap | RPDFE41 XPF_DJ11 1 | 1524 | 1570 | -46 | 97 | 1062 | AC
RO-MD_CO_00001 | N-1 TIE 400 kV Isaccea - Vulcanesti | [RO-RS] [DIR] TIE 400 kV Portile de Fier-Djerdap | RPDFE41 XPF_DJ11 1 | 1503 | 1570 | -67 | 96 | 1045 | AC
RO_CO_00002 | N-1 OHL 400 kV Mintia-Arad | [RO-RS] [DIR] TIE 400 kV Portile de Fier-Djerdap | RPDFE41 XPF_DJ11 1 | 1486 | 1570 | -84 | 95 | 1034 | AC
RO-HU_CO_00001 | N-1 TIE 400 kV Arad-Sandorfalva | [RO-RS] [DIR] TIE 400 kV Portile de Fier-Djerdap | RPDFE41 XPF_DJ11 1 | 1453 | 1570 | -117 | 93 | 1015 | AC
RO-HU_CO_00002 | N-1 TIE 400 kV Nadab-Bekescsaba | [RO-RS] [DIR] TIE 400 kV Portile de Fier-Djerdap | RPDFE41 XPF_DJ11 1 | 1450 | 1570 | -120 | 92 | 1013 | AC
RO-UA_CO_00001 | N-1 TIE 400 kV Rosiori-Mukacevo | [RO-RS] [DIR] TIE 400 kV Portile de Fier-Djerdap | RPDFE41 XPF_DJ11 1 | 1450 | 1570 | -120 | 92 | 1012 | AC
RO-BG_CO_00001 | N-1 TIE 400 kV TINTARENI-KOZLODUI 1 | [RO-RS] [DIR] TIE 400 kV Portile de Fier-Djerdap | RPDFE41 XPF_DJ11 1 | 1447 | 1570 | -123 | 92 | 1010 | AC
RO-BG_CO_00002 | N-1 TIE 400 kV TINTARENI-KOZLODUI 2 | [RO-RS] [DIR] TIE 400 kV Portile de Fier-Djerdap | RPDFE41 XPF_DJ11 1 | 1447 | 1570 | -123 | 92 | 1010 | AC
RO_CO_00029 | N-1 OHL 220 kV Resita-Timisoara 1&2 | [RO-RS] [DIR] TIE 400 kV Portile de Fier-Djerdap | RPDFE41 XPF_DJ11 1 | 1446 | 1570 | -124 | 92 | 1012 | AC
RO_CO_00027 | N-1 TRA 400/220 kV AT3 Arad | [RO-RS] [DIR] TIE 400 kV Portile de Fier-Djerdap | RPDFE41 XPF_DJ11 1 | 1440 | 1570 | -130 | 92 | 1008 | AC
Base case | Base case | [RO-RS] [DIR] TIE 400 kV Portile de Fier-Djerdap | RPDFE41 XPF_DJ11 1 | 1417 | 1570 | -153 | 90 | 989 | AC
RO_CO_00028 | N-1 TRA 400/220 kV AT1 Portile de Fier | [RO-RO] [OPP] TRA 400/220 kV AT2 Portile de Fier | RPDF241 RPDF222 2 | 545 | 721 | -176 | 76 | 379 | AC
RO_CO_00034 | N-1 TRA 400/220 kV AT2 Portile de Fier | [RO-RO] [OPP] TRA 400/220 kV AT1 Portile de Fier | RPDFE41 RPDF222 1 | 545 | 721 | -176 | 76 | 379 | AC
RO_CO_00035 | N-1 TRA 400/220 kV AT3 Portile de Fier | [RO-RO] [OPP] TRA 400/220 kV AT2 Portile de Fier | RPDF241 RPDF222 2 | 543 | 721 | -178 | 75 | 378 | AC
RO_CO_00035 | N-1 TRA 400/220 kV AT3 Portile de Fier | [RO-RO] [OPP] TRA 400/220 kV AT1 Portile de Fier | RPDFE41 RPDF222 1 | 543 | 721 | -178 | 75 | 378 | AC
RO_CO_00028 | N-1 TRA 400/220 kV AT1 Portile de Fier | [RO-RO] [OPP] TRA 400/220 kV AT3 Portile de Fier | RPDFE41 RPDF212 3 | 541 | 721 | -180 | 75 | 377 | AC
RO_CO_00034 | N-1 TRA 400/220 kV AT2 Portile de Fier | [RO-RO] [OPP] TRA 400/220 kV AT3 Portile de Fier | RPDFE41 RPDF212 3 | 541 | 721 | -180 | 75 | 377 | AC
RO_CO_00001 | N-1 OHL 220 kV Portile de Fier-Resita 1&2 | [RO-RO] [OPP] TRA 400/220 kV AT2 Portile de Fier | RPDF241 RPDF222 2 | 508 | 721 | -213 | 71 | 353 | AC
RO_CO_00001 | N-1 OHL 220 kV Portile de Fier-Resita 1&2 | [RO-RO] [OPP] TRA 400/220 kV AT1 Portile de Fier | RPDFE41 RPDF222 1 | 508 | 721 | -213 | 71 | 353 | AC
RO_CO_00001 | N-1 OHL 220 kV Portile de Fier-Resita 1&2 | [RO-RO] [OPP] TRA 400/220 kV AT3 Portile de Fier | RPDFE41 RPDF212 3 | 505 | 721 | -216 | 70 | 351 | AC

## 2130
Detailed results
Generated at: | 04/08/2026 21:31:05
Business day: | 2026-08-06
Horizon: | 2DA
Timestamp | 21:30
Border & direction: | South-Romania Exporting
Remedial actions | False
Margin satisfied | True
Final step | Margin Calculation
TTC [MW]: | 2265.57
Loading threshold | 0.7
Limiting CNEC | N-1 OHL 400 kV Sofia Zapad -Nis/[RO-RS] [DIR] TIE 400 kV Portile de Fier-Djerdap
Applied RAs
Non Costly RAO
CO ID | RA ID | Name of the RA | Usage | Type | Location | Status | Details
Costly RAO
RA RD ID | TSO | Generator Name | Minimum Power [MW] | Maximum Power [MW] | RDP- | RDP+ | P [MW] before RAO | P [MW] after RAO | P0 [MW] | Plimit+ [MW] | Plimit- [MW] | Started up | Shutdown
Non Costly Reduction
CO ID | RA ID | Name of the RA | Usage | Type | Location | Status | Details
Limiting CNECs
CO ID | Name of the CO | Name of the CNE | CNE UCTE branch | Calculated I (A) | I max (PATL) | Margin (A) | Loading (%) | Flow [MW] | LF type
RO_CO_00052 | N-1 OHL 400 kV Sofia Zapad -Nis | [RO-RS] [DIR] TIE 400 kV Portile de Fier-Djerdap | RPDFE41 XPF_DJ11 1 | 1581 | 1570 | 11 | 101 | 1114 | AC
RO_CO_00001 | N-1 OHL 220 kV Portile de Fier-Resita 1&2 | [RO-RS] [DIR] TIE 400 kV Portile de Fier-Djerdap | RPDFE41 XPF_DJ11 1 | 1535 | 1570 | -35 | 98 | 1082 | AC
RO-RS_CO_00003 | N-1 TIE 400 kV Resita-Pancevo c2 | [RO-RS] [DIR] TIE 400 kV Portile de Fier-Djerdap | RPDFE41 XPF_DJ11 1 | 1520 | 1570 | -50 | 97 | 1069 | AC
RO-RS_CO_00004 | N-1 TIE 400 kV Resita-Pancevo c1 | [RO-RS] [DIR] TIE 400 kV Portile de Fier-Djerdap | RPDFE41 XPF_DJ11 1 | 1520 | 1570 | -50 | 97 | 1069 | AC
RO-MD_CO_00001 | N-1 TIE 400 kV Isaccea - Vulcanesti | [RO-RS] [DIR] TIE 400 kV Portile de Fier-Djerdap | RPDFE41 XPF_DJ11 1 | 1505 | 1570 | -65 | 96 | 1055 | AC
RO_CO_00002 | N-1 OHL 400 kV Mintia-Arad | [RO-RS] [DIR] TIE 400 kV Portile de Fier-Djerdap | RPDFE41 XPF_DJ11 1 | 1483 | 1570 | -87 | 94 | 1041 | AC
RO-HU_CO_00001 | N-1 TIE 400 kV Arad-Sandorfalva | [RO-RS] [DIR] TIE 400 kV Portile de Fier-Djerdap | RPDFE41 XPF_DJ11 1 | 1450 | 1570 | -120 | 92 | 1022 | AC
RO-BG_CO_00001 | N-1 TIE 400 kV TINTARENI-KOZLODUI 1 | [RO-RS] [DIR] TIE 400 kV Portile de Fier-Djerdap | RPDFE41 XPF_DJ11 1 | 1449 | 1570 | -121 | 92 | 1021 | AC
RO-BG_CO_00002 | N-1 TIE 400 kV TINTARENI-KOZLODUI 2 | [RO-RS] [DIR] TIE 400 kV Portile de Fier-Djerdap | RPDFE41 XPF_DJ11 1 | 1449 | 1570 | -121 | 92 | 1021 | AC
RO-HU_CO_00002 | N-1 TIE 400 kV Nadab-Bekescsaba | [RO-RS] [DIR] TIE 400 kV Portile de Fier-Djerdap | RPDFE41 XPF_DJ11 1 | 1447 | 1570 | -123 | 92 | 1020 | AC
RO-UA_CO_00001 | N-1 TIE 400 kV Rosiori-Mukacevo | [RO-RS] [DIR] TIE 400 kV Portile de Fier-Djerdap | RPDFE41 XPF_DJ11 1 | 1443 | 1570 | -127 | 92 | 1016 | AC
RO_CO_00029 | N-1 OHL 220 kV Resita-Timisoara 1&2 | [RO-RS] [DIR] TIE 400 kV Portile de Fier-Djerdap | RPDFE41 XPF_DJ11 1 | 1439 | 1570 | -131 | 92 | 1016 | AC
RO_CO_00027 | N-1 TRA 400/220 kV AT3 Arad | [RO-RS] [DIR] TIE 400 kV Portile de Fier-Djerdap | RPDFE41 XPF_DJ11 1 | 1437 | 1570 | -133 | 92 | 1014 | AC
Base case | Base case | [RO-RS] [DIR] TIE 400 kV Portile de Fier-Djerdap | RPDFE41 XPF_DJ11 1 | 1414 | 1570 | -156 | 90 | 997 | AC
RO_CO_00034 | N-1 TRA 400/220 kV AT2 Portile de Fier | [RO-RO] [OPP] TRA 400/220 kV AT1 Portile de Fier | RPDFE41 RPDF222 1 | 533 | 721 | -188 | 74 | 373 | AC
RO_CO_00028 | N-1 TRA 400/220 kV AT1 Portile de Fier | [RO-RO] [OPP] TRA 400/220 kV AT2 Portile de Fier | RPDF241 RPDF222 2 | 533 | 721 | -188 | 74 | 373 | AC
RO_CO_00035 | N-1 TRA 400/220 kV AT3 Portile de Fier | [RO-RO] [OPP] TRA 400/220 kV AT1 Portile de Fier | RPDFE41 RPDF222 1 | 532 | 721 | -189 | 74 | 372 | AC
RO_CO_00035 | N-1 TRA 400/220 kV AT3 Portile de Fier | [RO-RO] [OPP] TRA 400/220 kV AT2 Portile de Fier | RPDF241 RPDF222 2 | 532 | 721 | -189 | 74 | 372 | AC
RO_CO_00034 | N-1 TRA 400/220 kV AT2 Portile de Fier | [RO-RO] [OPP] TRA 400/220 kV AT3 Portile de Fier | RPDFE41 RPDF212 3 | 530 | 721 | -191 | 74 | 370 | AC
RO_CO_00028 | N-1 TRA 400/220 kV AT1 Portile de Fier | [RO-RO] [OPP] TRA 400/220 kV AT3 Portile de Fier | RPDFE41 RPDF212 3 | 530 | 721 | -191 | 74 | 370 | AC
RO_CO_00001 | N-1 OHL 220 kV Portile de Fier-Resita 1&2 | [RO-RO] [OPP] TRA 400/220 kV AT1 Portile de Fier | RPDFE41 RPDF222 1 | 508 | 721 | -213 | 70 | 355 | AC
RO_CO_00001 | N-1 OHL 220 kV Portile de Fier-Resita 1&2 | [RO-RO] [OPP] TRA 400/220 kV AT2 Portile de Fier | RPDF241 RPDF222 2 | 508 | 721 | -213 | 70 | 355 | AC
RO_CO_00001 | N-1 OHL 220 kV Portile de Fier-Resita 1&2 | [RO-RO] [OPP] TRA 400/220 kV AT3 Portile de Fier | RPDFE41 RPDF212 3 | 505 | 721 | -216 | 70 | 352 | AC

## 2230
Detailed results
Generated at: | 04/08/2026 21:31:06
Business day: | 2026-08-06
Horizon: | 2DA
Timestamp | 22:30
Border & direction: | South-Romania Exporting
Remedial actions | False
Margin satisfied | True
Final step | Margin Calculation
TTC [MW]: | 3065.29
Loading threshold | 0.7
Limiting CNEC | N-1 TIE 400 kV Resita-Pancevo c1/[RO-RS] [DIR] TIE 400 kV Portile de Fier-Djerdap
Applied RAs
Non Costly RAO
CO ID | RA ID | Name of the RA | Usage | Type | Location | Status | Details
Costly RAO
RA RD ID | TSO | Generator Name | Minimum Power [MW] | Maximum Power [MW] | RDP- | RDP+ | P [MW] before RAO | P [MW] after RAO | P0 [MW] | Plimit+ [MW] | Plimit- [MW] | Started up | Shutdown
Non Costly Reduction
CO ID | RA ID | Name of the RA | Usage | Type | Location | Status | Details
Limiting CNECs
CO ID | Name of the CO | Name of the CNE | CNE UCTE branch | Calculated I (A) | I max (PATL) | Margin (A) | Loading (%) | Flow [MW] | LF type
RO-RS_CO_00003 | N-1 TIE 400 kV Resita-Pancevo c2 | [RO-RS] [DIR] TIE 400 kV Portile de Fier-Djerdap | RPDFE41 XPF_DJ11 1 | 1568 | 1570 | -2 | 100 | 1107 | AC
RO-RS_CO_00004 | N-1 TIE 400 kV Resita-Pancevo c1 | [RO-RS] [DIR] TIE 400 kV Portile de Fier-Djerdap | RPDFE41 XPF_DJ11 1 | 1568 | 1570 | -2 | 100 | 1107 | AC
RO_CO_00001 | N-1 OHL 220 kV Portile de Fier-Resita 1&2 | [RO-RS] [DIR] TIE 400 kV Portile de Fier-Djerdap | RPDFE41 XPF_DJ11 1 | 1567 | 1570 | -3 | 100 | 1109 | AC
RO_CO_00052 | N-1 OHL 400 kV Sofia Zapad -Nis | [RO-RS] [DIR] TIE 400 kV Portile de Fier-Djerdap | RPDFE41 XPF_DJ11 1 | 1567 | 1570 | -3 | 100 | 1109 | AC
RO-MD_CO_00001 | N-1 TIE 400 kV Isaccea - Vulcanesti | [RO-RS] [DIR] TIE 400 kV Portile de Fier-Djerdap | RPDFE41 XPF_DJ11 1 | 1542 | 1570 | -28 | 98 | 1088 | AC
RO-BG_CO_00001 | N-1 TIE 400 kV TINTARENI-KOZLODUI 1 | [RO-RS] [DIR] TIE 400 kV Portile de Fier-Djerdap | RPDFE41 XPF_DJ11 1 | 1542 | 1570 | -28 | 98 | 1091 | AC
RO-BG_CO_00002 | N-1 TIE 400 kV TINTARENI-KOZLODUI 2 | [RO-RS] [DIR] TIE 400 kV Portile de Fier-Djerdap | RPDFE41 XPF_DJ11 1 | 1542 | 1570 | -28 | 98 | 1091 | AC
RO_CO_00002 | N-1 OHL 400 kV Mintia-Arad | [RO-RS] [DIR] TIE 400 kV Portile de Fier-Djerdap | RPDFE41 XPF_DJ11 1 | 1522 | 1570 | -48 | 97 | 1075 | AC
RO-HU_CO_00001 | N-1 TIE 400 kV Arad-Sandorfalva | [RO-RS] [DIR] TIE 400 kV Portile de Fier-Djerdap | RPDFE41 XPF_DJ11 1 | 1500 | 1570 | -70 | 96 | 1061 | AC
RO-HU_CO_00002 | N-1 TIE 400 kV Nadab-Bekescsaba | [RO-RS] [DIR] TIE 400 kV Portile de Fier-Djerdap | RPDFE41 XPF_DJ11 1 | 1495 | 1570 | -75 | 95 | 1058 | AC
RO-UA_CO_00001 | N-1 TIE 400 kV Rosiori-Mukacevo | [RO-RS] [DIR] TIE 400 kV Portile de Fier-Djerdap | RPDFE41 XPF_DJ11 1 | 1480 | 1570 | -90 | 94 | 1047 | AC
RO_CO_00027 | N-1 TRA 400/220 kV AT3 Arad | [RO-RS] [DIR] TIE 400 kV Portile de Fier-Djerdap | RPDFE41 XPF_DJ11 1 | 1478 | 1570 | -92 | 94 | 1047 | AC
RO_CO_00029 | N-1 OHL 220 kV Resita-Timisoara 1&2 | [RO-RS] [DIR] TIE 400 kV Portile de Fier-Djerdap | RPDFE41 XPF_DJ11 1 | 1471 | 1570 | -99 | 94 | 1043 | AC
Base case | Base case | [RO-RS] [DIR] TIE 400 kV Portile de Fier-Djerdap | RPDFE41 XPF_DJ11 1 | 1466 | 1570 | -104 | 93 | 1038 | AC
RO_CO_00028 | N-1 TRA 400/220 kV AT1 Portile de Fier | [RO-RO] [OPP] TRA 400/220 kV AT2 Portile de Fier | RPDF241 RPDF222 2 | 566 | 721 | -155 | 79 | 397 | AC
RO_CO_00034 | N-1 TRA 400/220 kV AT2 Portile de Fier | [RO-RO] [OPP] TRA 400/220 kV AT1 Portile de Fier | RPDFE41 RPDF222 1 | 566 | 721 | -155 | 79 | 397 | AC
RO_CO_00035 | N-1 TRA 400/220 kV AT3 Portile de Fier | [RO-RO] [OPP] TRA 400/220 kV AT1 Portile de Fier | RPDFE41 RPDF222 1 | 565 | 721 | -156 | 78 | 395 | AC
RO_CO_00035 | N-1 TRA 400/220 kV AT3 Portile de Fier | [RO-RO] [OPP] TRA 400/220 kV AT2 Portile de Fier | RPDF241 RPDF222 2 | 565 | 721 | -156 | 78 | 395 | AC
RO_CO_00028 | N-1 TRA 400/220 kV AT1 Portile de Fier | [RO-RO] [OPP] TRA 400/220 kV AT3 Portile de Fier | RPDFE41 RPDF212 3 | 563 | 721 | -158 | 78 | 394 | AC
RO_CO_00034 | N-1 TRA 400/220 kV AT2 Portile de Fier | [RO-RO] [OPP] TRA 400/220 kV AT3 Portile de Fier | RPDFE41 RPDF212 3 | 563 | 721 | -158 | 78 | 394 | AC
RO_CO_00001 | N-1 OHL 220 kV Portile de Fier-Resita 1&2 | [RO-RO] [OPP] TRA 400/220 kV AT2 Portile de Fier | RPDF241 RPDF222 2 | 510 | 721 | -211 | 71 | 356 | AC
RO_CO_00001 | N-1 OHL 220 kV Portile de Fier-Resita 1&2 | [RO-RO] [OPP] TRA 400/220 kV AT1 Portile de Fier | RPDFE41 RPDF222 1 | 510 | 721 | -211 | 71 | 356 | AC
RO_CO_00017 | N-1 OHL 400 kV Constanta Nord- Cernavoda | [RO-RO] [OPP] OHL 400 kV Medgidia Sud- Cernavoda | RMED141 RCERN41 1 | 1210 | 1722 | -512 | 70 | 860 | AC
RO_CO_00001 | N-1 OHL 220 kV Portile de Fier-Resita 1&2 | [RO-RO] [OPP] TRA 400/220 kV AT3 Portile de Fier | RPDFE41 RPDF212 3 | 506 | 721 | -214 | 70 | 353 | AC

## 2330
Detailed results
Generated at: | 04/08/2026 21:31:06
Business day: | 2026-08-06
Horizon: | 2DA
Timestamp | 23:30
Border & direction: | South-Romania Exporting
Remedial actions | False
Margin satisfied | True
Final step | Margin Calculation
TTC [MW]: | 2984.97
Loading threshold | 0.7
Limiting CNEC | N-1 OHL 400 kV Sofia Zapad -Nis/[RO-RS] [DIR] TIE 400 kV Portile de Fier-Djerdap
Applied RAs
Non Costly RAO
CO ID | RA ID | Name of the RA | Usage | Type | Location | Status | Details
Costly RAO
RA RD ID | TSO | Generator Name | Minimum Power [MW] | Maximum Power [MW] | RDP- | RDP+ | P [MW] before RAO | P [MW] after RAO | P0 [MW] | Plimit+ [MW] | Plimit- [MW] | Started up | Shutdown
Non Costly Reduction
CO ID | RA ID | Name of the RA | Usage | Type | Location | Status | Details
Limiting CNECs
CO ID | Name of the CO | Name of the CNE | CNE UCTE branch | Calculated I (A) | I max (PATL) | Margin (A) | Loading (%) | Flow [MW] | LF type
RO_CO_00052 | N-1 OHL 400 kV Sofia Zapad -Nis | [RO-RS] [DIR] TIE 400 kV Portile de Fier-Djerdap | RPDFE41 XPF_DJ11 1 | 1570 | 1570 | 0 | 100 | 1112 | AC
RO-RS_CO_00003 | N-1 TIE 400 kV Resita-Pancevo c2 | [RO-RS] [DIR] TIE 400 kV Portile de Fier-Djerdap | RPDFE41 XPF_DJ11 1 | 1563 | 1570 | -7 | 100 | 1105 | AC
RO-RS_CO_00004 | N-1 TIE 400 kV Resita-Pancevo c1 | [RO-RS] [DIR] TIE 400 kV Portile de Fier-Djerdap | RPDFE41 XPF_DJ11 1 | 1563 | 1570 | -7 | 100 | 1105 | AC
RO_CO_00001 | N-1 OHL 220 kV Portile de Fier-Resita 1&2 | [RO-RS] [DIR] TIE 400 kV Portile de Fier-Djerdap | RPDFE41 XPF_DJ11 1 | 1563 | 1570 | -7 | 100 | 1107 | AC
RO-MD_CO_00001 | N-1 TIE 400 kV Isaccea - Vulcanesti | [RO-RS] [DIR] TIE 400 kV Portile de Fier-Djerdap | RPDFE41 XPF_DJ11 1 | 1540 | 1570 | -30 | 98 | 1087 | AC
RO-BG_CO_00002 | N-1 TIE 400 kV TINTARENI-KOZLODUI 2 | [RO-RS] [DIR] TIE 400 kV Portile de Fier-Djerdap | RPDFE41 XPF_DJ11 1 | 1532 | 1570 | -38 | 98 | 1084 | AC
RO-BG_CO_00001 | N-1 TIE 400 kV TINTARENI-KOZLODUI 1 | [RO-RS] [DIR] TIE 400 kV Portile de Fier-Djerdap | RPDFE41 XPF_DJ11 1 | 1532 | 1570 | -38 | 98 | 1084 | AC
RO_CO_00002 | N-1 OHL 400 kV Mintia-Arad | [RO-RS] [DIR] TIE 400 kV Portile de Fier-Djerdap | RPDFE41 XPF_DJ11 1 | 1518 | 1570 | -52 | 97 | 1073 | AC
RO-HU_CO_00001 | N-1 TIE 400 kV Arad-Sandorfalva | [RO-RS] [DIR] TIE 400 kV Portile de Fier-Djerdap | RPDFE41 XPF_DJ11 1 | 1495 | 1570 | -75 | 95 | 1059 | AC
RO-HU_CO_00002 | N-1 TIE 400 kV Nadab-Bekescsaba | [RO-RS] [DIR] TIE 400 kV Portile de Fier-Djerdap | RPDFE41 XPF_DJ11 1 | 1490 | 1570 | -80 | 95 | 1055 | AC
RO-UA_CO_00001 | N-1 TIE 400 kV Rosiori-Mukacevo | [RO-RS] [DIR] TIE 400 kV Portile de Fier-Djerdap | RPDFE41 XPF_DJ11 1 | 1476 | 1570 | -94 | 94 | 1045 | AC
RO_CO_00027 | N-1 TRA 400/220 kV AT3 Arad | [RO-RS] [DIR] TIE 400 kV Portile de Fier-Djerdap | RPDFE41 XPF_DJ11 1 | 1475 | 1570 | -95 | 94 | 1046 | AC
RO_CO_00029 | N-1 OHL 220 kV Resita-Timisoara 1&2 | [RO-RS] [DIR] TIE 400 kV Portile de Fier-Djerdap | RPDFE41 XPF_DJ11 1 | 1468 | 1570 | -102 | 94 | 1041 | AC
Base case | Base case | [RO-RS] [DIR] TIE 400 kV Portile de Fier-Djerdap | RPDFE41 XPF_DJ11 1 | 1462 | 1570 | -108 | 93 | 1035 | AC
RO_CO_00034 | N-1 TRA 400/220 kV AT2 Portile de Fier | [RO-RO] [OPP] TRA 400/220 kV AT1 Portile de Fier | RPDFE41 RPDF222 1 | 565 | 721 | -156 | 78 | 396 | AC
RO_CO_00028 | N-1 TRA 400/220 kV AT1 Portile de Fier | [RO-RO] [OPP] TRA 400/220 kV AT2 Portile de Fier | RPDF241 RPDF222 2 | 565 | 721 | -156 | 78 | 396 | AC
RO_CO_00035 | N-1 TRA 400/220 kV AT3 Portile de Fier | [RO-RO] [OPP] TRA 400/220 kV AT2 Portile de Fier | RPDF241 RPDF222 2 | 564 | 721 | -157 | 78 | 395 | AC
RO_CO_00035 | N-1 TRA 400/220 kV AT3 Portile de Fier | [RO-RO] [OPP] TRA 400/220 kV AT1 Portile de Fier | RPDFE41 RPDF222 1 | 564 | 721 | -157 | 78 | 395 | AC
RO_CO_00034 | N-1 TRA 400/220 kV AT2 Portile de Fier | [RO-RO] [OPP] TRA 400/220 kV AT3 Portile de Fier | RPDFE41 RPDF212 3 | 562 | 721 | -159 | 78 | 393 | AC
RO_CO_00028 | N-1 TRA 400/220 kV AT1 Portile de Fier | [RO-RO] [OPP] TRA 400/220 kV AT3 Portile de Fier | RPDFE41 RPDF212 3 | 562 | 721 | -159 | 78 | 393 | AC
RO_CO_00001 | N-1 OHL 220 kV Portile de Fier-Resita 1&2 | [RO-RO] [OPP] TRA 400/220 kV AT1 Portile de Fier | RPDFE41 RPDF222 1 | 509 | 721 | -212 | 71 | 355 | AC
RO_CO_00001 | N-1 OHL 220 kV Portile de Fier-Resita 1&2 | [RO-RO] [OPP] TRA 400/220 kV AT2 Portile de Fier | RPDF241 RPDF222 2 | 509 | 721 | -212 | 71 | 355 | AC
RO_CO_00001 | N-1 OHL 220 kV Portile de Fier-Resita 1&2 | [RO-RO] [OPP] TRA 400/220 kV AT3 Portile de Fier | RPDFE41 RPDF212 3 | 506 | 721 | -215 | 70 | 353 | AC