## 0030
Detailed results
Generated at: | 21/08/2026 21:48:49
Business day: | 2026-08-23
Horizon: | 2DA
Timestamp | 00:30
Border & direction: | South-Romania Exporting
Remedial actions | True
Margin satisfied | False
Final step | RAO
TTC [MW]: | 4068
Loading threshold | 0.7
Limiting CNEC | N-1 TIE 400 kV TINTARENI-KOZLODUI 1/[RO-RS] [DIR] TIE 400 kV Portile de Fier-Djerdap
Applied RAs
Non Costly RAO
CO ID | RA ID | Name of the RA | Usage | Type | Location | Status | Details
Costly RAO
RA RD ID | TSO | Generator Name | Minimum Power [MW] | Maximum Power [MW] | RDP- | RDP+ | P [MW] before RAO | P [MW] after RAO | P0 [MW] | Plimit+ [MW] | Plimit- [MW] | Started up | Shutdown
RO_RA_00105 | RO | RROVI31 _generator | 0 | 310 |  |  | 310 | 197 |  | 310 | 1 | FALSE | FALSE
RO_RA_00110 | RO | RIERN22 _generator | 0 | 200 |  |  | 200 | 116 |  | 200 | 1 | FALSE | FALSE
RO_RA_00115 | RO | RPDF212 _generator | 0 | 389 |  |  | 389 | 0 |  | 389 | 0 | FALSE | TRUE
RO_RA_00116 | RO | RVMAR_5 _generator | 0 | 50 |  |  | 26 | 50 |  | 50 | 0 | FALSE | FALSE
RO_RA_00117 | RO | RGODI_5 _generator | 0 | 114 |  |  | 58 | 114 |  | 114 | 0 | FALSE | FALSE
RO_RA_00120 | RO | RTOPV_5 _generator | 0 | 10 |  |  | 0 | 10 |  | 10 | 0 | TRUE | FALSE
RO_RA_00121 | RO | RFMEP_5 _generator | 0 | 14 |  |  | 0 | 14 |  | 14 | 0 | TRUE | FALSE
RO_RA_00122 | RO | RVLCE15 _generator | 0 | 55 |  |  | 1 | 55 |  | 55 | 0 | FALSE | FALSE
RO_RA_00123 | RO | RVALD_5 _generator | 0 | 15 |  |  | 0 | 15 |  | 15 | 0 | TRUE | FALSE
RO_RA_00124 | RO | RELAR_5 _generator | 0 | 10 |  |  | 0 | 10 |  | 10 | 0 | TRUE | FALSE
RO_RA_00125 | RO | RAREF_5 _generator | 0 | 10 |  |  | 0 | 10 |  | 10 | 0 | TRUE | FALSE
RO_RA_00126 | RO | RARGS_5 _generator | 0 | 31 |  |  | 1 | 31 |  | 31 | 0 | FALSE | FALSE
RO_RA_00127 | RO | RALBE_5 _generator | 0 | 30 |  |  | 0 | 30 |  | 30 | 0 | TRUE | FALSE
RO_RA_00128 | RO | RCERB_5 _generator | 0 | 15 |  |  | 0 | 15 |  | 15 | 0 | TRUE | FALSE
RO_RA_00129 | RO | RVLCE25 _generator | 0 | 12 |  |  | 0 | 12 |  | 12 | 0 | TRUE | FALSE
RO_RA_00130 | RO | RCLNG_5 _generator | 0 | 90 |  |  | 50 | 90 |  | 90 | 0 | FALSE | FALSE
RO_RA_00132 | RO | RLOT212 _generator | 0 | 340 |  |  | 340 | 0 |  | 340 | 0 | FALSE | TRUE
RO_RA_00133 | RO | RBRDS25 _generator | 0 | 118 |  |  | 118 | 0 |  | 118 | 0 | FALSE | TRUE
RO_RA_00134 | RO | RSTUP_5 _generator | 0 | 45 |  |  | 10 | 45 |  | 45 | 0 | FALSE | FALSE
RO_RA_00135 | RO | RDAIES5 _generator | 0 | 37 |  |  | 17 | 37 |  | 37 | 0 | FALSE | FALSE
RO_RA_00136 | RO | RVILN_5 _generator | 0 | 46 |  |  | 10 | 46 |  | 46 | 0 | FALSE | FALSE
RO_RA_00137 | RO | RRIUR15 _generator | 0 | 48 |  |  | 22 | 48 |  | 48 | 0 | FALSE | FALSE
RO_RA_00138 | RO | RMARC_5 _generator | 0 | 39 |  |  | 8 | 39 |  | 39 | 0 | FALSE | FALSE
RO_RA_00139 | RO | RIONE_5 _generator | 0 | 38 |  |  | 17 | 38 |  | 38 | 0 | FALSE | FALSE
RO_RA_00140 | RO | RJIBL_5 _generator | 0 | 38 |  |  | 9 | 38 |  | 38 | 0 | FALSE | FALSE
RO_RA_00141 | RO | RZAVI_5 _generator | 0 | 38 |  |  | 17 | 38 |  | 38 | 0 | FALSE | FALSE
RO_RA_00142 | RO | RCHTU_5 _generator | 0 | 74 |  |  | 16 | 74 |  | 74 | 0 | FALSE | FALSE
RO_RA_00143 | RO | RTRAI_5 _generator | 0 | 45 |  |  | 18 | 45 |  | 45 | 0 | FALSE | FALSE
RO_RA_00144 | RO | RHGLOT5 _generator | 0 | 25 |  |  | 6 | 25 |  | 25 | 0 | FALSE | FALSE
RO_RA_00145 | RO | RCHESJ5 _generator | 0 | 50 |  |  | 11 | 50 |  | 50 | 0 | FALSE | FALSE
RO_RA_00146 | RO | RCHEAC5 _generator | 0 | 38 |  |  | 9 | 38 |  | 38 | 0 | FALSE | FALSE
RO_RA_00147 | RO | RCHEST5 _generator | 0 | 26 |  |  | 6 | 26 |  | 26 | 0 | FALSE | FALSE
RO_RA_00148 | RO | RCHEIO5 _generator | 0 | 53 |  |  | 12 | 53 |  | 53 | 0 | FALSE | FALSE
RO_RA_00149 | RO | RCHDO_5 _generator | 0 | 53 |  |  | 12 | 53 |  | 53 | 0 | FALSE | FALSE
RO_RA_00150 | RO | RFRUN_5 _generator | 0 | 53 |  |  | 12 | 53 |  | 53 | 0 | FALSE | FALSE
RO_RA_00151 | RO | RCIZBI5 _generator | 0 | 53 |  |  | 12 | 53 |  | 53 | 0 | FALSE | FALSE
RO_RA_00152 | RO | RRUSA_5 _generator | 0 | 53 |  |  | 12 | 53 |  | 53 | 0 | FALSE | FALSE
RO_RA_00153 | RO | RHCORN5 _generator | 0 | 59 |  |  | 0 | 59 |  | 59 | 0 | TRUE | FALSE
RO_RA_00158 | RO | RSTEJ_5 _generator | 0 | 137 |  |  | 137 | 0 |  | 137 | 0 | FALSE | TRUE
RO_RA_00160 | RO | RVADU_5 _generator | 0 | 67 |  |  | 22 | 0 |  | 67 | 0 | FALSE | TRUE
RO_RA_00161 | RO | RIZVO_5 _generator | 0 | 9 |  |  | 1 | 0 |  | 9 | 0 | FALSE | TRUE
RO_RA_00162 | RO | RDUMB_5 _generator | 0 | 23 |  |  | 2 | 0 |  | 23 | 0 | FALSE | TRUE
RO_RA_00163 | RO | RCOST_5 _generator | 0 | 24 |  |  | 2 | 0 |  | 24 | 0 | FALSE | TRUE
RO_RA_00164 | RO | RBUHU_5 _generator | 0 | 13 |  |  | 1 | 13 |  | 13 | 0 | FALSE | FALSE
RO_RA_00165 | RO | RRACO_5 _generator | 0 | 23 |  |  | 10 | 23 |  | 23 | 0 | FALSE | FALSE
RO_RA_00166 | RO | RGARL_5 _generator | 0 | 23 |  |  | 5 | 23 |  | 23 | 0 | FALSE | FALSE
RO_RA_00167 | RO | RLILI_5 _generator | 0 | 23 |  |  | 5 | 23 |  | 23 | 0 | FALSE | FALSE
RO_RA_00168 | RO | RBACS_5 _generator | 0 | 98 |  |  | 30 | 0 |  | 98 | 0 | FALSE | TRUE
RO_RA_00169 | RO | RFARA_5 _generator | 0 | 30 |  |  | 8 | 30 |  | 30 | 0 | FALSE | FALSE
RO_RA_00170 | RO | RSISC_5 _generator | 0 | 44 |  |  | 11 | 0 |  | 44 | 0 | FALSE | TRUE
RO_RA_00171 | RO | RMARA_5 _generator | 0 | 46 |  |  | 10 | 46 |  | 46 | 0 | FALSE | FALSE
RO_RA_00172 | RO | RTECU_5 _generator | 0 | 34 |  |  | 9 | 34 |  | 34 | 0 | FALSE | FALSE
RO_RA_00173 | RO | RMARI22 _generator | 0 | 217 |  |  | 0 | 217 |  | 217 | 0 | TRUE | FALSE
RO_RA_00176 | RO | RSEBE_5 _generator | 0 | 55 |  |  | 2 | 0 |  | 55 | 0 | FALSE | TRUE
RO_RA_00178 | RO | RREME_5 _generator | 0 | 96 |  |  | 0 | 96 |  | 96 | 0 | TRUE | FALSE
RO_RA_00179 | RO | RMUNT_5 _generator | 0 | 58 |  |  | 0 | 58 |  | 58 | 0 | TRUE | FALSE
RO_RA_00180 | RO | RRETE22 _generator | 0 | 222 |  |  | 222 | 0 |  | 222 | 0 | FALSE | TRUE
RO_RA_00181 | RO | RRETE_5 _generator | 0 | 20 |  |  | 6 | 0 |  | 20 | 0 | FALSE | TRUE
RO_RA_00182 | RO | RCIRNA5 _generator | 0 | 29 |  |  | 9 | 0 |  | 29 | 0 | FALSE | TRUE
RO_RA_00183 | RO | RCIRNB5 _generator | 0 | 27 |  |  | 8 | 0 |  | 27 | 0 | FALSE | TRUE
RO_RA_00184 | RO | RHATE_5 _generator | 0 | 52 |  |  | 14 | 0 |  | 52 | 0 | FALSE | TRUE
Non Costly Reduction
CO ID | RA ID | Name of the RA | Usage | Type | Location | Status | Details
Limiting CNECs
CO ID | Name of the CO | Name of the CNE | CNE UCTE branch | Calculated I (A) | I max (PATL) | Margin (A) | Loading (%) | Flow [MW] | LF type
RO-BG_CO_00001 | N-1 TIE 400 kV TINTARENI-KOZLODUI 1 | [RO-RS] [DIR] TIE 400 kV Portile de Fier-Djerdap | RPDFE41 XPF_DJ11 1 | 1565 | 1570 | -5 | 100 | 1114 | AC
RO-BG_CO_00002 | N-1 TIE 400 kV TINTARENI-KOZLODUI 2 | [RO-RS] [DIR] TIE 400 kV Portile de Fier-Djerdap | RPDFE41 XPF_DJ11 1 | 1565 | 1570 | -5 | 100 | 1114 | AC
RO-RS_CO_00003 | N-1 TIE 400 kV Resita-Pancevo c2 | [RO-RS] [DIR] TIE 400 kV Portile de Fier-Djerdap | RPDFE41 XPF_DJ11 1 | 1504 | 1570 | -66 | 96 | 1068 | AC
RO-RS_CO_00004 | N-1 TIE 400 kV Resita-Pancevo c1 | [RO-RS] [DIR] TIE 400 kV Portile de Fier-Djerdap | RPDFE41 XPF_DJ11 1 | 1504 | 1570 | -66 | 96 | 1068 | AC
RO_CO_00001 | N-1 OHL 220 kV Portile de Fier-Resita 1&2 | [RO-RS] [DIR] TIE 400 kV Portile de Fier-Djerdap | RPDFE41 XPF_DJ11 1 | 1466 | 1570 | -104 | 93 | 1044 | AC
RO_CO_00052 | N-1 TIE 400 kV Sofia Zapad -Nis | [RO-RS] [DIR] TIE 400 kV Portile de Fier-Djerdap | RPDFE41 XPF_DJ11 1 | 1454 | 1570 | -116 | 93 | 1037 | AC
RO-HU_CO_00001 | N-1 TIE 400 kV Arad-Sandorfalva | [RO-RS] [DIR] TIE 400 kV Portile de Fier-Djerdap | RPDFE41 XPF_DJ11 1 | 1450 | 1570 | -120 | 92 | 1034 | AC
RO_CO_00002 | N-1 OHL 400 kV Mintia-Arad | [RO-RS] [DIR] TIE 400 kV Portile de Fier-Djerdap | RPDFE41 XPF_DJ11 1 | 1446 | 1570 | -124 | 92 | 1030 | AC
RO-HU_CO_00002 | N-1 TIE 400 kV Nadab-Bekescsaba | [RO-RS] [DIR] TIE 400 kV Portile de Fier-Djerdap | RPDFE41 XPF_DJ11 1 | 1438 | 1570 | -132 | 92 | 1026 | AC
Base case | Base case | [RO-RS] [DIR] TIE 400 kV Portile de Fier-Djerdap | RPDFE41 XPF_DJ11 1 | 1437 | 1570 | -133 | 92 | 1025 | AC
RO-MD_CO_00001 | N-1 TIE 400 kV Isaccea - Vulcanesti | [RO-RS] [DIR] TIE 400 kV Portile de Fier-Djerdap | RPDFE41 XPF_DJ11 1 | 1421 | 1570 | -149 | 90 | 1013 | AC
RO_CO_00027 | N-1 TRA 400/220 kV AT3 Arad | [RO-RS] [DIR] TIE 400 kV Portile de Fier-Djerdap | RPDFE41 XPF_DJ11 1 | 1421 | 1570 | -149 | 90 | 1015 | AC
RO-UA_CO_00001 | N-1 TIE 400 kV Rosiori-Mukacevo | [RO-RS] [DIR] TIE 400 kV Portile de Fier-Djerdap | RPDFE41 XPF_DJ11 1 | 1408 | 1570 | -162 | 90 | 1005 | AC
RO_CO_00029 | N-1 OHL 220 kV Resita-Timisoara 1&2 | [RO-RS] [DIR] TIE 400 kV Portile de Fier-Djerdap | RPDFE41 XPF_DJ11 1 | 1400 | 1570 | -170 | 89 | 1001 | AC
RO-BG_CO_00005 | N-1 TIE 400 kV DOBRUDJA- MEDGIDIA SUD | [RO-BG] [DIR] TIE 400 kV MEDGIDIA SUD - VARNA | RMED141 XVA_MG11 1 | 1675 | 2000 | -325 | 84 | 1176 | AC
BG_RO_CO_00005 | N-1 TIE 400 kV MEDGIDIA SUD - DOBRUDJA | [BG-RO] [DIR] TIE 400 kV MEDGIDIA SUD - VARNA | XVA_MG11 VVARNA11 1 | 1675 | 2000 | -325 | 84 | -1154 | AC
BG_RO_CO_00004 | N-1 TIE 400 kV MEDGIDIA SUD - VARNA | [BG-RO] [DIR] TIE 400 kV DOBRUDJA- MEDGIDIA SUD | XDO_MG11 VDOBRU11 1 | 1664 | 2000 | -336 | 83 | -1145 | AC
RO-BG_CO_00004 | N-1 TIE 400 kV MEDGIDIA SUD - VARNA | [RO-BG] [DIR] TIE 400 kV DOBRUDJA- MEDGIDIA SUD | RMEDG41 XDO_MG11 1 | 1664 | 2000 | -336 | 83 | 1169 | AC
BG_RO_CO_00001 | N-1 TIE 400 kV TINTARENI-KOZLODUI 1 | [BG-RO] [DIR] TIE 400 kV TINTARENI-KOZLODUI 2 | XKO_TI12 VAECKO11 1 | 1521 | 1890 | -369 | 80 | -1047 | AC
BG_RO_CO_00002 | N-1 TIE 400 kV TINTARENI-KOZLODUI 2 | [BG-RO] [DIR] TIE 400 kV TINTARENI-KOZLODUI 1 | XKO_TI11 VAECKO11 1 | 1521 | 1890 | -369 | 80 | -1047 | AC
RO_CO_00036 | N-1 OHL 400 kV Medgidia Sud - Stupina | [RO-RO] [OPP] OHL 400 kV Medgidia Sud- Cernavoda | RMED141 RCERN41 1 | 1369 | 1722 | -353 | 79 | 965 | AC
RO-BG_CO_00001 | N-1 TIE 400 kV TINTARENI-KOZLODUI 1 | [RO-BG] [DIR] TIE 400 kV TINTARENI-KOZLODUI 2 | RTINTB1 XKO_TI12 1 | 1521 | 1920 | -399 | 79 | 1073 | AC
RO-BG_CO_00002 | N-1 TIE 400 kV TINTARENI-KOZLODUI 2 | [RO-BG] [DIR] TIE 400 kV TINTARENI-KOZLODUI 1 | RTINTB1 XKO_TI11 1 | 1521 | 1920 | -399 | 79 | 1073 | AC
RO_CO_00041 | N-1 OHL 400 kV Medgidia Sud - Rahman | [RO-RO] [OPP] OHL 400 kV Medgidia Sud- Cernavoda | RMED141 RCERN41 1 | 1354 | 1722 | -368 | 79 | 954 | AC
RO_CO_00010 | N-1 OHL 400 kV Isaccea - Stupina | [RO-RO] [OPP] OHL 400 kV Medgidia Sud- Cernavoda | RMED141 RCERN41 1 | 1345 | 1722 | -377 | 78 | 949 | AC
RO_CO_00011 | N-1 OHL 400 kV Isaccea - Rahman | [RO-RO] [OPP] OHL 400 kV Medgidia Sud- Cernavoda | RMED141 RCERN41 1 | 1327 | 1722 | -395 | 77 | 937 | AC
RO_CO_00023 | N-1 OHL 400 kV Gutinas – Smardan | [RO-RO] [OPP] OHL 400 kV Medgidia Sud- Cernavoda | RMED141 RCERN41 1 | 1213 | 1722 | -509 | 70 | 856 | AC
RO_CO_00012 | N-1 OHL 400 kV Isaccea - Tulcea Vest | [RO-RO] [OPP] OHL 400 kV Medgidia Sud- Cernavoda | RMED141 RCERN41 1 | 1207 | 1722 | -515 | 70 | 851 | AC

## 0130
Detailed results
Generated at: | 21/08/2026 21:48:49
Business day: | 2026-08-23
Horizon: | 2DA
Timestamp | 01:30
Border & direction: | South-Romania Exporting
Remedial actions | True
Margin satisfied | False
Final step | RAO
TTC [MW]: | 4177
Loading threshold | 0.7
Limiting CNEC | N-1 TIE 400 kV TINTARENI-KOZLODUI 2/[RO-RS] [DIR] TIE 400 kV Portile de Fier-Djerdap
Applied RAs
Non Costly RAO
CO ID | RA ID | Name of the RA | Usage | Type | Location | Status | Details
Costly RAO
RA RD ID | TSO | Generator Name | Minimum Power [MW] | Maximum Power [MW] | RDP- | RDP+ | P [MW] before RAO | P [MW] after RAO | P0 [MW] | Plimit+ [MW] | Plimit- [MW] | Started up | Shutdown
RO_RA_00105 | RO | RROVI31 _generator | 0 | 310 |  |  | 310 | 38 |  | 310 | 1 | FALSE | FALSE
RO_RA_00110 | RO | RIERN22 _generator | 0 | 200 |  |  | 200 | 1 |  | 200 | 1 | FALSE | FALSE
RO_RA_00115 | RO | RPDF212 _generator | 0 | 389 |  |  | 389 | 0 |  | 389 | 0 | FALSE | TRUE
RO_RA_00116 | RO | RVMAR_5 _generator | 0 | 50 |  |  | 0 | 50 |  | 50 | 0 | TRUE | FALSE
RO_RA_00117 | RO | RGODI_5 _generator | 0 | 114 |  |  | 0 | 114 |  | 114 | 0 | TRUE | FALSE
RO_RA_00120 | RO | RTOPV_5 _generator | 0 | 10 |  |  | 0 | 10 |  | 10 | 0 | TRUE | FALSE
RO_RA_00121 | RO | RFMEP_5 _generator | 0 | 14 |  |  | 0 | 14 |  | 14 | 0 | TRUE | FALSE
RO_RA_00122 | RO | RVLCE15 _generator | 0 | 55 |  |  | 1 | 55 |  | 55 | 0 | FALSE | FALSE
RO_RA_00123 | RO | RVALD_5 _generator | 0 | 15 |  |  | 0 | 15 |  | 15 | 0 | TRUE | FALSE
RO_RA_00124 | RO | RELAR_5 _generator | 0 | 10 |  |  | 0 | 10 |  | 10 | 0 | TRUE | FALSE
RO_RA_00125 | RO | RAREF_5 _generator | 0 | 10 |  |  | 0 | 10 |  | 10 | 0 | TRUE | FALSE
RO_RA_00126 | RO | RARGS_5 _generator | 0 | 31 |  |  | 0 | 31 |  | 31 | 0 | TRUE | FALSE
RO_RA_00127 | RO | RALBE_5 _generator | 0 | 30 |  |  | 0 | 30 |  | 30 | 0 | TRUE | FALSE
RO_RA_00128 | RO | RCERB_5 _generator | 0 | 15 |  |  | 0 | 15 |  | 15 | 0 | TRUE | FALSE
RO_RA_00129 | RO | RVLCE25 _generator | 0 | 12 |  |  | 0 | 12 |  | 12 | 0 | TRUE | FALSE
RO_RA_00130 | RO | RCLNG_5 _generator | 0 | 90 |  |  | 20 | 90 |  | 90 | 0 | FALSE | FALSE
RO_RA_00132 | RO | RLOT212 _generator | 0 | 340 |  |  | 340 | 0 |  | 340 | 0 | FALSE | TRUE
RO_RA_00133 | RO | RBRDS25 _generator | 0 | 118 |  |  | 118 | 0 |  | 118 | 0 | FALSE | TRUE
RO_RA_00134 | RO | RSTUP_5 _generator | 0 | 45 |  |  | 0 | 45 |  | 45 | 0 | TRUE | FALSE
RO_RA_00135 | RO | RDAIES5 _generator | 0 | 37 |  |  | 0 | 37 |  | 37 | 0 | TRUE | FALSE
RO_RA_00136 | RO | RVILN_5 _generator | 0 | 46 |  |  | 0 | 46 |  | 46 | 0 | TRUE | FALSE
RO_RA_00137 | RO | RRIUR15 _generator | 0 | 48 |  |  | 0 | 48 |  | 48 | 0 | TRUE | FALSE
RO_RA_00138 | RO | RMARC_5 _generator | 0 | 39 |  |  | 0 | 39 |  | 39 | 0 | TRUE | FALSE
RO_RA_00139 | RO | RIONE_5 _generator | 0 | 38 |  |  | 0 | 38 |  | 38 | 0 | TRUE | FALSE
RO_RA_00140 | RO | RJIBL_5 _generator | 0 | 38 |  |  | 0 | 38 |  | 38 | 0 | TRUE | FALSE
RO_RA_00141 | RO | RZAVI_5 _generator | 0 | 38 |  |  | 0 | 38 |  | 38 | 0 | TRUE | FALSE
RO_RA_00142 | RO | RCHTU_5 _generator | 0 | 74 |  |  | 0 | 74 |  | 74 | 0 | TRUE | FALSE
RO_RA_00143 | RO | RTRAI_5 _generator | 0 | 45 |  |  | 0 | 45 |  | 45 | 0 | TRUE | FALSE
RO_RA_00144 | RO | RHGLOT5 _generator | 0 | 25 |  |  | 0 | 25 |  | 25 | 0 | TRUE | FALSE
RO_RA_00145 | RO | RCHESJ5 _generator | 0 | 50 |  |  | 9 | 50 |  | 50 | 0 | FALSE | FALSE
RO_RA_00146 | RO | RCHEAC5 _generator | 0 | 38 |  |  | 6 | 38 |  | 38 | 0 | FALSE | FALSE
RO_RA_00147 | RO | RCHEST5 _generator | 0 | 26 |  |  | 4 | 26 |  | 26 | 0 | FALSE | FALSE
RO_RA_00148 | RO | RCHEIO5 _generator | 0 | 53 |  |  | 9 | 53 |  | 53 | 0 | FALSE | FALSE
RO_RA_00149 | RO | RCHDO_5 _generator | 0 | 53 |  |  | 9 | 53 |  | 53 | 0 | FALSE | FALSE
RO_RA_00150 | RO | RFRUN_5 _generator | 0 | 53 |  |  | 9 | 53 |  | 53 | 0 | FALSE | FALSE
RO_RA_00151 | RO | RCIZBI5 _generator | 0 | 53 |  |  | 9 | 53 |  | 53 | 0 | FALSE | FALSE
RO_RA_00152 | RO | RRUSA_5 _generator | 0 | 53 |  |  | 9 | 53 |  | 53 | 0 | FALSE | FALSE
RO_RA_00153 | RO | RHCORN5 _generator | 0 | 59 |  |  | 0 | 59 |  | 59 | 0 | TRUE | FALSE
RO_RA_00159 | RO | RSTEJ25 _generator | 0 | 32 |  |  | 0 | 32 |  | 32 | 0 | TRUE | FALSE
RO_RA_00160 | RO | RVADU_5 _generator | 0 | 67 |  |  | 20 | 67 |  | 67 | 0 | FALSE | FALSE
RO_RA_00161 | RO | RIZVO_5 _generator | 0 | 9 |  |  | 1 | 9 |  | 9 | 0 | FALSE | FALSE
RO_RA_00162 | RO | RDUMB_5 _generator | 0 | 23 |  |  | 2 | 23 |  | 23 | 0 | FALSE | FALSE
RO_RA_00163 | RO | RCOST_5 _generator | 0 | 24 |  |  | 2 | 24 |  | 24 | 0 | FALSE | FALSE
RO_RA_00164 | RO | RBUHU_5 _generator | 0 | 13 |  |  | 1 | 13 |  | 13 | 0 | FALSE | FALSE
RO_RA_00165 | RO | RRACO_5 _generator | 0 | 23 |  |  | 9 | 23 |  | 23 | 0 | FALSE | FALSE
RO_RA_00166 | RO | RGARL_5 _generator | 0 | 23 |  |  | 4 | 23 |  | 23 | 0 | FALSE | FALSE
RO_RA_00167 | RO | RLILI_5 _generator | 0 | 23 |  |  | 4 | 23 |  | 23 | 0 | FALSE | FALSE
RO_RA_00168 | RO | RBACS_5 _generator | 0 | 98 |  |  | 31 | 98 |  | 98 | 0 | FALSE | FALSE
RO_RA_00169 | RO | RFARA_5 _generator | 0 | 30 |  |  | 9 | 30 |  | 30 | 0 | FALSE | FALSE
RO_RA_00170 | RO | RSISC_5 _generator | 0 | 44 |  |  | 13 | 44 |  | 44 | 0 | FALSE | FALSE
RO_RA_00171 | RO | RMARA_5 _generator | 0 | 46 |  |  | 12 | 46 |  | 46 | 0 | FALSE | FALSE
RO_RA_00172 | RO | RTECU_5 _generator | 0 | 34 |  |  | 10 | 34 |  | 34 | 0 | FALSE | FALSE
RO_RA_00173 | RO | RMARI22 _generator | 0 | 217 |  |  | 217 | 135 |  | 217 | 0 | FALSE | FALSE
RO_RA_00175 | RO | RGILC22 _generator | 0 | 150 |  |  | 150 | 0 |  | 150 | 0 | FALSE | TRUE
RO_RA_00176 | RO | RSEBE_5 _generator | 0 | 55 |  |  | 2 | 0 |  | 55 | 0 | FALSE | TRUE
RO_RA_00178 | RO | RREME_5 _generator | 0 | 96 |  |  | 0 | 96 |  | 96 | 0 | TRUE | FALSE
RO_RA_00179 | RO | RMUNT_5 _generator | 0 | 58 |  |  | 0 | 58 |  | 58 | 0 | TRUE | FALSE
RO_RA_00180 | RO | RRETE22 _generator | 0 | 222 |  |  | 222 | 0 |  | 222 | 0 | FALSE | TRUE
RO_RA_00181 | RO | RRETE_5 _generator | 0 | 20 |  |  | 5 | 0 |  | 20 | 0 | FALSE | TRUE
RO_RA_00182 | RO | RCIRNA5 _generator | 0 | 29 |  |  | 9 | 0 |  | 29 | 0 | FALSE | TRUE
RO_RA_00183 | RO | RCIRNB5 _generator | 0 | 27 |  |  | 7 | 0 |  | 27 | 0 | FALSE | TRUE
RO_RA_00184 | RO | RHATE_5 _generator | 0 | 52 |  |  | 12 | 0 |  | 52 | 0 | FALSE | TRUE
Non Costly Reduction
CO ID | RA ID | Name of the RA | Usage | Type | Location | Status | Details
Limiting CNECs
CO ID | Name of the CO | Name of the CNE | CNE UCTE branch | Calculated I (A) | I max (PATL) | Margin (A) | Loading (%) | Flow [MW] | LF type
RO-BG_CO_00001 | N-1 TIE 400 kV TINTARENI-KOZLODUI 1 | [RO-RS] [DIR] TIE 400 kV Portile de Fier-Djerdap | RPDFE41 XPF_DJ11 1 | 1565 | 1570 | -5 | 100 | 1114 | AC
RO-BG_CO_00002 | N-1 TIE 400 kV TINTARENI-KOZLODUI 2 | [RO-RS] [DIR] TIE 400 kV Portile de Fier-Djerdap | RPDFE41 XPF_DJ11 1 | 1565 | 1570 | -5 | 100 | 1114 | AC
RO-RS_CO_00003 | N-1 TIE 400 kV Resita-Pancevo c2 | [RO-RS] [DIR] TIE 400 kV Portile de Fier-Djerdap | RPDFE41 XPF_DJ11 1 | 1502 | 1570 | -68 | 96 | 1066 | AC
RO-RS_CO_00004 | N-1 TIE 400 kV Resita-Pancevo c1 | [RO-RS] [DIR] TIE 400 kV Portile de Fier-Djerdap | RPDFE41 XPF_DJ11 1 | 1502 | 1570 | -68 | 96 | 1066 | AC
RO_CO_00052 | N-1 TIE 400 kV Sofia Zapad -Nis | [RO-RS] [DIR] TIE 400 kV Portile de Fier-Djerdap | RPDFE41 XPF_DJ11 1 | 1461 | 1570 | -109 | 93 | 1041 | AC
RO_CO_00001 | N-1 OHL 220 kV Portile de Fier-Resita 1&2 | [RO-RS] [DIR] TIE 400 kV Portile de Fier-Djerdap | RPDFE41 XPF_DJ11 1 | 1460 | 1570 | -110 | 93 | 1039 | AC
RO-HU_CO_00001 | N-1 TIE 400 kV Arad-Sandorfalva | [RO-RS] [DIR] TIE 400 kV Portile de Fier-Djerdap | RPDFE41 XPF_DJ11 1 | 1448 | 1570 | -122 | 92 | 1032 | AC
RO_CO_00002 | N-1 OHL 400 kV Mintia-Arad | [RO-RS] [DIR] TIE 400 kV Portile de Fier-Djerdap | RPDFE41 XPF_DJ11 1 | 1442 | 1570 | -128 | 92 | 1027 | AC
Base case | Base case | [RO-RS] [DIR] TIE 400 kV Portile de Fier-Djerdap | RPDFE41 XPF_DJ11 1 | 1436 | 1570 | -134 | 91 | 1024 | AC
RO-HU_CO_00002 | N-1 TIE 400 kV Nadab-Bekescsaba | [RO-RS] [DIR] TIE 400 kV Portile de Fier-Djerdap | RPDFE41 XPF_DJ11 1 | 1434 | 1570 | -136 | 91 | 1023 | AC
BG_RO_CO_00005 | N-1 TIE 400 kV MEDGIDIA SUD - DOBRUDJA | [BG-RO] [DIR] TIE 400 kV MEDGIDIA SUD - VARNA | XVA_MG11 VVARNA11 1 | 1808 | 2000 | -192 | 90 | -1243 | AC
RO-BG_CO_00005 | N-1 TIE 400 kV DOBRUDJA- MEDGIDIA SUD | [RO-BG] [DIR] TIE 400 kV MEDGIDIA SUD - VARNA | RMED141 XVA_MG11 1 | 1808 | 2000 | -192 | 90 | 1268 | AC
RO_CO_00027 | N-1 TRA 400/220 kV AT3 Arad | [RO-RS] [DIR] TIE 400 kV Portile de Fier-Djerdap | RPDFE41 XPF_DJ11 1 | 1417 | 1570 | -153 | 90 | 1012 | AC
RO-MD_CO_00001 | N-1 TIE 400 kV Isaccea - Vulcanesti | [RO-RS] [DIR] TIE 400 kV Portile de Fier-Djerdap | RPDFE41 XPF_DJ11 1 | 1415 | 1570 | -155 | 90 | 1008 | AC
RO-BG_CO_00004 | N-1 TIE 400 kV MEDGIDIA SUD - VARNA | [RO-BG] [DIR] TIE 400 kV DOBRUDJA- MEDGIDIA SUD | RMEDG41 XDO_MG11 1 | 1796 | 2000 | -204 | 90 | 1260 | AC
BG_RO_CO_00004 | N-1 TIE 400 kV MEDGIDIA SUD - VARNA | [BG-RO] [DIR] TIE 400 kV DOBRUDJA- MEDGIDIA SUD | XDO_MG11 VDOBRU11 1 | 1796 | 2000 | -204 | 90 | -1232 | AC
RO-UA_CO_00001 | N-1 TIE 400 kV Rosiori-Mukacevo | [RO-RS] [DIR] TIE 400 kV Portile de Fier-Djerdap | RPDFE41 XPF_DJ11 1 | 1397 | 1570 | -173 | 89 | 997 | AC
RO_CO_00029 | N-1 OHL 220 kV Resita-Timisoara 1&2 | [RO-RS] [DIR] TIE 400 kV Portile de Fier-Djerdap | RPDFE41 XPF_DJ11 1 | 1394 | 1570 | -176 | 89 | 997 | AC
RO_CO_00036 | N-1 OHL 400 kV Medgidia Sud - Stupina | [RO-RO] [OPP] OHL 400 kV Medgidia Sud- Cernavoda | RMED141 RCERN41 1 | 1417 | 1722 | -305 | 82 | 999 | AC
BG_RO_CO_00001 | N-1 TIE 400 kV TINTARENI-KOZLODUI 1 | [BG-RO] [DIR] TIE 400 kV TINTARENI-KOZLODUI 2 | XKO_TI12 VAECKO11 1 | 1536 | 1890 | -354 | 81 | -1056 | AC
BG_RO_CO_00002 | N-1 TIE 400 kV TINTARENI-KOZLODUI 2 | [BG-RO] [DIR] TIE 400 kV TINTARENI-KOZLODUI 1 | XKO_TI11 VAECKO11 1 | 1536 | 1890 | -354 | 81 | -1056 | AC
RO_CO_00041 | N-1 OHL 400 kV Medgidia Sud - Rahman | [RO-RO] [OPP] OHL 400 kV Medgidia Sud- Cernavoda | RMED141 RCERN41 1 | 1399 | 1722 | -323 | 81 | 985 | AC
RO_CO_00010 | N-1 OHL 400 kV Isaccea - Stupina | [RO-RO] [OPP] OHL 400 kV Medgidia Sud- Cernavoda | RMED141 RCERN41 1 | 1391 | 1722 | -331 | 81 | 981 | AC
RO-BG_CO_00001 | N-1 TIE 400 kV TINTARENI-KOZLODUI 1 | [RO-BG] [DIR] TIE 400 kV TINTARENI-KOZLODUI 2 | RTINTB1 XKO_TI12 1 | 1536 | 1920 | -384 | 80 | 1083 | AC
RO-BG_CO_00002 | N-1 TIE 400 kV TINTARENI-KOZLODUI 2 | [RO-BG] [DIR] TIE 400 kV TINTARENI-KOZLODUI 1 | RTINTB1 XKO_TI11 1 | 1536 | 1920 | -384 | 80 | 1083 | AC
RO_CO_00011 | N-1 OHL 400 kV Isaccea - Rahman | [RO-RO] [OPP] OHL 400 kV Medgidia Sud- Cernavoda | RMED141 RCERN41 1 | 1369 | 1722 | -353 | 80 | 966 | AC
RO_CO_00023 | N-1 OHL 400 kV Gutinas – Smardan | [RO-RO] [OPP] OHL 400 kV Medgidia Sud- Cernavoda | RMED141 RCERN41 1 | 1230 | 1722 | -492 | 71 | 868 | AC
RO-MD_CO_00001 | N-1 TIE 400 kV Isaccea - Vulcanesti | [RO-RO] [OPP] OHL 400 kV Medgidia Sud- Cernavoda | RMED141 RCERN41 1 | 1222 | 1722 | -500 | 71 | 865 | AC
RO_CO_00012 | N-1 OHL 400 kV Isaccea - Tulcea Vest | [RO-RO] [OPP] OHL 400 kV Medgidia Sud- Cernavoda | RMED141 RCERN41 1 | 1208 | 1722 | -514 | 70 | 851 | AC
Base case | Base case | [RO-RO] [OPP] OHL 400 kV Medgidia Sud- Cernavoda | RMED141 RCERN41 1 | 1208 | 1722 | -514 | 70 | 853 | AC

## 0230
Detailed results
Generated at: | 21/08/2026 21:48:49
Business day: | 2026-08-23
Horizon: | 2DA
Timestamp | 02:30
Border & direction: | South-Romania Exporting
Remedial actions | True
Margin satisfied | False
Final step | RAO
TTC [MW]: | 3831
Loading threshold | 0.7
Limiting CNEC | N-1 TIE 400 kV TINTARENI-KOZLODUI 2/[RO-RS] [DIR] TIE 400 kV Portile de Fier-Djerdap
Applied RAs
Non Costly RAO
CO ID | RA ID | Name of the RA | Usage | Type | Location | Status | Details
Costly RAO
RA RD ID | TSO | Generator Name | Minimum Power [MW] | Maximum Power [MW] | RDP- | RDP+ | P [MW] before RAO | P [MW] after RAO | P0 [MW] | Plimit+ [MW] | Plimit- [MW] | Started up | Shutdown
RO_RA_00110 | RO | RIERN22 _generator | 0 | 200 |  |  | 200 | 1 |  | 200 | 1 | FALSE | FALSE
RO_RA_00115 | RO | RPDF212 _generator | 0 | 389 |  |  | 389 | 51 |  | 389 | 0 | FALSE | FALSE
RO_RA_00116 | RO | RVMAR_5 _generator | 0 | 50 |  |  | 26 | 50 |  | 50 | 0 | FALSE | FALSE
RO_RA_00117 | RO | RGODI_5 _generator | 0 | 114 |  |  | 58 | 114 |  | 114 | 0 | FALSE | FALSE
RO_RA_00120 | RO | RTOPV_5 _generator | 0 | 10 |  |  | 0 | 10 |  | 10 | 0 | TRUE | FALSE
RO_RA_00121 | RO | RFMEP_5 _generator | 0 | 14 |  |  | 0 | 14 |  | 14 | 0 | TRUE | FALSE
RO_RA_00122 | RO | RVLCE15 _generator | 0 | 55 |  |  | 1 | 55 |  | 55 | 0 | FALSE | FALSE
RO_RA_00123 | RO | RVALD_5 _generator | 0 | 15 |  |  | 0 | 15 |  | 15 | 0 | TRUE | FALSE
RO_RA_00124 | RO | RELAR_5 _generator | 0 | 10 |  |  | 0 | 10 |  | 10 | 0 | TRUE | FALSE
RO_RA_00125 | RO | RAREF_5 _generator | 0 | 10 |  |  | 0 | 10 |  | 10 | 0 | TRUE | FALSE
RO_RA_00126 | RO | RARGS_5 _generator | 0 | 31 |  |  | 1 | 31 |  | 31 | 0 | FALSE | FALSE
RO_RA_00127 | RO | RALBE_5 _generator | 0 | 30 |  |  | 0 | 30 |  | 30 | 0 | TRUE | FALSE
RO_RA_00128 | RO | RCERB_5 _generator | 0 | 15 |  |  | 0 | 15 |  | 15 | 0 | TRUE | FALSE
RO_RA_00129 | RO | RVLCE25 _generator | 0 | 12 |  |  | 0 | 12 |  | 12 | 0 | TRUE | FALSE
RO_RA_00130 | RO | RCLNG_5 _generator | 0 | 90 |  |  | 4 | 90 |  | 90 | 0 | FALSE | FALSE
RO_RA_00132 | RO | RLOT212 _generator | 0 | 340 |  |  | 340 | 217 |  | 340 | 0 | FALSE | FALSE
RO_RA_00134 | RO | RSTUP_5 _generator | 0 | 45 |  |  | 0 | 45 |  | 45 | 0 | TRUE | FALSE
RO_RA_00135 | RO | RDAIES5 _generator | 0 | 37 |  |  | 0 | 37 |  | 37 | 0 | TRUE | FALSE
RO_RA_00136 | RO | RVILN_5 _generator | 0 | 46 |  |  | 0 | 46 |  | 46 | 0 | TRUE | FALSE
RO_RA_00137 | RO | RRIUR15 _generator | 0 | 48 |  |  | 0 | 48 |  | 48 | 0 | TRUE | FALSE
RO_RA_00138 | RO | RMARC_5 _generator | 0 | 39 |  |  | 0 | 39 |  | 39 | 0 | TRUE | FALSE
RO_RA_00139 | RO | RIONE_5 _generator | 0 | 38 |  |  | 0 | 38 |  | 38 | 0 | TRUE | FALSE
RO_RA_00140 | RO | RJIBL_5 _generator | 0 | 38 |  |  | 0 | 38 |  | 38 | 0 | TRUE | FALSE
RO_RA_00141 | RO | RZAVI_5 _generator | 0 | 38 |  |  | 0 | 38 |  | 38 | 0 | TRUE | FALSE
RO_RA_00142 | RO | RCHTU_5 _generator | 0 | 74 |  |  | 0 | 74 |  | 74 | 0 | TRUE | FALSE
RO_RA_00143 | RO | RTRAI_5 _generator | 0 | 45 |  |  | 0 | 45 |  | 45 | 0 | TRUE | FALSE
RO_RA_00144 | RO | RHGLOT5 _generator | 0 | 25 |  |  | 0 | 25 |  | 25 | 0 | TRUE | FALSE
RO_RA_00145 | RO | RCHESJ5 _generator | 0 | 50 |  |  | 9 | 50 |  | 50 | 0 | FALSE | FALSE
RO_RA_00146 | RO | RCHEAC5 _generator | 0 | 38 |  |  | 7 | 38 |  | 38 | 0 | FALSE | FALSE
RO_RA_00147 | RO | RCHEST5 _generator | 0 | 26 |  |  | 5 | 26 |  | 26 | 0 | FALSE | FALSE
RO_RA_00148 | RO | RCHEIO5 _generator | 0 | 53 |  |  | 10 | 53 |  | 53 | 0 | FALSE | FALSE
RO_RA_00149 | RO | RCHDO_5 _generator | 0 | 53 |  |  | 10 | 53 |  | 53 | 0 | FALSE | FALSE
RO_RA_00150 | RO | RFRUN_5 _generator | 0 | 53 |  |  | 10 | 53 |  | 53 | 0 | FALSE | FALSE
RO_RA_00151 | RO | RCIZBI5 _generator | 0 | 53 |  |  | 10 | 53 |  | 53 | 0 | FALSE | FALSE
RO_RA_00152 | RO | RRUSA_5 _generator | 0 | 53 |  |  | 10 | 53 |  | 53 | 0 | FALSE | FALSE
RO_RA_00153 | RO | RHCORN5 _generator | 0 | 59 |  |  | 0 | 59 |  | 59 | 0 | TRUE | FALSE
RO_RA_00156 | RO | RUCEA15 _generator | 0 | 49 |  |  | 0 | 49 |  | 49 | 0 | TRUE | FALSE
RO_RA_00157 | RO | RCIRT_5 _generator | 0 | 54 |  |  | 0 | 54 |  | 54 | 0 | TRUE | FALSE
RO_RA_00158 | RO | RSTEJ_5 _generator | 0 | 137 |  |  | 137 | 0 |  | 137 | 0 | FALSE | TRUE
RO_RA_00160 | RO | RVADU_5 _generator | 0 | 67 |  |  | 21 | 0 |  | 67 | 0 | FALSE | TRUE
RO_RA_00161 | RO | RIZVO_5 _generator | 0 | 9 |  |  | 1 | 0 |  | 9 | 0 | FALSE | TRUE
RO_RA_00162 | RO | RDUMB_5 _generator | 0 | 23 |  |  | 2 | 0 |  | 23 | 0 | FALSE | TRUE
RO_RA_00163 | RO | RCOST_5 _generator | 0 | 24 |  |  | 2 | 0 |  | 24 | 0 | FALSE | TRUE
RO_RA_00164 | RO | RBUHU_5 _generator | 0 | 13 |  |  | 1 | 0 |  | 13 | 0 | FALSE | TRUE
RO_RA_00165 | RO | RRACO_5 _generator | 0 | 23 |  |  | 9 | 0 |  | 23 | 0 | FALSE | TRUE
RO_RA_00166 | RO | RGARL_5 _generator | 0 | 23 |  |  | 5 | 0 |  | 23 | 0 | FALSE | TRUE
RO_RA_00167 | RO | RLILI_5 _generator | 0 | 23 |  |  | 5 | 0 |  | 23 | 0 | FALSE | TRUE
RO_RA_00168 | RO | RBACS_5 _generator | 0 | 98 |  |  | 33 | 0 |  | 98 | 0 | FALSE | TRUE
RO_RA_00169 | RO | RFARA_5 _generator | 0 | 30 |  |  | 10 | 0 |  | 30 | 0 | FALSE | TRUE
RO_RA_00170 | RO | RSISC_5 _generator | 0 | 44 |  |  | 14 | 0 |  | 44 | 0 | FALSE | TRUE
RO_RA_00171 | RO | RMARA_5 _generator | 0 | 46 |  |  | 13 | 0 |  | 46 | 0 | FALSE | TRUE
RO_RA_00172 | RO | RTECU_5 _generator | 0 | 34 |  |  | 11 | 0 |  | 34 | 0 | FALSE | TRUE
RO_RA_00173 | RO | RMARI22 _generator | 0 | 217 |  |  | 217 | 0 |  | 217 | 0 | FALSE | TRUE
RO_RA_00175 | RO | RGILC22 _generator | 0 | 150 |  |  | 150 | 0 |  | 150 | 0 | FALSE | TRUE
RO_RA_00176 | RO | RSEBE_5 _generator | 0 | 55 |  |  | 2 | 0 |  | 55 | 0 | FALSE | TRUE
RO_RA_00181 | RO | RRETE_5 _generator | 0 | 20 |  |  | 6 | 20 |  | 20 | 0 | FALSE | FALSE
RO_RA_00182 | RO | RCIRNA5 _generator | 0 | 29 |  |  | 9 | 0 |  | 29 | 0 | FALSE | TRUE
RO_RA_00183 | RO | RCIRNB5 _generator | 0 | 27 |  |  | 8 | 0 |  | 27 | 0 | FALSE | TRUE
RO_RA_00184 | RO | RHATE_5 _generator | 0 | 52 |  |  | 13 | 0 |  | 52 | 0 | FALSE | TRUE
Non Costly Reduction
CO ID | RA ID | Name of the RA | Usage | Type | Location | Status | Details
Limiting CNECs
CO ID | Name of the CO | Name of the CNE | CNE UCTE branch | Calculated I (A) | I max (PATL) | Margin (A) | Loading (%) | Flow [MW] | LF type
RO-BG_CO_00002 | N-1 TIE 400 kV TINTARENI-KOZLODUI 2 | [RO-RS] [DIR] TIE 400 kV Portile de Fier-Djerdap | RPDFE41 XPF_DJ11 1 | 1569 | 1570 | -1 | 100 | 1080 | AC
RO-BG_CO_00001 | N-1 TIE 400 kV TINTARENI-KOZLODUI 1 | [RO-RS] [DIR] TIE 400 kV Portile de Fier-Djerdap | RPDFE41 XPF_DJ11 1 | 1569 | 1570 | -1 | 100 | 1080 | AC
RO-RS_CO_00003 | N-1 TIE 400 kV Resita-Pancevo c2 | [RO-RS] [DIR] TIE 400 kV Portile de Fier-Djerdap | RPDFE41 XPF_DJ11 1 | 1517 | 1570 | -53 | 97 | 1036 | AC
RO-RS_CO_00004 | N-1 TIE 400 kV Resita-Pancevo c1 | [RO-RS] [DIR] TIE 400 kV Portile de Fier-Djerdap | RPDFE41 XPF_DJ11 1 | 1517 | 1570 | -53 | 97 | 1036 | AC
RO_CO_00001 | N-1 OHL 220 kV Portile de Fier-Resita 1&2 | [RO-RS] [DIR] TIE 400 kV Portile de Fier-Djerdap | RPDFE41 XPF_DJ11 1 | 1491 | 1570 | -79 | 95 | 1019 | AC
RO_CO_00052 | N-1 TIE 400 kV Sofia Zapad -Nis | [RO-RS] [DIR] TIE 400 kV Portile de Fier-Djerdap | RPDFE41 XPF_DJ11 1 | 1473 | 1570 | -97 | 94 | 1013 | AC
RO_CO_00002 | N-1 OHL 400 kV Mintia-Arad | [RO-RS] [DIR] TIE 400 kV Portile de Fier-Djerdap | RPDFE41 XPF_DJ11 1 | 1466 | 1570 | -104 | 93 | 1005 | AC
RO-HU_CO_00001 | N-1 TIE 400 kV Arad-Sandorfalva | [RO-RS] [DIR] TIE 400 kV Portile de Fier-Djerdap | RPDFE41 XPF_DJ11 1 | 1460 | 1570 | -110 | 93 | 1003 | AC
Base case | Base case | [RO-RS] [DIR] TIE 400 kV Portile de Fier-Djerdap | RPDFE41 XPF_DJ11 1 | 1449 | 1570 | -121 | 92 | 995 | AC
RO-HU_CO_00002 | N-1 TIE 400 kV Nadab-Bekescsaba | [RO-RS] [DIR] TIE 400 kV Portile de Fier-Djerdap | RPDFE41 XPF_DJ11 1 | 1446 | 1570 | -124 | 92 | 994 | AC
RO_CO_00027 | N-1 TRA 400/220 kV AT3 Arad | [RO-RS] [DIR] TIE 400 kV Portile de Fier-Djerdap | RPDFE41 XPF_DJ11 1 | 1432 | 1570 | -138 | 91 | 985 | AC
RO-MD_CO_00001 | N-1 TIE 400 kV Isaccea - Vulcanesti | [RO-RS] [DIR] TIE 400 kV Portile de Fier-Djerdap | RPDFE41 XPF_DJ11 1 | 1426 | 1570 | -144 | 91 | 978 | AC
RO_CO_00029 | N-1 OHL 220 kV Resita-Timisoara 1&2 | [RO-RS] [DIR] TIE 400 kV Portile de Fier-Djerdap | RPDFE41 XPF_DJ11 1 | 1415 | 1570 | -155 | 90 | 976 | AC
RO-UA_CO_00001 | N-1 TIE 400 kV Rosiori-Mukacevo | [RO-RS] [DIR] TIE 400 kV Portile de Fier-Djerdap | RPDFE41 XPF_DJ11 1 | 1406 | 1570 | -164 | 90 | 966 | AC
RO-BG_CO_00005 | N-1 TIE 400 kV DOBRUDJA- MEDGIDIA SUD | [RO-BG] [DIR] TIE 400 kV MEDGIDIA SUD - VARNA | RMED141 XVA_MG11 1 | 1539 | 2000 | -461 | 77 | 1084 | AC
BG_RO_CO_00005 | N-1 TIE 400 kV MEDGIDIA SUD - DOBRUDJA | [BG-RO] [DIR] TIE 400 kV MEDGIDIA SUD - VARNA | XVA_MG11 VVARNA11 1 | 1539 | 2000 | -461 | 77 | -1066 | AC
RO-BG_CO_00004 | N-1 TIE 400 kV MEDGIDIA SUD - VARNA | [RO-BG] [DIR] TIE 400 kV DOBRUDJA- MEDGIDIA SUD | RMEDG41 XDO_MG11 1 | 1531 | 2000 | -469 | 77 | 1079 | AC
BG_RO_CO_00004 | N-1 TIE 400 kV MEDGIDIA SUD - VARNA | [BG-RO] [DIR] TIE 400 kV DOBRUDJA- MEDGIDIA SUD | XDO_MG11 VDOBRU11 1 | 1531 | 2000 | -469 | 77 | -1058 | AC
BG_RO_CO_00002 | N-1 TIE 400 kV TINTARENI-KOZLODUI 2 | [BG-RO] [DIR] TIE 400 kV TINTARENI-KOZLODUI 1 | XKO_TI11 VAECKO11 1 | 1440 | 1890 | -450 | 76 | -992 | AC
BG_RO_CO_00001 | N-1 TIE 400 kV TINTARENI-KOZLODUI 1 | [BG-RO] [DIR] TIE 400 kV TINTARENI-KOZLODUI 2 | XKO_TI12 VAECKO11 1 | 1440 | 1890 | -450 | 76 | -992 | AC
RO-BG_CO_00001 | N-1 TIE 400 kV TINTARENI-KOZLODUI 1 | [RO-BG] [DIR] TIE 400 kV TINTARENI-KOZLODUI 2 | RTINTB1 XKO_TI12 1 | 1440 | 1920 | -480 | 75 | 1016 | AC
RO-BG_CO_00002 | N-1 TIE 400 kV TINTARENI-KOZLODUI 2 | [RO-BG] [DIR] TIE 400 kV TINTARENI-KOZLODUI 1 | RTINTB1 XKO_TI11 1 | 1440 | 1920 | -480 | 75 | 1016 | AC
RO_CO_00036 | N-1 OHL 400 kV Medgidia Sud - Stupina | [RO-RO] [OPP] OHL 400 kV Medgidia Sud- Cernavoda | RMED141 RCERN41 1 | 1220 | 1722 | -502 | 71 | 863 | AC

## 0330
Detailed results
Generated at: | 21/08/2026 21:48:50
Business day: | 2026-08-23
Horizon: | 2DA
Timestamp | 03:30
Border & direction: | South-Romania Exporting
Remedial actions | False
Margin satisfied | True
Final step | Margin Calculation
TTC [MW]: | 3784.22
Loading threshold | 0.7
Limiting CNEC | N-1 TIE 400 kV TINTARENI-KOZLODUI 2/[RO-RS] [DIR] TIE 400 kV Portile de Fier-Djerdap
Applied RAs
Non Costly RAO
CO ID | RA ID | Name of the RA | Usage | Type | Location | Status | Details
Costly RAO
RA RD ID | TSO | Generator Name | Minimum Power [MW] | Maximum Power [MW] | RDP- | RDP+ | P [MW] before RAO | P [MW] after RAO | P0 [MW] | Plimit+ [MW] | Plimit- [MW] | Started up | Shutdown
Non Costly Reduction
CO ID | RA ID | Name of the RA | Usage | Type | Location | Status | Details
Limiting CNECs
CO ID | Name of the CO | Name of the CNE | CNE UCTE branch | Calculated I (A) | I max (PATL) | Margin (A) | Loading (%) | Flow [MW] | LF type
RO-BG_CO_00001 | N-1 TIE 400 kV TINTARENI-KOZLODUI 1 | [RO-RS] [DIR] TIE 400 kV Portile de Fier-Djerdap | RPDFE41 XPF_DJ11 1 | 1459 | 1570 | -111 | 93 | 1016 | AC
RO-BG_CO_00002 | N-1 TIE 400 kV TINTARENI-KOZLODUI 2 | [RO-RS] [DIR] TIE 400 kV Portile de Fier-Djerdap | RPDFE41 XPF_DJ11 1 | 1459 | 1570 | -111 | 93 | 1016 | AC
RO-RS_CO_00003 | N-1 TIE 400 kV Resita-Pancevo c2 | [RO-RS] [DIR] TIE 400 kV Portile de Fier-Djerdap | RPDFE41 XPF_DJ11 1 | 1411 | 1570 | -159 | 90 | 974 | AC
RO-RS_CO_00004 | N-1 TIE 400 kV Resita-Pancevo c1 | [RO-RS] [DIR] TIE 400 kV Portile de Fier-Djerdap | RPDFE41 XPF_DJ11 1 | 1411 | 1570 | -159 | 90 | 974 | AC
RO_CO_00002 | N-1 OHL 400 kV Mintia-Arad | [RO-RS] [DIR] TIE 400 kV Portile de Fier-Djerdap | RPDFE41 XPF_DJ11 1 | 1363 | 1570 | -207 | 87 | 947 | AC
RO-HU_CO_00001 | N-1 TIE 400 kV Arad-Sandorfalva | [RO-RS] [DIR] TIE 400 kV Portile de Fier-Djerdap | RPDFE41 XPF_DJ11 1 | 1362 | 1570 | -208 | 87 | 947 | AC
RO_CO_00052 | N-1 TIE 400 kV Sofia Zapad -Nis | [RO-RS] [DIR] TIE 400 kV Portile de Fier-Djerdap | RPDFE41 XPF_DJ11 1 | 1362 | 1570 | -208 | 87 | 948 | AC
RO_CO_00001 | N-1 OHL 220 kV Portile de Fier-Resita 1&2 | [RO-RS] [DIR] TIE 400 kV Portile de Fier-Djerdap | RPDFE41 XPF_DJ11 1 | 1361 | 1570 | -209 | 87 | 944 | AC
RO-HU_CO_00002 | N-1 TIE 400 kV Nadab-Bekescsaba | [RO-RS] [DIR] TIE 400 kV Portile de Fier-Djerdap | RPDFE41 XPF_DJ11 1 | 1347 | 1570 | -223 | 86 | 938 | AC
Base case | Base case | [RO-RS] [DIR] TIE 400 kV Portile de Fier-Djerdap | RPDFE41 XPF_DJ11 1 | 1347 | 1570 | -223 | 86 | 937 | AC
RO_CO_00027 | N-1 TRA 400/220 kV AT3 Arad | [RO-RS] [DIR] TIE 400 kV Portile de Fier-Djerdap | RPDFE41 XPF_DJ11 1 | 1326 | 1570 | -244 | 84 | 924 | AC
RO-BG_CO_00005 | N-1 TIE 400 kV DOBRUDJA- MEDGIDIA SUD | [RO-BG] [DIR] TIE 400 kV MEDGIDIA SUD - VARNA | RMED141 XVA_MG11 1 | 1685 | 2000 | -315 | 84 | 1185 | AC
BG_RO_CO_00005 | N-1 TIE 400 kV MEDGIDIA SUD - DOBRUDJA | [BG-RO] [DIR] TIE 400 kV MEDGIDIA SUD - VARNA | XVA_MG11 VVARNA11 1 | 1685 | 2000 | -315 | 84 | -1163 | AC
RO-MD_CO_00001 | N-1 TIE 400 kV Isaccea - Vulcanesti | [RO-RS] [DIR] TIE 400 kV Portile de Fier-Djerdap | RPDFE41 XPF_DJ11 1 | 1317 | 1570 | -253 | 84 | 915 | AC
BG_RO_CO_00004 | N-1 TIE 400 kV MEDGIDIA SUD - VARNA | [BG-RO] [DIR] TIE 400 kV DOBRUDJA- MEDGIDIA SUD | XDO_MG11 VDOBRU11 1 | 1675 | 2000 | -325 | 84 | -1154 | AC
RO-BG_CO_00004 | N-1 TIE 400 kV MEDGIDIA SUD - VARNA | [RO-BG] [DIR] TIE 400 kV DOBRUDJA- MEDGIDIA SUD | RMEDG41 XDO_MG11 1 | 1675 | 2000 | -325 | 84 | 1178 | AC
RO-UA_CO_00001 | N-1 TIE 400 kV Rosiori-Mukacevo | [RO-RS] [DIR] TIE 400 kV Portile de Fier-Djerdap | RPDFE41 XPF_DJ11 1 | 1310 | 1570 | -260 | 83 | 912 | AC
RO_CO_00029 | N-1 OHL 220 kV Resita-Timisoara 1&2 | [RO-RS] [DIR] TIE 400 kV Portile de Fier-Djerdap | RPDFE41 XPF_DJ11 1 | 1289 | 1570 | -281 | 82 | 903 | AC
RO_CO_00009 | N-1 OHL 400 kV Iernut-Sibiu Sud | [RO-RO] [DIR] OHL 220 kV Alba Iulia-Mintia | RAIUL22 RMINT12 1 | 562 | 690 | -128 | 81 | 227 | AC
RO_CO_00036 | N-1 OHL 400 kV Medgidia Sud - Stupina | [RO-RO] [OPP] OHL 400 kV Medgidia Sud- Cernavoda | RMED141 RCERN41 1 | 1241 | 1722 | -481 | 72 | 876 | AC
BG_RO_CO_00002 | N-1 TIE 400 kV TINTARENI-KOZLODUI 2 | [BG-RO] [DIR] TIE 400 kV TINTARENI-KOZLODUI 1 | XKO_TI11 VAECKO11 1 | 1342 | 1890 | -548 | 71 | -928 | AC
BG_RO_CO_00001 | N-1 TIE 400 kV TINTARENI-KOZLODUI 1 | [BG-RO] [DIR] TIE 400 kV TINTARENI-KOZLODUI 2 | XKO_TI12 VAECKO11 1 | 1342 | 1890 | -548 | 71 | -928 | AC
RO_CO_00041 | N-1 OHL 400 kV Medgidia Sud - Rahman | [RO-RO] [OPP] OHL 400 kV Medgidia Sud- Cernavoda | RMED141 RCERN41 1 | 1220 | 1722 | -502 | 71 | 861 | AC

## 0430
Detailed results
Generated at: | 21/08/2026 21:48:50
Business day: | 2026-08-23
Horizon: | 2DA
Timestamp | 04:30
Border & direction: | South-Romania Exporting
Remedial actions | False
Margin satisfied | True
Final step | Margin Calculation
TTC [MW]: | 3784.66
Loading threshold | 0.7
Limiting CNEC | N-1 TIE 400 kV TINTARENI-KOZLODUI 2/[RO-RS] [DIR] TIE 400 kV Portile de Fier-Djerdap
Applied RAs
Non Costly RAO
CO ID | RA ID | Name of the RA | Usage | Type | Location | Status | Details
Costly RAO
RA RD ID | TSO | Generator Name | Minimum Power [MW] | Maximum Power [MW] | RDP- | RDP+ | P [MW] before RAO | P [MW] after RAO | P0 [MW] | Plimit+ [MW] | Plimit- [MW] | Started up | Shutdown
Non Costly Reduction
CO ID | RA ID | Name of the RA | Usage | Type | Location | Status | Details
Limiting CNECs
CO ID | Name of the CO | Name of the CNE | CNE UCTE branch | Calculated I (A) | I max (PATL) | Margin (A) | Loading (%) | Flow [MW] | LF type
RO-BG_CO_00001 | N-1 TIE 400 kV TINTARENI-KOZLODUI 1 | [RO-RS] [DIR] TIE 400 kV Portile de Fier-Djerdap | RPDFE41 XPF_DJ11 1 | 1519 | 1570 | -51 | 97 | 1058 | AC
RO-BG_CO_00002 | N-1 TIE 400 kV TINTARENI-KOZLODUI 2 | [RO-RS] [DIR] TIE 400 kV Portile de Fier-Djerdap | RPDFE41 XPF_DJ11 1 | 1519 | 1570 | -51 | 97 | 1058 | AC
RO-RS_CO_00003 | N-1 TIE 400 kV Resita-Pancevo c2 | [RO-RS] [DIR] TIE 400 kV Portile de Fier-Djerdap | RPDFE41 XPF_DJ11 1 | 1483 | 1570 | -87 | 94 | 1026 | AC
RO-RS_CO_00004 | N-1 TIE 400 kV Resita-Pancevo c1 | [RO-RS] [DIR] TIE 400 kV Portile de Fier-Djerdap | RPDFE41 XPF_DJ11 1 | 1483 | 1570 | -87 | 94 | 1026 | AC
RO_CO_00052 | N-1 TIE 400 kV Sofia Zapad -Nis | [RO-RS] [DIR] TIE 400 kV Portile de Fier-Djerdap | RPDFE41 XPF_DJ11 1 | 1453 | 1570 | -117 | 93 | 1012 | AC
RO_CO_00002 | N-1 OHL 400 kV Mintia-Arad | [RO-RS] [DIR] TIE 400 kV Portile de Fier-Djerdap | RPDFE41 XPF_DJ11 1 | 1433 | 1570 | -137 | 91 | 996 | AC
RO_CO_00001 | N-1 OHL 220 kV Portile de Fier-Resita 1&2 | [RO-RS] [DIR] TIE 400 kV Portile de Fier-Djerdap | RPDFE41 XPF_DJ11 1 | 1432 | 1570 | -138 | 91 | 994 | AC
RO-HU_CO_00001 | N-1 TIE 400 kV Arad-Sandorfalva | [RO-RS] [DIR] TIE 400 kV Portile de Fier-Djerdap | RPDFE41 XPF_DJ11 1 | 1431 | 1570 | -139 | 91 | 995 | AC
RO-HU_CO_00002 | N-1 TIE 400 kV Nadab-Bekescsaba | [RO-RS] [DIR] TIE 400 kV Portile de Fier-Djerdap | RPDFE41 XPF_DJ11 1 | 1415 | 1570 | -155 | 90 | 986 | AC
Base case | Base case | [RO-RS] [DIR] TIE 400 kV Portile de Fier-Djerdap | RPDFE41 XPF_DJ11 1 | 1411 | 1570 | -159 | 90 | 982 | AC
RO_CO_00027 | N-1 TRA 400/220 kV AT3 Arad | [RO-RS] [DIR] TIE 400 kV Portile de Fier-Djerdap | RPDFE41 XPF_DJ11 1 | 1393 | 1570 | -177 | 89 | 971 | AC
RO-MD_CO_00001 | N-1 TIE 400 kV Isaccea - Vulcanesti | [RO-RS] [DIR] TIE 400 kV Portile de Fier-Djerdap | RPDFE41 XPF_DJ11 1 | 1388 | 1570 | -182 | 88 | 965 | AC
RO-UA_CO_00001 | N-1 TIE 400 kV Rosiori-Mukacevo | [RO-RS] [DIR] TIE 400 kV Portile de Fier-Djerdap | RPDFE41 XPF_DJ11 1 | 1377 | 1570 | -193 | 88 | 959 | AC
RO_CO_00029 | N-1 OHL 220 kV Resita-Timisoara 1&2 | [RO-RS] [DIR] TIE 400 kV Portile de Fier-Djerdap | RPDFE41 XPF_DJ11 1 | 1357 | 1570 | -213 | 86 | 950 | AC
BG_RO_CO_00005 | N-1 TIE 400 kV MEDGIDIA SUD - DOBRUDJA | [BG-RO] [DIR] TIE 400 kV MEDGIDIA SUD - VARNA | XVA_MG11 VVARNA11 1 | 1622 | 2000 | -378 | 81 | -1122 | AC
RO-BG_CO_00005 | N-1 TIE 400 kV DOBRUDJA- MEDGIDIA SUD | [RO-BG] [DIR] TIE 400 kV MEDGIDIA SUD - VARNA | RMED141 XVA_MG11 1 | 1622 | 2000 | -378 | 81 | 1142 | AC
RO-BG_CO_00004 | N-1 TIE 400 kV MEDGIDIA SUD - VARNA | [RO-BG] [DIR] TIE 400 kV DOBRUDJA- MEDGIDIA SUD | RMEDG41 XDO_MG11 1 | 1610 | 2000 | -390 | 81 | 1135 | AC
BG_RO_CO_00004 | N-1 TIE 400 kV MEDGIDIA SUD - VARNA | [BG-RO] [DIR] TIE 400 kV DOBRUDJA- MEDGIDIA SUD | XDO_MG11 VDOBRU11 1 | 1610 | 2000 | -390 | 81 | -1112 | AC
RO_CO_00009 | N-1 OHL 400 kV Iernut-Sibiu Sud | [RO-RO] [DIR] OHL 220 kV Alba Iulia-Mintia | RAIUL22 RMINT12 1 | 549 | 690 | -141 | 80 | 222 | AC

## 0530
Detailed results
Generated at: | 21/08/2026 21:48:50
Business day: | 2026-08-23
Horizon: | 2DA
Timestamp | 05:30
Border & direction: | South-Romania Exporting
Remedial actions | False
Margin satisfied | True
Final step | Margin Calculation
TTC [MW]: | 3822.65
Loading threshold | 0.7
Limiting CNEC | N-1 TIE 400 kV TINTARENI-KOZLODUI 2/[RO-RS] [DIR] TIE 400 kV Portile de Fier-Djerdap
Applied RAs
Non Costly RAO
CO ID | RA ID | Name of the RA | Usage | Type | Location | Status | Details
Costly RAO
RA RD ID | TSO | Generator Name | Minimum Power [MW] | Maximum Power [MW] | RDP- | RDP+ | P [MW] before RAO | P [MW] after RAO | P0 [MW] | Plimit+ [MW] | Plimit- [MW] | Started up | Shutdown
Non Costly Reduction
CO ID | RA ID | Name of the RA | Usage | Type | Location | Status | Details
Limiting CNECs
CO ID | Name of the CO | Name of the CNE | CNE UCTE branch | Calculated I (A) | I max (PATL) | Margin (A) | Loading (%) | Flow [MW] | LF type
RO-BG_CO_00002 | N-1 TIE 400 kV TINTARENI-KOZLODUI 2 | [RO-RS] [DIR] TIE 400 kV Portile de Fier-Djerdap | RPDFE41 XPF_DJ11 1 | 1531 | 1570 | -39 | 98 | 1064 | AC
RO-BG_CO_00001 | N-1 TIE 400 kV TINTARENI-KOZLODUI 1 | [RO-RS] [DIR] TIE 400 kV Portile de Fier-Djerdap | RPDFE41 XPF_DJ11 1 | 1531 | 1570 | -39 | 98 | 1064 | AC
RO-RS_CO_00003 | N-1 TIE 400 kV Resita-Pancevo c2 | [RO-RS] [DIR] TIE 400 kV Portile de Fier-Djerdap | RPDFE41 XPF_DJ11 1 | 1500 | 1570 | -70 | 96 | 1035 | AC
RO-RS_CO_00004 | N-1 TIE 400 kV Resita-Pancevo c1 | [RO-RS] [DIR] TIE 400 kV Portile de Fier-Djerdap | RPDFE41 XPF_DJ11 1 | 1500 | 1570 | -70 | 96 | 1035 | AC
RO_CO_00052 | N-1 TIE 400 kV Sofia Zapad -Nis | [RO-RS] [DIR] TIE 400 kV Portile de Fier-Djerdap | RPDFE41 XPF_DJ11 1 | 1477 | 1570 | -93 | 94 | 1027 | AC
RO_CO_00001 | N-1 OHL 220 kV Portile de Fier-Resita 1&2 | [RO-RS] [DIR] TIE 400 kV Portile de Fier-Djerdap | RPDFE41 XPF_DJ11 1 | 1453 | 1570 | -117 | 93 | 1006 | AC
RO_CO_00002 | N-1 OHL 400 kV Mintia-Arad | [RO-RS] [DIR] TIE 400 kV Portile de Fier-Djerdap | RPDFE41 XPF_DJ11 1 | 1450 | 1570 | -120 | 92 | 1005 | AC
RO-HU_CO_00001 | N-1 TIE 400 kV Arad-Sandorfalva | [RO-RS] [DIR] TIE 400 kV Portile de Fier-Djerdap | RPDFE41 XPF_DJ11 1 | 1446 | 1570 | -124 | 92 | 1003 | AC
RO-HU_CO_00002 | N-1 TIE 400 kV Nadab-Bekescsaba | [RO-RS] [DIR] TIE 400 kV Portile de Fier-Djerdap | RPDFE41 XPF_DJ11 1 | 1430 | 1570 | -140 | 91 | 994 | AC
Base case | Base case | [RO-RS] [DIR] TIE 400 kV Portile de Fier-Djerdap | RPDFE41 XPF_DJ11 1 | 1425 | 1570 | -145 | 91 | 990 | AC
RO-MD_CO_00001 | N-1 TIE 400 kV Isaccea - Vulcanesti | [RO-RS] [DIR] TIE 400 kV Portile de Fier-Djerdap | RPDFE41 XPF_DJ11 1 | 1411 | 1570 | -159 | 90 | 980 | AC
RO_CO_00027 | N-1 TRA 400/220 kV AT3 Arad | [RO-RS] [DIR] TIE 400 kV Portile de Fier-Djerdap | RPDFE41 XPF_DJ11 1 | 1409 | 1570 | -161 | 90 | 980 | AC
RO-UA_CO_00001 | N-1 TIE 400 kV Rosiori-Mukacevo | [RO-RS] [DIR] TIE 400 kV Portile de Fier-Djerdap | RPDFE41 XPF_DJ11 1 | 1392 | 1570 | -178 | 89 | 967 | AC
RO_CO_00029 | N-1 OHL 220 kV Resita-Timisoara 1&2 | [RO-RS] [DIR] TIE 400 kV Portile de Fier-Djerdap | RPDFE41 XPF_DJ11 1 | 1379 | 1570 | -191 | 88 | 962 | AC
BG_RO_CO_00005 | N-1 TIE 400 kV MEDGIDIA SUD - DOBRUDJA | [BG-RO] [DIR] TIE 400 kV MEDGIDIA SUD - VARNA | XVA_MG11 VVARNA11 1 | 1678 | 2000 | -322 | 84 | -1161 | AC
RO-BG_CO_00005 | N-1 TIE 400 kV DOBRUDJA- MEDGIDIA SUD | [RO-BG] [DIR] TIE 400 kV MEDGIDIA SUD - VARNA | RMED141 XVA_MG11 1 | 1678 | 2000 | -322 | 84 | 1182 | AC
RO-BG_CO_00004 | N-1 TIE 400 kV MEDGIDIA SUD - VARNA | [RO-BG] [DIR] TIE 400 kV DOBRUDJA- MEDGIDIA SUD | RMEDG41 XDO_MG11 1 | 1666 | 2000 | -334 | 83 | 1174 | AC
BG_RO_CO_00004 | N-1 TIE 400 kV MEDGIDIA SUD - VARNA | [BG-RO] [DIR] TIE 400 kV DOBRUDJA- MEDGIDIA SUD | XDO_MG11 VDOBRU11 1 | 1666 | 2000 | -334 | 83 | -1150 | AC

## 0630
Detailed results
Generated at: | 21/08/2026 21:48:50
Business day: | 2026-08-23
Horizon: | 2DA
Timestamp | 06:30
Border & direction: | South-Romania Exporting
Remedial actions | False
Margin satisfied | True
Final step | Margin Calculation
TTC [MW]: | 3827.57
Loading threshold | 0.7
Limiting CNEC | N-1 TIE 400 kV TINTARENI-KOZLODUI 2/[RO-RS] [DIR] TIE 400 kV Portile de Fier-Djerdap
Applied RAs
Non Costly RAO
CO ID | RA ID | Name of the RA | Usage | Type | Location | Status | Details
Costly RAO
RA RD ID | TSO | Generator Name | Minimum Power [MW] | Maximum Power [MW] | RDP- | RDP+ | P [MW] before RAO | P [MW] after RAO | P0 [MW] | Plimit+ [MW] | Plimit- [MW] | Started up | Shutdown
Non Costly Reduction
CO ID | RA ID | Name of the RA | Usage | Type | Location | Status | Details
Limiting CNECs
CO ID | Name of the CO | Name of the CNE | CNE UCTE branch | Calculated I (A) | I max (PATL) | Margin (A) | Loading (%) | Flow [MW] | LF type
RO-BG_CO_00002 | N-1 TIE 400 kV TINTARENI-KOZLODUI 2 | [RO-RS] [DIR] TIE 400 kV Portile de Fier-Djerdap | RPDFE41 XPF_DJ11 1 | 1523 | 1570 | -47 | 97 | 1062 | AC
RO-BG_CO_00001 | N-1 TIE 400 kV TINTARENI-KOZLODUI 1 | [RO-RS] [DIR] TIE 400 kV Portile de Fier-Djerdap | RPDFE41 XPF_DJ11 1 | 1523 | 1570 | -47 | 97 | 1062 | AC
RO-RS_CO_00003 | N-1 TIE 400 kV Resita-Pancevo c2 | [RO-RS] [DIR] TIE 400 kV Portile de Fier-Djerdap | RPDFE41 XPF_DJ11 1 | 1509 | 1570 | -61 | 96 | 1048 | AC
RO-RS_CO_00004 | N-1 TIE 400 kV Resita-Pancevo c1 | [RO-RS] [DIR] TIE 400 kV Portile de Fier-Djerdap | RPDFE41 XPF_DJ11 1 | 1509 | 1570 | -61 | 96 | 1048 | AC
RO_CO_00052 | N-1 TIE 400 kV Sofia Zapad -Nis | [RO-RS] [DIR] TIE 400 kV Portile de Fier-Djerdap | RPDFE41 XPF_DJ11 1 | 1505 | 1570 | -65 | 96 | 1051 | AC
RO_CO_00001 | N-1 OHL 220 kV Portile de Fier-Resita 1&2 | [RO-RS] [DIR] TIE 400 kV Portile de Fier-Djerdap | RPDFE41 XPF_DJ11 1 | 1465 | 1570 | -105 | 93 | 1020 | AC
RO_CO_00002 | N-1 OHL 400 kV Mintia-Arad | [RO-RS] [DIR] TIE 400 kV Portile de Fier-Djerdap | RPDFE41 XPF_DJ11 1 | 1454 | 1570 | -116 | 93 | 1013 | AC
RO-HU_CO_00001 | N-1 TIE 400 kV Arad-Sandorfalva | [RO-RS] [DIR] TIE 400 kV Portile de Fier-Djerdap | RPDFE41 XPF_DJ11 1 | 1452 | 1570 | -118 | 92 | 1012 | AC
RO-HU_CO_00002 | N-1 TIE 400 kV Nadab-Bekescsaba | [RO-RS] [DIR] TIE 400 kV Portile de Fier-Djerdap | RPDFE41 XPF_DJ11 1 | 1438 | 1570 | -132 | 92 | 1003 | AC
RO-MD_CO_00001 | N-1 TIE 400 kV Isaccea - Vulcanesti | [RO-RS] [DIR] TIE 400 kV Portile de Fier-Djerdap | RPDFE41 XPF_DJ11 1 | 1429 | 1570 | -141 | 91 | 997 | AC
Base case | Base case | [RO-RS] [DIR] TIE 400 kV Portile de Fier-Djerdap | RPDFE41 XPF_DJ11 1 | 1428 | 1570 | -142 | 91 | 996 | AC
RO_CO_00027 | N-1 TRA 400/220 kV AT3 Arad | [RO-RS] [DIR] TIE 400 kV Portile de Fier-Djerdap | RPDFE41 XPF_DJ11 1 | 1419 | 1570 | -151 | 90 | 991 | AC
RO-UA_CO_00001 | N-1 TIE 400 kV Rosiori-Mukacevo | [RO-RS] [DIR] TIE 400 kV Portile de Fier-Djerdap | RPDFE41 XPF_DJ11 1 | 1400 | 1570 | -170 | 89 | 977 | AC
RO_CO_00029 | N-1 OHL 220 kV Resita-Timisoara 1&2 | [RO-RS] [DIR] TIE 400 kV Portile de Fier-Djerdap | RPDFE41 XPF_DJ11 1 | 1399 | 1570 | -171 | 89 | 976 | AC
RO-BG_CO_00005 | N-1 TIE 400 kV DOBRUDJA- MEDGIDIA SUD | [RO-BG] [DIR] TIE 400 kV MEDGIDIA SUD - VARNA | RMED141 XVA_MG11 1 | 1764 | 2000 | -236 | 88 | 1241 | AC
BG_RO_CO_00005 | N-1 TIE 400 kV MEDGIDIA SUD - DOBRUDJA | [BG-RO] [DIR] TIE 400 kV MEDGIDIA SUD - VARNA | XVA_MG11 VVARNA11 1 | 1764 | 2000 | -236 | 88 | -1218 | AC
RO-BG_CO_00004 | N-1 TIE 400 kV MEDGIDIA SUD - VARNA | [RO-BG] [DIR] TIE 400 kV DOBRUDJA- MEDGIDIA SUD | RMEDG41 XDO_MG11 1 | 1752 | 2000 | -248 | 88 | 1234 | AC
BG_RO_CO_00004 | N-1 TIE 400 kV MEDGIDIA SUD - VARNA | [BG-RO] [DIR] TIE 400 kV DOBRUDJA- MEDGIDIA SUD | XDO_MG11 VDOBRU11 1 | 1752 | 2000 | -248 | 88 | -1207 | AC

## 0730
Detailed results
Generated at: | 21/08/2026 21:48:50
Business day: | 2026-08-23
Horizon: | 2DA
Timestamp | 07:30
Border & direction: | South-Romania Exporting
Remedial actions | False
Margin satisfied | False
Final step | Reduction
TTC [MW]: | 2966
Loading threshold | 0.7
Limiting CNEC | N-1 TIE 400 kV Sofia Zapad -Nis/[RO-RS] [DIR] TIE 400 kV Portile de Fier-Djerdap
Applied RAs
Non Costly RAO
CO ID | RA ID | Name of the RA | Usage | Type | Location | Status | Details
Costly RAO
RA RD ID | TSO | Generator Name | Minimum Power [MW] | Maximum Power [MW] | RDP- | RDP+ | P [MW] before RAO | P [MW] after RAO | P0 [MW] | Plimit+ [MW] | Plimit- [MW] | Started up | Shutdown
Non Costly Reduction
CO ID | RA ID | Name of the RA | Usage | Type | Location | Status | Details
Limiting CNECs
CO ID | Name of the CO | Name of the CNE | CNE UCTE branch | Calculated I (A) | I max (PATL) | Margin (A) | Loading (%) | Flow [MW] | LF type
RO_CO_00052 | N-1 TIE 400 kV Sofia Zapad -Nis | [RO-RS] [DIR] TIE 400 kV Portile de Fier-Djerdap | RPDFE41 XPF_DJ11 1 | 1566 | 1570 | -4 | 100 | 1097 | AC
RO-RS_CO_00003 | N-1 TIE 400 kV Resita-Pancevo c2 | [RO-RS] [DIR] TIE 400 kV Portile de Fier-Djerdap | RPDFE41 XPF_DJ11 1 | 1485 | 1570 | -85 | 95 | 1037 | AC
RO-RS_CO_00004 | N-1 TIE 400 kV Resita-Pancevo c1 | [RO-RS] [DIR] TIE 400 kV Portile de Fier-Djerdap | RPDFE41 XPF_DJ11 1 | 1485 | 1570 | -85 | 95 | 1037 | AC
RO_CO_00001 | N-1 OHL 220 kV Portile de Fier-Resita 1&2 | [RO-RS] [DIR] TIE 400 kV Portile de Fier-Djerdap | RPDFE41 XPF_DJ11 1 | 1444 | 1570 | -126 | 92 | 1011 | AC
RO-BG_CO_00002 | N-1 TIE 400 kV TINTARENI-KOZLODUI 2 | [RO-RS] [DIR] TIE 400 kV Portile de Fier-Djerdap | RPDFE41 XPF_DJ11 1 | 1443 | 1570 | -127 | 92 | 1009 | AC
RO-BG_CO_00001 | N-1 TIE 400 kV TINTARENI-KOZLODUI 1 | [RO-RS] [DIR] TIE 400 kV Portile de Fier-Djerdap | RPDFE41 XPF_DJ11 1 | 1443 | 1570 | -127 | 92 | 1009 | AC
RO_CO_00002 | N-1 OHL 400 kV Mintia-Arad | [RO-RS] [DIR] TIE 400 kV Portile de Fier-Djerdap | RPDFE41 XPF_DJ11 1 | 1432 | 1570 | -138 | 91 | 1000 | AC
RO-HU_CO_00001 | N-1 TIE 400 kV Arad-Sandorfalva | [RO-RS] [DIR] TIE 400 kV Portile de Fier-Djerdap | RPDFE41 XPF_DJ11 1 | 1423 | 1570 | -147 | 91 | 996 | AC
RO-HU_CO_00002 | N-1 TIE 400 kV Nadab-Bekescsaba | [RO-RS] [DIR] TIE 400 kV Portile de Fier-Djerdap | RPDFE41 XPF_DJ11 1 | 1411 | 1570 | -159 | 90 | 988 | AC
RO-MD_CO_00001 | N-1 TIE 400 kV Isaccea - Vulcanesti | [RO-RS] [DIR] TIE 400 kV Portile de Fier-Djerdap | RPDFE41 XPF_DJ11 1 | 1411 | 1570 | -159 | 90 | 987 | AC
RO_CO_00027 | N-1 TRA 400/220 kV AT3 Arad | [RO-RS] [DIR] TIE 400 kV Portile de Fier-Djerdap | RPDFE41 XPF_DJ11 1 | 1392 | 1570 | -178 | 89 | 975 | AC
Base case | Base case | [RO-RS] [DIR] TIE 400 kV Portile de Fier-Djerdap | RPDFE41 XPF_DJ11 1 | 1392 | 1570 | -178 | 89 | 975 | AC
RO_CO_00029 | N-1 OHL 220 kV Resita-Timisoara 1&2 | [RO-RS] [DIR] TIE 400 kV Portile de Fier-Djerdap | RPDFE41 XPF_DJ11 1 | 1390 | 1570 | -180 | 89 | 972 | AC
RO-UA_CO_00001 | N-1 TIE 400 kV Rosiori-Mukacevo | [RO-RS] [DIR] TIE 400 kV Portile de Fier-Djerdap | RPDFE41 XPF_DJ11 1 | 1380 | 1570 | -190 | 88 | 966 | AC

## 0830
Detailed results
Generated at: | 21/08/2026 21:48:50
Business day: | 2026-08-23
Horizon: | 2DA
Timestamp | 08:30
Border & direction: | South-Romania Exporting
Remedial actions | False
Margin satisfied | True
Final step | Margin Calculation
TTC [MW]: | 1508.49
Loading threshold | 0.7
Limiting CNEC | N-1 TIE 400 kV Sofia Zapad -Nis/[RO-RS] [DIR] TIE 400 kV Portile de Fier-Djerdap
Applied RAs
Non Costly RAO
CO ID | RA ID | Name of the RA | Usage | Type | Location | Status | Details
Costly RAO
RA RD ID | TSO | Generator Name | Minimum Power [MW] | Maximum Power [MW] | RDP- | RDP+ | P [MW] before RAO | P [MW] after RAO | P0 [MW] | Plimit+ [MW] | Plimit- [MW] | Started up | Shutdown
Non Costly Reduction
CO ID | RA ID | Name of the RA | Usage | Type | Location | Status | Details
Limiting CNECs
CO ID | Name of the CO | Name of the CNE | CNE UCTE branch | Calculated I (A) | I max (PATL) | Margin (A) | Loading (%) | Flow [MW] | LF type
RO_CO_00052 | N-1 TIE 400 kV Sofia Zapad -Nis | [RO-RS] [DIR] TIE 400 kV Portile de Fier-Djerdap | RPDFE41 XPF_DJ11 1 | 1583 | 1570 | 13 | 101 | 1090 | AC
RO-RS_CO_00003 | N-1 TIE 400 kV Resita-Pancevo c2 | [RO-RS] [DIR] TIE 400 kV Portile de Fier-Djerdap | RPDFE41 XPF_DJ11 1 | 1387 | 1570 | -183 | 88 | 954 | AC
RO-RS_CO_00004 | N-1 TIE 400 kV Resita-Pancevo c1 | [RO-RS] [DIR] TIE 400 kV Portile de Fier-Djerdap | RPDFE41 XPF_DJ11 1 | 1387 | 1570 | -183 | 88 | 954 | AC
RO_CO_00001 | N-1 OHL 220 kV Portile de Fier-Resita 1&2 | [RO-RS] [DIR] TIE 400 kV Portile de Fier-Djerdap | RPDFE41 XPF_DJ11 1 | 1384 | 1570 | -186 | 88 | 955 | AC
RO_CO_00002 | N-1 OHL 400 kV Mintia-Arad | [RO-RS] [DIR] TIE 400 kV Portile de Fier-Djerdap | RPDFE41 XPF_DJ11 1 | 1345 | 1570 | -225 | 86 | 922 | AC
RO-MD_CO_00001 | N-1 TIE 400 kV Isaccea - Vulcanesti | [RO-RS] [DIR] TIE 400 kV Portile de Fier-Djerdap | RPDFE41 XPF_DJ11 1 | 1331 | 1570 | -239 | 85 | 912 | AC
RO-HU_CO_00001 | N-1 TIE 400 kV Arad-Sandorfalva | [RO-RS] [DIR] TIE 400 kV Portile de Fier-Djerdap | RPDFE41 XPF_DJ11 1 | 1325 | 1570 | -245 | 84 | 912 | AC
RO-HU_CO_00002 | N-1 TIE 400 kV Nadab-Bekescsaba | [RO-RS] [DIR] TIE 400 kV Portile de Fier-Djerdap | RPDFE41 XPF_DJ11 1 | 1314 | 1570 | -256 | 84 | 905 | AC
RO_CO_00029 | N-1 OHL 220 kV Resita-Timisoara 1&2 | [RO-RS] [DIR] TIE 400 kV Portile de Fier-Djerdap | RPDFE41 XPF_DJ11 1 | 1313 | 1570 | -257 | 84 | 905 | AC
RO_CO_00027 | N-1 TRA 400/220 kV AT3 Arad | [RO-RS] [DIR] TIE 400 kV Portile de Fier-Djerdap | RPDFE41 XPF_DJ11 1 | 1295 | 1570 | -275 | 82 | 892 | AC
RO-UA_CO_00001 | N-1 TIE 400 kV Rosiori-Mukacevo | [RO-RS] [DIR] TIE 400 kV Portile de Fier-Djerdap | RPDFE41 XPF_DJ11 1 | 1294 | 1570 | -276 | 82 | 890 | AC
Base case | Base case | [RO-RS] [DIR] TIE 400 kV Portile de Fier-Djerdap | RPDFE41 XPF_DJ11 1 | 1287 | 1570 | -283 | 82 | 885 | AC
RO-BG_CO_00001 | N-1 TIE 400 kV TINTARENI-KOZLODUI 1 | [RO-RS] [DIR] TIE 400 kV Portile de Fier-Djerdap | RPDFE41 XPF_DJ11 1 | 1268 | 1570 | -302 | 81 | 871 | AC
RO-BG_CO_00002 | N-1 TIE 400 kV TINTARENI-KOZLODUI 2 | [RO-RS] [DIR] TIE 400 kV Portile de Fier-Djerdap | RPDFE41 XPF_DJ11 1 | 1268 | 1570 | -302 | 81 | 871 | AC
RO-RS_CO_00003 | N-1 TIE 400 kV Resita-Pancevo c2 | [RO-RO] [DIR] TRA 400/220 kV AT Urechesti | RURE241 RURE212 1 | 434 | 577 | -143 | 75 | 242 | AC
RO_CO_00008 | N-1 OHL 400 kV Slatina-Portile de Fier | [RO-RO] [OPP] OHL 400 kV Portile de Fier-Urechesti | RPDF241 RUREC41 1 | 1106 | 1500 | -394 | 74 | 784 | AC

## 0930
Detailed results
Generated at: | 21/08/2026 21:48:50
Business day: | 2026-08-23
Horizon: | 2DA
Timestamp | 09:30
Border & direction: | South-Romania Exporting
Remedial actions | False
Margin satisfied | True
Final step | Margin Calculation
TTC [MW]: | 1201.65
Loading threshold | 0.7
Limiting CNEC | N-1 TIE 400 kV Sofia Zapad -Nis/[RO-RS] [DIR] TIE 400 kV Portile de Fier-Djerdap
Applied RAs
Non Costly RAO
CO ID | RA ID | Name of the RA | Usage | Type | Location | Status | Details
Costly RAO
RA RD ID | TSO | Generator Name | Minimum Power [MW] | Maximum Power [MW] | RDP- | RDP+ | P [MW] before RAO | P [MW] after RAO | P0 [MW] | Plimit+ [MW] | Plimit- [MW] | Started up | Shutdown
Non Costly Reduction
CO ID | RA ID | Name of the RA | Usage | Type | Location | Status | Details
Limiting CNECs
CO ID | Name of the CO | Name of the CNE | CNE UCTE branch | Calculated I (A) | I max (PATL) | Margin (A) | Loading (%) | Flow [MW] | LF type
RO_CO_00052 | N-1 TIE 400 kV Sofia Zapad -Nis | [RO-RS] [DIR] TIE 400 kV Portile de Fier-Djerdap | RPDFE41 XPF_DJ11 1 | 1585 | 1570 | 15 | 101 | 1084 | AC
RO_CO_00001 | N-1 OHL 220 kV Portile de Fier-Resita 1&2 | [RO-RS] [DIR] TIE 400 kV Portile de Fier-Djerdap | RPDFE41 XPF_DJ11 1 | 1364 | 1570 | -206 | 87 | 934 | AC
RO-RS_CO_00003 | N-1 TIE 400 kV Resita-Pancevo c2 | [RO-RS] [DIR] TIE 400 kV Portile de Fier-Djerdap | RPDFE41 XPF_DJ11 1 | 1363 | 1570 | -207 | 87 | 931 | AC
RO-RS_CO_00004 | N-1 TIE 400 kV Resita-Pancevo c1 | [RO-RS] [DIR] TIE 400 kV Portile de Fier-Djerdap | RPDFE41 XPF_DJ11 1 | 1363 | 1570 | -207 | 87 | 931 | AC
RO-RS_CO_00003 | N-1 TIE 400 kV Resita-Pancevo c2 | [RO-RO] [OPP] OHL 220 kV Paroseni-Targu Jiu Nord | RPARO22 RTRGJ22 1 | 583 | 690 | -107 | 85 | 244 | AC
RO-RS_CO_00003 | N-1 TIE 400 kV Resita-Pancevo c2 | [RO-RO] [DIR] OHL 220 kV Urechesti-Targu Jiu Nord | RURE212 RTRGJ22 1 | 582 | 690 | -108 | 84 | 245 | AC
RO_CO_00002 | N-1 OHL 400 kV Mintia-Arad | [RO-RS] [DIR] TIE 400 kV Portile de Fier-Djerdap | RPDFE41 XPF_DJ11 1 | 1316 | 1570 | -254 | 84 | 895 | AC
RO-RS_CO_00003 | N-1 TIE 400 kV Resita-Pancevo c2 | [RO-RO] [DIR] TRA 400/220 kV AT Urechesti | RURE241 RURE212 1 | 482 | 577 | -95 | 84 | 286 | AC
RO-MD_CO_00001 | N-1 TIE 400 kV Isaccea - Vulcanesti | [RO-RS] [DIR] TIE 400 kV Portile de Fier-Djerdap | RPDFE41 XPF_DJ11 1 | 1310 | 1570 | -260 | 83 | 890 | AC
RO-HU_CO_00001 | N-1 TIE 400 kV Arad-Sandorfalva | [RO-RS] [DIR] TIE 400 kV Portile de Fier-Djerdap | RPDFE41 XPF_DJ11 1 | 1298 | 1570 | -272 | 83 | 887 | AC
RO_CO_00005 | N-1 OHL 400 kV Tantareni-Urechesti | [RO-RO] [DIR] TRA 400/220 kV AT Urechesti | RURE241 RURE212 1 | 477 | 577 | -100 | 83 | 281 | AC
RO_CO_00029 | N-1 OHL 220 kV Resita-Timisoara 1&2 | [RO-RS] [DIR] TIE 400 kV Portile de Fier-Djerdap | RPDFE41 XPF_DJ11 1 | 1297 | 1570 | -273 | 83 | 888 | AC
RO-HU_CO_00002 | N-1 TIE 400 kV Nadab-Bekescsaba | [RO-RS] [DIR] TIE 400 kV Portile de Fier-Djerdap | RPDFE41 XPF_DJ11 1 | 1290 | 1570 | -280 | 82 | 881 | AC
RO-UA_CO_00001 | N-1 TIE 400 kV Rosiori-Mukacevo | [RO-RS] [DIR] TIE 400 kV Portile de Fier-Djerdap | RPDFE41 XPF_DJ11 1 | 1279 | 1570 | -291 | 81 | 873 | AC
RO_CO_00027 | N-1 TRA 400/220 kV AT3 Arad | [RO-RS] [DIR] TIE 400 kV Portile de Fier-Djerdap | RPDFE41 XPF_DJ11 1 | 1274 | 1570 | -296 | 81 | 871 | AC
Base case | Base case | [RO-RS] [DIR] TIE 400 kV Portile de Fier-Djerdap | RPDFE41 XPF_DJ11 1 | 1264 | 1570 | -306 | 81 | 863 | AC
RO_CO_00008 | N-1 OHL 400 kV Slatina-Portile de Fier | [RO-RO] [OPP] OHL 400 kV Portile de Fier-Urechesti | RPDF241 RUREC41 1 | 1179 | 1500 | -321 | 79 | 837 | AC
RO-BG_CO_00002 | N-1 TIE 400 kV TINTARENI-KOZLODUI 2 | [RO-RS] [DIR] TIE 400 kV Portile de Fier-Djerdap | RPDFE41 XPF_DJ11 1 | 1233 | 1570 | -337 | 79 | 839 | AC
RO-BG_CO_00001 | N-1 TIE 400 kV TINTARENI-KOZLODUI 1 | [RO-RS] [DIR] TIE 400 kV Portile de Fier-Djerdap | RPDFE41 XPF_DJ11 1 | 1233 | 1570 | -337 | 79 | 839 | AC
RO-RS_CO_00003 | N-1 TIE 400 kV Resita-Pancevo c2 | [RO-RO] [DIR] OHL 220 kV Paroseni-Baru Mare | RPARO22 RBARU22 1 | 519 | 690 | -171 | 75 | 211 | AC
RO-RS_CO_00003 | N-1 TIE 400 kV Resita-Pancevo c2 | [RO-RO] [DIR] OHL 220 kV Baru Mare-Hasdat | RBARU22 RHAS122 1 | 536 | 750 | -214 | 71 | 218 | AC

## 1030
Detailed results
Generated at: | 21/08/2026 21:48:50
Business day: | 2026-08-23
Horizon: | 2DA
Timestamp | 10:30
Border & direction: | South-Romania Exporting
Remedial actions | False
Margin satisfied | True
Final step | Margin Calculation
TTC [MW]: | 2208.72
Loading threshold | 0.7
Limiting CNEC | N-1 TIE 400 kV Sofia Zapad -Nis/[RO-RS] [DIR] TIE 400 kV Portile de Fier-Djerdap
Applied RAs
Non Costly RAO
CO ID | RA ID | Name of the RA | Usage | Type | Location | Status | Details
Costly RAO
RA RD ID | TSO | Generator Name | Minimum Power [MW] | Maximum Power [MW] | RDP- | RDP+ | P [MW] before RAO | P [MW] after RAO | P0 [MW] | Plimit+ [MW] | Plimit- [MW] | Started up | Shutdown
Non Costly Reduction
CO ID | RA ID | Name of the RA | Usage | Type | Location | Status | Details
Limiting CNECs
CO ID | Name of the CO | Name of the CNE | CNE UCTE branch | Calculated I (A) | I max (PATL) | Margin (A) | Loading (%) | Flow [MW] | LF type
RO_CO_00052 | N-1 TIE 400 kV Sofia Zapad -Nis | [RO-RS] [DIR] TIE 400 kV Portile de Fier-Djerdap | RPDFE41 XPF_DJ11 1 | 1578 | 1570 | 8 | 101 | 1104 | AC
RO-RS_CO_00003 | N-1 TIE 400 kV Resita-Pancevo c2 | [RO-RS] [DIR] TIE 400 kV Portile de Fier-Djerdap | RPDFE41 XPF_DJ11 1 | 1435 | 1570 | -135 | 91 | 1003 | AC
RO-RS_CO_00004 | N-1 TIE 400 kV Resita-Pancevo c1 | [RO-RS] [DIR] TIE 400 kV Portile de Fier-Djerdap | RPDFE41 XPF_DJ11 1 | 1435 | 1570 | -135 | 91 | 1003 | AC
RO_CO_00001 | N-1 OHL 220 kV Portile de Fier-Resita 1&2 | [RO-RS] [DIR] TIE 400 kV Portile de Fier-Djerdap | RPDFE41 XPF_DJ11 1 | 1419 | 1570 | -151 | 90 | 994 | AC
RO_CO_00002 | N-1 OHL 400 kV Mintia-Arad | [RO-RS] [DIR] TIE 400 kV Portile de Fier-Djerdap | RPDFE41 XPF_DJ11 1 | 1378 | 1570 | -192 | 88 | 963 | AC
RO-HU_CO_00001 | N-1 TIE 400 kV Arad-Sandorfalva | [RO-RS] [DIR] TIE 400 kV Portile de Fier-Djerdap | RPDFE41 XPF_DJ11 1 | 1369 | 1570 | -201 | 87 | 959 | AC
RO-MD_CO_00001 | N-1 TIE 400 kV Isaccea - Vulcanesti | [RO-RS] [DIR] TIE 400 kV Portile de Fier-Djerdap | RPDFE41 XPF_DJ11 1 | 1364 | 1570 | -206 | 87 | 954 | AC
RO-BG_CO_00001 | N-1 TIE 400 kV TINTARENI-KOZLODUI 1 | [RO-RS] [DIR] TIE 400 kV Portile de Fier-Djerdap | RPDFE41 XPF_DJ11 1 | 1357 | 1570 | -213 | 86 | 949 | AC
RO-BG_CO_00002 | N-1 TIE 400 kV TINTARENI-KOZLODUI 2 | [RO-RS] [DIR] TIE 400 kV Portile de Fier-Djerdap | RPDFE41 XPF_DJ11 1 | 1357 | 1570 | -213 | 86 | 949 | AC
RO-HU_CO_00002 | N-1 TIE 400 kV Nadab-Bekescsaba | [RO-RS] [DIR] TIE 400 kV Portile de Fier-Djerdap | RPDFE41 XPF_DJ11 1 | 1356 | 1570 | -214 | 86 | 950 | AC
RO_CO_00029 | N-1 OHL 220 kV Resita-Timisoara 1&2 | [RO-RS] [DIR] TIE 400 kV Portile de Fier-Djerdap | RPDFE41 XPF_DJ11 1 | 1351 | 1570 | -219 | 86 | 946 | AC
RO-UA_CO_00001 | N-1 TIE 400 kV Rosiori-Mukacevo | [RO-RS] [DIR] TIE 400 kV Portile de Fier-Djerdap | RPDFE41 XPF_DJ11 1 | 1346 | 1570 | -224 | 86 | 943 | AC
RO_CO_00027 | N-1 TRA 400/220 kV AT3 Arad | [RO-RS] [DIR] TIE 400 kV Portile de Fier-Djerdap | RPDFE41 XPF_DJ11 1 | 1343 | 1570 | -227 | 86 | 941 | AC
Base case | Base case | [RO-RS] [DIR] TIE 400 kV Portile de Fier-Djerdap | RPDFE41 XPF_DJ11 1 | 1340 | 1570 | -230 | 85 | 938 | AC

## 1130
Detailed results
Generated at: | 21/08/2026 21:48:50
Business day: | 2026-08-23
Horizon: | 2DA
Timestamp | 11:30
Border & direction: | South-Romania Exporting
Remedial actions | False
Margin satisfied | True
Final step | Margin Calculation
TTC [MW]: | 3733.08
Loading threshold | 0.7
Limiting CNEC | N-1 TIE 400 kV Sofia Zapad -Nis/[RO-RS] [DIR] TIE 400 kV Portile de Fier-Djerdap
Applied RAs
Non Costly RAO
CO ID | RA ID | Name of the RA | Usage | Type | Location | Status | Details
Costly RAO
RA RD ID | TSO | Generator Name | Minimum Power [MW] | Maximum Power [MW] | RDP- | RDP+ | P [MW] before RAO | P [MW] after RAO | P0 [MW] | Plimit+ [MW] | Plimit- [MW] | Started up | Shutdown
Non Costly Reduction
CO ID | RA ID | Name of the RA | Usage | Type | Location | Status | Details
Limiting CNECs
CO ID | Name of the CO | Name of the CNE | CNE UCTE branch | Calculated I (A) | I max (PATL) | Margin (A) | Loading (%) | Flow [MW] | LF type
RO_CO_00052 | N-1 TIE 400 kV Sofia Zapad -Nis | [RO-RS] [DIR] TIE 400 kV Portile de Fier-Djerdap | RPDFE41 XPF_DJ11 1 | 1562 | 1570 | -8 | 100 | 1101 | AC
RO-BG_CO_00001 | N-1 TIE 400 kV TINTARENI-KOZLODUI 1 | [RO-RS] [DIR] TIE 400 kV Portile de Fier-Djerdap | RPDFE41 XPF_DJ11 1 | 1554 | 1570 | -16 | 99 | 1093 | AC
RO-BG_CO_00002 | N-1 TIE 400 kV TINTARENI-KOZLODUI 2 | [RO-RS] [DIR] TIE 400 kV Portile de Fier-Djerdap | RPDFE41 XPF_DJ11 1 | 1554 | 1570 | -16 | 99 | 1093 | AC
RO-RS_CO_00003 | N-1 TIE 400 kV Resita-Pancevo c2 | [RO-RS] [DIR] TIE 400 kV Portile de Fier-Djerdap | RPDFE41 XPF_DJ11 1 | 1549 | 1570 | -21 | 99 | 1089 | AC
RO-RS_CO_00004 | N-1 TIE 400 kV Resita-Pancevo c1 | [RO-RS] [DIR] TIE 400 kV Portile de Fier-Djerdap | RPDFE41 XPF_DJ11 1 | 1549 | 1570 | -21 | 99 | 1089 | AC
RO_CO_00001 | N-1 OHL 220 kV Portile de Fier-Resita 1&2 | [RO-RS] [DIR] TIE 400 kV Portile de Fier-Djerdap | RPDFE41 XPF_DJ11 1 | 1500 | 1570 | -70 | 96 | 1056 | AC
RO-HU_CO_00001 | N-1 TIE 400 kV Arad-Sandorfalva | [RO-RS] [DIR] TIE 400 kV Portile de Fier-Djerdap | RPDFE41 XPF_DJ11 1 | 1481 | 1570 | -89 | 94 | 1043 | AC
RO_CO_00002 | N-1 OHL 400 kV Mintia-Arad | [RO-RS] [DIR] TIE 400 kV Portile de Fier-Djerdap | RPDFE41 XPF_DJ11 1 | 1475 | 1570 | -95 | 94 | 1039 | AC
RO-HU_CO_00002 | N-1 TIE 400 kV Nadab-Bekescsaba | [RO-RS] [DIR] TIE 400 kV Portile de Fier-Djerdap | RPDFE41 XPF_DJ11 1 | 1462 | 1570 | -108 | 93 | 1031 | AC
Base case | Base case | [RO-RS] [DIR] TIE 400 kV Portile de Fier-Djerdap | RPDFE41 XPF_DJ11 1 | 1461 | 1570 | -109 | 93 | 1030 | AC
RO_CO_00027 | N-1 TRA 400/220 kV AT3 Arad | [RO-RS] [DIR] TIE 400 kV Portile de Fier-Djerdap | RPDFE41 XPF_DJ11 1 | 1452 | 1570 | -118 | 92 | 1024 | AC
RO-MD_CO_00001 | N-1 TIE 400 kV Isaccea - Vulcanesti | [RO-RS] [DIR] TIE 400 kV Portile de Fier-Djerdap | RPDFE41 XPF_DJ11 1 | 1452 | 1570 | -118 | 92 | 1023 | AC
RO-UA_CO_00001 | N-1 TIE 400 kV Rosiori-Mukacevo | [RO-RS] [DIR] TIE 400 kV Portile de Fier-Djerdap | RPDFE41 XPF_DJ11 1 | 1445 | 1570 | -125 | 92 | 1019 | AC
RO_CO_00029 | N-1 OHL 220 kV Resita-Timisoara 1&2 | [RO-RS] [DIR] TIE 400 kV Portile de Fier-Djerdap | RPDFE41 XPF_DJ11 1 | 1433 | 1570 | -137 | 91 | 1008 | AC
BG_RO_CO_00005 | N-1 TIE 400 kV MEDGIDIA SUD - DOBRUDJA | [BG-RO] [DIR] TIE 400 kV MEDGIDIA SUD - VARNA | XVA_MG11 VVARNA11 1 | 1542 | 2000 | -458 | 77 | -1067 | AC
RO-BG_CO_00005 | N-1 TIE 400 kV DOBRUDJA- MEDGIDIA SUD | [RO-BG] [DIR] TIE 400 kV MEDGIDIA SUD - VARNA | RMED141 XVA_MG11 1 | 1542 | 2000 | -458 | 77 | 1085 | AC
BG_RO_CO_00004 | N-1 TIE 400 kV MEDGIDIA SUD - VARNA | [BG-RO] [DIR] TIE 400 kV DOBRUDJA- MEDGIDIA SUD | XDO_MG11 VDOBRU11 1 | 1532 | 2000 | -468 | 77 | -1058 | AC
RO-BG_CO_00004 | N-1 TIE 400 kV MEDGIDIA SUD - VARNA | [RO-BG] [DIR] TIE 400 kV DOBRUDJA- MEDGIDIA SUD | RMEDG41 XDO_MG11 1 | 1532 | 2000 | -468 | 77 | 1079 | AC

## 1230
Detailed results
Generated at: | 21/08/2026 21:48:50
Business day: | 2026-08-23
Horizon: | 2DA
Timestamp | 12:30
Border & direction: | South-Romania Exporting
Remedial actions | True
Margin satisfied | False
Final step | Reduction
TTC [MW]: | 4011
Loading threshold | 0.7
Limiting CNEC | N-1 TIE 400 kV MEDGIDIA SUD - DOBRUDJA/[BG-RO] [DIR] TIE 400 kV MEDGIDIA SUD - VARNA
Applied RAs
Non Costly RAO
CO ID | RA ID | Name of the RA | Usage | Type | Location | Status | Details
Costly RAO
RA RD ID | TSO | Generator Name | Minimum Power [MW] | Maximum Power [MW] | RDP- | RDP+ | P [MW] before RAO | P [MW] after RAO | P0 [MW] | Plimit+ [MW] | Plimit- [MW] | Started up | Shutdown
RO_RA_00110 | RO | RIERN22 _generator | 0 | 200 |  |  | 200 | 1 |  | 200 | 1 | FALSE | FALSE
RO_RA_00111 | RO | RBRAZ41 _generator | 0 | 295 |  |  | 295 | 1 |  | 295 | 1 | FALSE | FALSE
RO_RA_00112 | RO | RBRZ241 _generator | 0 | 313 |  |  | 313 | 1 |  | 313 | 1 | FALSE | FALSE
RO_RA_00113 | RO | RBRAZ22 _generator | 0 | 280 |  |  | 280 | 1 |  | 280 | 1 | FALSE | FALSE
RO_RA_00115 | RO | RPDF212 _generator | 0 | 389 |  |  | 0 | 52 |  | 389 | 0 | TRUE | FALSE
RO_RA_00116 | RO | RVMAR_5 _generator | 0 | 50 |  |  | 0 | 50 |  | 50 | 0 | TRUE | FALSE
RO_RA_00117 | RO | RGODI_5 _generator | 0 | 114 |  |  | 0 | 114 |  | 114 | 0 | TRUE | FALSE
RO_RA_00122 | RO | RVLCE15 _generator | 0 | 55 |  |  | 1 | 0 |  | 55 | 0 | FALSE | TRUE
RO_RA_00130 | RO | RCLNG_5 _generator | 0 | 90 |  |  | 3 | 0 |  | 90 | 0 | FALSE | TRUE
RO_RA_00132 | RO | RLOT212 _generator | 0 | 340 |  |  | 340 | 158 |  | 340 | 0 | FALSE | FALSE
RO_RA_00138 | RO | RMARC_5 _generator | 0 | 39 |  |  | 1 | 0 |  | 39 | 0 | FALSE | TRUE
RO_RA_00145 | RO | RCHESJ5 _generator | 0 | 50 |  |  | 1 | 0 |  | 50 | 0 | FALSE | TRUE
RO_RA_00146 | RO | RCHEAC5 _generator | 0 | 38 |  |  | 1 | 0 |  | 38 | 0 | FALSE | TRUE
RO_RA_00147 | RO | RCHEST5 _generator | 0 | 26 |  |  | 1 | 0 |  | 26 | 0 | FALSE | TRUE
RO_RA_00148 | RO | RCHEIO5 _generator | 0 | 53 |  |  | 1 | 0 |  | 53 | 0 | FALSE | TRUE
RO_RA_00149 | RO | RCHDO_5 _generator | 0 | 53 |  |  | 1 | 0 |  | 53 | 0 | FALSE | TRUE
RO_RA_00150 | RO | RFRUN_5 _generator | 0 | 53 |  |  | 1 | 0 |  | 53 | 0 | FALSE | TRUE
RO_RA_00151 | RO | RCIZBI5 _generator | 0 | 53 |  |  | 1 | 0 |  | 53 | 0 | FALSE | TRUE
RO_RA_00152 | RO | RRUSA_5 _generator | 0 | 53 |  |  | 1 | 0 |  | 53 | 0 | FALSE | TRUE
RO_RA_00155 | RO | RUCEA25 _generator | 0 | 32 |  |  | 9 | 32 |  | 32 | 0 | FALSE | FALSE
RO_RA_00156 | RO | RUCEA15 _generator | 0 | 49 |  |  | 17 | 49 |  | 49 | 0 | FALSE | FALSE
RO_RA_00157 | RO | RCIRT_5 _generator | 0 | 54 |  |  | 0 | 54 |  | 54 | 0 | TRUE | FALSE
RO_RA_00158 | RO | RSTEJ_5 _generator | 0 | 137 |  |  | 137 | 0 |  | 137 | 0 | FALSE | TRUE
RO_RA_00162 | RO | RDUMB_5 _generator | 0 | 23 |  |  | 1 | 0 |  | 23 | 0 | FALSE | TRUE
RO_RA_00163 | RO | RCOST_5 _generator | 0 | 24 |  |  | 1 | 0 |  | 24 | 0 | FALSE | TRUE
RO_RA_00165 | RO | RRACO_5 _generator | 0 | 23 |  |  | 8 | 0 |  | 23 | 0 | FALSE | TRUE
RO_RA_00166 | RO | RGARL_5 _generator | 0 | 23 |  |  | 4 | 0 |  | 23 | 0 | FALSE | TRUE
RO_RA_00167 | RO | RLILI_5 _generator | 0 | 23 |  |  | 4 | 0 |  | 23 | 0 | FALSE | TRUE
RO_RA_00168 | RO | RBACS_5 _generator | 0 | 98 |  |  | 18 | 0 |  | 98 | 0 | FALSE | TRUE
RO_RA_00169 | RO | RFARA_5 _generator | 0 | 30 |  |  | 2 | 0 |  | 30 | 0 | FALSE | TRUE
RO_RA_00170 | RO | RSISC_5 _generator | 0 | 44 |  |  | 3 | 0 |  | 44 | 0 | FALSE | TRUE
RO_RA_00171 | RO | RMARA_5 _generator | 0 | 46 |  |  | 6 | 0 |  | 46 | 0 | FALSE | TRUE
RO_RA_00172 | RO | RTECU_5 _generator | 0 | 34 |  |  | 3 | 0 |  | 34 | 0 | FALSE | TRUE
RO_RA_00173 | RO | RMARI22 _generator | 0 | 217 |  |  | 0 | 217 |  | 217 | 0 | TRUE | FALSE
RO_RA_00174 | RO | RSUGA22 _generator | 0 | 150 |  |  | 0 | 150 |  | 150 | 0 | TRUE | FALSE
RO_RA_00175 | RO | RGILC22 _generator | 0 | 150 |  |  | 0 | 150 |  | 150 | 0 | TRUE | FALSE
RO_RA_00176 | RO | RSEBE_5 _generator | 0 | 55 |  |  | 6 | 55 |  | 55 | 0 | FALSE | FALSE
RO_RA_00177 | RO | RIAZUA5 _generator | 0 | 71 |  |  | 0 | 71 |  | 71 | 0 | TRUE | FALSE
RO_RA_00178 | RO | RREME_5 _generator | 0 | 96 |  |  | 0 | 96 |  | 96 | 0 | TRUE | FALSE
RO_RA_00179 | RO | RMUNT_5 _generator | 0 | 58 |  |  | 0 | 58 |  | 58 | 0 | TRUE | FALSE
RO_RA_00180 | RO | RRETE22 _generator | 0 | 222 |  |  | 0 | 222 |  | 222 | 0 | TRUE | FALSE
RO_RA_00181 | RO | RRETE_5 _generator | 0 | 20 |  |  | 0 | 20 |  | 20 | 0 | TRUE | FALSE
RO_RA_00182 | RO | RCIRNA5 _generator | 0 | 29 |  |  | 0 | 29 |  | 29 | 0 | TRUE | FALSE
RO_RA_00183 | RO | RCIRNB5 _generator | 0 | 27 |  |  | 0 | 27 |  | 27 | 0 | TRUE | FALSE
RO_RA_00184 | RO | RHATE_5 _generator | 0 | 52 |  |  | 0 | 52 |  | 52 | 0 | TRUE | FALSE
Non Costly Reduction
CO ID | RA ID | Name of the RA | Usage | Type | Location | Status | Details
Limiting CNECs
CO ID | Name of the CO | Name of the CNE | CNE UCTE branch | Calculated I (A) | I max (PATL) | Margin (A) | Loading (%) | Flow [MW] | LF type
BG_RO_CO_00005 | N-1 TIE 400 kV MEDGIDIA SUD - DOBRUDJA | [BG-RO] [DIR] TIE 400 kV MEDGIDIA SUD - VARNA | XVA_MG11 VVARNA11 1 | 1995 | 2000 | -5 | 100 | -1360 | AC
RO-BG_CO_00005 | N-1 TIE 400 kV DOBRUDJA- MEDGIDIA SUD | [RO-BG] [DIR] TIE 400 kV MEDGIDIA SUD - VARNA | RMED141 XVA_MG11 1 | 1995 | 2000 | -5 | 100 | 1390 | AC
RO-BG_CO_00004 | N-1 TIE 400 kV MEDGIDIA SUD - VARNA | [RO-BG] [DIR] TIE 400 kV DOBRUDJA- MEDGIDIA SUD | RMEDG41 XDO_MG11 1 | 1984 | 2000 | -16 | 99 | 1383 | AC
BG_RO_CO_00004 | N-1 TIE 400 kV MEDGIDIA SUD - VARNA | [BG-RO] [DIR] TIE 400 kV DOBRUDJA- MEDGIDIA SUD | XDO_MG11 VDOBRU11 1 | 1984 | 2000 | -16 | 99 | -1348 | AC
RO_CO_00036 | N-1 OHL 400 kV Medgidia Sud - Stupina | [RO-RO] [OPP] OHL 400 kV Medgidia Sud- Cernavoda | RMED141 RCERN41 1 | 1474 | 1722 | -248 | 86 | 1033 | AC
RO_CO_00041 | N-1 OHL 400 kV Medgidia Sud - Rahman | [RO-RO] [OPP] OHL 400 kV Medgidia Sud- Cernavoda | RMED141 RCERN41 1 | 1452 | 1722 | -270 | 84 | 1016 | AC
RO_CO_00010 | N-1 OHL 400 kV Isaccea - Stupina | [RO-RO] [OPP] OHL 400 kV Medgidia Sud- Cernavoda | RMED141 RCERN41 1 | 1430 | 1722 | -292 | 83 | 1003 | AC
RO-BG_CO_00002 | N-1 TIE 400 kV TINTARENI-KOZLODUI 2 | [RO-RS] [DIR] TIE 400 kV Portile de Fier-Djerdap | RPDFE41 XPF_DJ11 1 | 1290 | 1570 | -280 | 82 | 905 | AC
RO-BG_CO_00001 | N-1 TIE 400 kV TINTARENI-KOZLODUI 1 | [RO-RS] [DIR] TIE 400 kV Portile de Fier-Djerdap | RPDFE41 XPF_DJ11 1 | 1290 | 1570 | -280 | 82 | 905 | AC
RO_CO_00011 | N-1 OHL 400 kV Isaccea - Rahman | [RO-RO] [OPP] OHL 400 kV Medgidia Sud- Cernavoda | RMED141 RCERN41 1 | 1401 | 1722 | -321 | 81 | 985 | AC
BG_RO_CO_00002 | N-1 TIE 400 kV TINTARENI-KOZLODUI 2 | [BG-RO] [DIR] TIE 400 kV TINTARENI-KOZLODUI 1 | XKO_TI11 VAECKO11 1 | 1482 | 1890 | -408 | 78 | -1019 | AC
BG_RO_CO_00001 | N-1 TIE 400 kV TINTARENI-KOZLODUI 1 | [BG-RO] [DIR] TIE 400 kV TINTARENI-KOZLODUI 2 | XKO_TI12 VAECKO11 1 | 1482 | 1890 | -408 | 78 | -1019 | AC
RO-RS_CO_00003 | N-1 TIE 400 kV Resita-Pancevo c2 | [RO-RS] [DIR] TIE 400 kV Portile de Fier-Djerdap | RPDFE41 XPF_DJ11 1 | 1224 | 1570 | -346 | 78 | 856 | AC
RO-RS_CO_00004 | N-1 TIE 400 kV Resita-Pancevo c1 | [RO-RS] [DIR] TIE 400 kV Portile de Fier-Djerdap | RPDFE41 XPF_DJ11 1 | 1224 | 1570 | -346 | 78 | 856 | AC
RO-BG_CO_00002 | N-1 TIE 400 kV TINTARENI-KOZLODUI 2 | [RO-BG] [DIR] TIE 400 kV TINTARENI-KOZLODUI 1 | RTINTB1 XKO_TI11 1 | 1482 | 1920 | -438 | 77 | 1044 | AC
RO-BG_CO_00001 | N-1 TIE 400 kV TINTARENI-KOZLODUI 1 | [RO-BG] [DIR] TIE 400 kV TINTARENI-KOZLODUI 2 | RTINTB1 XKO_TI12 1 | 1482 | 1920 | -438 | 77 | 1044 | AC
RO-HU_CO_00001 | N-1 TIE 400 kV Arad-Sandorfalva | [RO-RS] [DIR] TIE 400 kV Portile de Fier-Djerdap | RPDFE41 XPF_DJ11 1 | 1179 | 1570 | -391 | 75 | 827 | AC
Base case | Base case | [RO-RS] [DIR] TIE 400 kV Portile de Fier-Djerdap | RPDFE41 XPF_DJ11 1 | 1169 | 1570 | -401 | 74 | 820 | AC
RO_CO_00052 | N-1 TIE 400 kV Sofia Zapad -Nis | [RO-RS] [DIR] TIE 400 kV Portile de Fier-Djerdap | RPDFE41 XPF_DJ11 1 | 1160 | 1570 | -410 | 74 | 814 | AC
RO-HU_CO_00002 | N-1 TIE 400 kV Nadab-Bekescsaba | [RO-RS] [DIR] TIE 400 kV Portile de Fier-Djerdap | RPDFE41 XPF_DJ11 1 | 1158 | 1570 | -412 | 74 | 813 | AC
RO_CO_00002 | N-1 OHL 400 kV Mintia-Arad | [RO-RS] [DIR] TIE 400 kV Portile de Fier-Djerdap | RPDFE41 XPF_DJ11 1 | 1158 | 1570 | -412 | 74 | 812 | AC
RO_CO_00012 | N-1 OHL 400 kV Isaccea - Tulcea Vest | [RO-RO] [OPP] OHL 400 kV Medgidia Sud- Cernavoda | RMED141 RCERN41 1 | 1265 | 1722 | -457 | 73 | 886 | AC
RO_CO_00027 | N-1 TRA 400/220 kV AT3 Arad | [RO-RS] [DIR] TIE 400 kV Portile de Fier-Djerdap | RPDFE41 XPF_DJ11 1 | 1151 | 1570 | -419 | 73 | 808 | AC
RO-MD_CO_00001 | N-1 TIE 400 kV Isaccea - Vulcanesti | [RO-RO] [OPP] OHL 400 kV Medgidia Sud- Cernavoda | RMED141 RCERN41 1 | 1258 | 1722 | -464 | 73 | 887 | AC
RO_CO_00001 | N-1 OHL 220 kV Portile de Fier-Resita 1&2 | [RO-RS] [DIR] TIE 400 kV Portile de Fier-Djerdap | RPDFE41 XPF_DJ11 1 | 1131 | 1570 | -439 | 72 | 789 | AC
RO-UA_CO_00001 | N-1 TIE 400 kV Rosiori-Mukacevo | [RO-RS] [DIR] TIE 400 kV Portile de Fier-Djerdap | RPDFE41 XPF_DJ11 1 | 1129 | 1570 | -441 | 72 | 792 | AC
RO_CO_00023 | N-1 OHL 400 kV Gutinas – Smardan | [RO-RO] [OPP] OHL 400 kV Medgidia Sud- Cernavoda | RMED141 RCERN41 1 | 1238 | 1722 | -484 | 72 | 869 | AC
RO-MD_CO_00001 | N-1 TIE 400 kV Isaccea - Vulcanesti | [RO-RS] [DIR] TIE 400 kV Portile de Fier-Djerdap | RPDFE41 XPF_DJ11 1 | 1121 | 1570 | -449 | 71 | 786 | AC
Base case | Base case | [RO-RO] [OPP] OHL 400 kV Medgidia Sud- Cernavoda | RMED141 RCERN41 1 | 1226 | 1722 | -496 | 71 | 861 | AC
RO_CO_00015 | N-1 OHL 400 kV Tulcea Vest - Tariverde | [RO-RO] [OPP] OHL 400 kV Medgidia Sud- Cernavoda | RMED141 RCERN41 1 | 1208 | 1722 | -514 | 70 | 846 | AC
RO_CO_00029 | N-1 OHL 220 kV Resita-Timisoara 1&2 | [RO-RS] [DIR] TIE 400 kV Portile de Fier-Djerdap | RPDFE41 XPF_DJ11 1 | 1101 | 1570 | -469 | 70 | 769 | AC

## 1330
Detailed results
Generated at: | 21/08/2026 21:48:50
Business day: | 2026-08-23
Horizon: | 2DA
Timestamp | 13:30
Border & direction: | South-Romania Exporting
Remedial actions | True
Margin satisfied | False
Final step | Reduction
TTC [MW]: | 4200
Loading threshold | 0.7
Limiting CNEC | N-1 TIE 400 kV MEDGIDIA SUD - DOBRUDJA/[BG-RO] [DIR] TIE 400 kV MEDGIDIA SUD - VARNA
Applied RAs
Non Costly RAO
CO ID | RA ID | Name of the RA | Usage | Type | Location | Status | Details
Costly RAO
RA RD ID | TSO | Generator Name | Minimum Power [MW] | Maximum Power [MW] | RDP- | RDP+ | P [MW] before RAO | P [MW] after RAO | P0 [MW] | Plimit+ [MW] | Plimit- [MW] | Started up | Shutdown
RO_RA_00110 | RO | RIERN22 _generator | 0 | 200 |  |  | 200 | 1 |  | 200 | 1 | FALSE | FALSE
RO_RA_00111 | RO | RBRAZ41 _generator | 0 | 295 |  |  | 295 | 1 |  | 295 | 1 | FALSE | FALSE
RO_RA_00112 | RO | RBRZ241 _generator | 0 | 313 |  |  | 313 | 1 |  | 313 | 1 | FALSE | FALSE
RO_RA_00113 | RO | RBRAZ22 _generator | 0 | 280 |  |  | 280 | 1 |  | 280 | 1 | FALSE | FALSE
RO_RA_00115 | RO | RPDF212 _generator | 0 | 389 |  |  | 0 | 53 |  | 389 | 0 | TRUE | FALSE
RO_RA_00116 | RO | RVMAR_5 _generator | 0 | 50 |  |  | 0 | 50 |  | 50 | 0 | TRUE | FALSE
RO_RA_00117 | RO | RGODI_5 _generator | 0 | 114 |  |  | 0 | 114 |  | 114 | 0 | TRUE | FALSE
RO_RA_00120 | RO | RTOPV_5 _generator | 0 | 10 |  |  | 1 | 0 |  | 10 | 0 | FALSE | TRUE
RO_RA_00121 | RO | RFMEP_5 _generator | 0 | 14 |  |  | 1 | 0 |  | 14 | 0 | FALSE | TRUE
RO_RA_00122 | RO | RVLCE15 _generator | 0 | 55 |  |  | 4 | 0 |  | 55 | 0 | FALSE | TRUE
RO_RA_00123 | RO | RVALD_5 _generator | 0 | 15 |  |  | 1 | 0 |  | 15 | 0 | FALSE | TRUE
RO_RA_00124 | RO | RELAR_5 _generator | 0 | 10 |  |  | 1 | 0 |  | 10 | 0 | FALSE | TRUE
RO_RA_00125 | RO | RAREF_5 _generator | 0 | 10 |  |  | 1 | 0 |  | 10 | 0 | FALSE | TRUE
RO_RA_00126 | RO | RARGS_5 _generator | 0 | 31 |  |  | 2 | 0 |  | 31 | 0 | FALSE | TRUE
RO_RA_00127 | RO | RALBE_5 _generator | 0 | 30 |  |  | 2 | 0 |  | 30 | 0 | FALSE | TRUE
RO_RA_00128 | RO | RCERB_5 _generator | 0 | 15 |  |  | 1 | 0 |  | 15 | 0 | FALSE | TRUE
RO_RA_00129 | RO | RVLCE25 _generator | 0 | 12 |  |  | 1 | 0 |  | 12 | 0 | FALSE | TRUE
RO_RA_00130 | RO | RCLNG_5 _generator | 0 | 90 |  |  | 3 | 0 |  | 90 | 0 | FALSE | TRUE
RO_RA_00131 | RO | RLOTR22 _generator | 0 | 170 |  |  | 0 | 170 |  | 170 | 0 | TRUE | FALSE
RO_RA_00132 | RO | RLOT212 _generator | 0 | 340 |  |  | 340 | 136 |  | 340 | 0 | FALSE | FALSE
RO_RA_00138 | RO | RMARC_5 _generator | 0 | 39 |  |  | 1 | 0 |  | 39 | 0 | FALSE | TRUE
RO_RA_00145 | RO | RCHESJ5 _generator | 0 | 50 |  |  | 1 | 0 |  | 50 | 0 | FALSE | TRUE
RO_RA_00146 | RO | RCHEAC5 _generator | 0 | 38 |  |  | 1 | 0 |  | 38 | 0 | FALSE | TRUE
RO_RA_00147 | RO | RCHEST5 _generator | 0 | 26 |  |  | 1 | 0 |  | 26 | 0 | FALSE | TRUE
RO_RA_00148 | RO | RCHEIO5 _generator | 0 | 53 |  |  | 1 | 0 |  | 53 | 0 | FALSE | TRUE
RO_RA_00149 | RO | RCHDO_5 _generator | 0 | 53 |  |  | 1 | 0 |  | 53 | 0 | FALSE | TRUE
RO_RA_00150 | RO | RFRUN_5 _generator | 0 | 53 |  |  | 1 | 0 |  | 53 | 0 | FALSE | TRUE
RO_RA_00151 | RO | RCIZBI5 _generator | 0 | 53 |  |  | 1 | 0 |  | 53 | 0 | FALSE | TRUE
RO_RA_00152 | RO | RRUSA_5 _generator | 0 | 53 |  |  | 1 | 0 |  | 53 | 0 | FALSE | TRUE
RO_RA_00155 | RO | RUCEA25 _generator | 0 | 32 |  |  | 9 | 0 |  | 32 | 0 | FALSE | TRUE
RO_RA_00156 | RO | RUCEA15 _generator | 0 | 49 |  |  | 17 | 0 |  | 49 | 0 | FALSE | TRUE
RO_RA_00158 | RO | RSTEJ_5 _generator | 0 | 137 |  |  | 137 | 0 |  | 137 | 0 | FALSE | TRUE
RO_RA_00162 | RO | RDUMB_5 _generator | 0 | 23 |  |  | 1 | 0 |  | 23 | 0 | FALSE | TRUE
RO_RA_00163 | RO | RCOST_5 _generator | 0 | 24 |  |  | 1 | 0 |  | 24 | 0 | FALSE | TRUE
RO_RA_00165 | RO | RRACO_5 _generator | 0 | 23 |  |  | 8 | 0 |  | 23 | 0 | FALSE | TRUE
RO_RA_00166 | RO | RGARL_5 _generator | 0 | 23 |  |  | 4 | 0 |  | 23 | 0 | FALSE | TRUE
RO_RA_00167 | RO | RLILI_5 _generator | 0 | 23 |  |  | 4 | 0 |  | 23 | 0 | FALSE | TRUE
RO_RA_00168 | RO | RBACS_5 _generator | 0 | 98 |  |  | 18 | 0 |  | 98 | 0 | FALSE | TRUE
RO_RA_00169 | RO | RFARA_5 _generator | 0 | 30 |  |  | 2 | 0 |  | 30 | 0 | FALSE | TRUE
RO_RA_00170 | RO | RSISC_5 _generator | 0 | 44 |  |  | 3 | 0 |  | 44 | 0 | FALSE | TRUE
RO_RA_00171 | RO | RMARA_5 _generator | 0 | 46 |  |  | 6 | 0 |  | 46 | 0 | FALSE | TRUE
RO_RA_00172 | RO | RTECU_5 _generator | 0 | 34 |  |  | 3 | 0 |  | 34 | 0 | FALSE | TRUE
RO_RA_00173 | RO | RMARI22 _generator | 0 | 217 |  |  | 0 | 217 |  | 217 | 0 | TRUE | FALSE
RO_RA_00174 | RO | RSUGA22 _generator | 0 | 150 |  |  | 0 | 150 |  | 150 | 0 | TRUE | FALSE
RO_RA_00175 | RO | RGILC22 _generator | 0 | 150 |  |  | 0 | 150 |  | 150 | 0 | TRUE | FALSE
RO_RA_00176 | RO | RSEBE_5 _generator | 0 | 55 |  |  | 6 | 55 |  | 55 | 0 | FALSE | FALSE
RO_RA_00177 | RO | RIAZUA5 _generator | 0 | 71 |  |  | 0 | 71 |  | 71 | 0 | TRUE | FALSE
RO_RA_00178 | RO | RREME_5 _generator | 0 | 96 |  |  | 0 | 96 |  | 96 | 0 | TRUE | FALSE
RO_RA_00179 | RO | RMUNT_5 _generator | 0 | 58 |  |  | 0 | 58 |  | 58 | 0 | TRUE | FALSE
RO_RA_00180 | RO | RRETE22 _generator | 0 | 222 |  |  | 0 | 222 |  | 222 | 0 | TRUE | FALSE
RO_RA_00181 | RO | RRETE_5 _generator | 0 | 20 |  |  | 0 | 20 |  | 20 | 0 | TRUE | FALSE
RO_RA_00182 | RO | RCIRNA5 _generator | 0 | 29 |  |  | 0 | 29 |  | 29 | 0 | TRUE | FALSE
RO_RA_00183 | RO | RCIRNB5 _generator | 0 | 27 |  |  | 0 | 27 |  | 27 | 0 | TRUE | FALSE
RO_RA_00184 | RO | RHATE_5 _generator | 0 | 52 |  |  | 0 | 52 |  | 52 | 0 | TRUE | FALSE
Non Costly Reduction
CO ID | RA ID | Name of the RA | Usage | Type | Location | Status | Details
Limiting CNECs
CO ID | Name of the CO | Name of the CNE | CNE UCTE branch | Calculated I (A) | I max (PATL) | Margin (A) | Loading (%) | Flow [MW] | LF type
RO-BG_CO_00005 | N-1 TIE 400 kV DOBRUDJA- MEDGIDIA SUD | [RO-BG] [DIR] TIE 400 kV MEDGIDIA SUD - VARNA | RMED141 XVA_MG11 1 | 1997 | 2000 | -3 | 100 | 1389 | AC
BG_RO_CO_00005 | N-1 TIE 400 kV MEDGIDIA SUD - DOBRUDJA | [BG-RO] [DIR] TIE 400 kV MEDGIDIA SUD - VARNA | XVA_MG11 VVARNA11 1 | 1997 | 2000 | -3 | 100 | -1359 | AC
RO-BG_CO_00004 | N-1 TIE 400 kV MEDGIDIA SUD - VARNA | [RO-BG] [DIR] TIE 400 kV DOBRUDJA- MEDGIDIA SUD | RMEDG41 XDO_MG11 1 | 1985 | 2000 | -15 | 99 | 1382 | AC
BG_RO_CO_00004 | N-1 TIE 400 kV MEDGIDIA SUD - VARNA | [BG-RO] [DIR] TIE 400 kV DOBRUDJA- MEDGIDIA SUD | XDO_MG11 VDOBRU11 1 | 1985 | 2000 | -15 | 99 | -1348 | AC
RO-BG_CO_00001 | N-1 TIE 400 kV TINTARENI-KOZLODUI 1 | [RO-RS] [DIR] TIE 400 kV Portile de Fier-Djerdap | RPDFE41 XPF_DJ11 1 | 1407 | 1570 | -163 | 90 | 987 | AC
RO-BG_CO_00002 | N-1 TIE 400 kV TINTARENI-KOZLODUI 2 | [RO-RS] [DIR] TIE 400 kV Portile de Fier-Djerdap | RPDFE41 XPF_DJ11 1 | 1407 | 1570 | -163 | 90 | 987 | AC
RO_CO_00036 | N-1 OHL 400 kV Medgidia Sud - Stupina | [RO-RO] [OPP] OHL 400 kV Medgidia Sud- Cernavoda | RMED141 RCERN41 1 | 1476 | 1722 | -246 | 86 | 1033 | AC
RO-RS_CO_00003 | N-1 TIE 400 kV Resita-Pancevo c2 | [RO-RS] [DIR] TIE 400 kV Portile de Fier-Djerdap | RPDFE41 XPF_DJ11 1 | 1335 | 1570 | -235 | 85 | 934 | AC
RO-RS_CO_00004 | N-1 TIE 400 kV Resita-Pancevo c1 | [RO-RS] [DIR] TIE 400 kV Portile de Fier-Djerdap | RPDFE41 XPF_DJ11 1 | 1335 | 1570 | -235 | 85 | 934 | AC
RO_CO_00041 | N-1 OHL 400 kV Medgidia Sud - Rahman | [RO-RO] [OPP] OHL 400 kV Medgidia Sud- Cernavoda | RMED141 RCERN41 1 | 1453 | 1722 | -269 | 84 | 1016 | AC
BG_RO_CO_00001 | N-1 TIE 400 kV TINTARENI-KOZLODUI 1 | [BG-RO] [DIR] TIE 400 kV TINTARENI-KOZLODUI 2 | XKO_TI12 VAECKO11 1 | 1595 | 1890 | -295 | 84 | -1093 | AC
BG_RO_CO_00002 | N-1 TIE 400 kV TINTARENI-KOZLODUI 2 | [BG-RO] [DIR] TIE 400 kV TINTARENI-KOZLODUI 1 | XKO_TI11 VAECKO11 1 | 1595 | 1890 | -295 | 84 | -1093 | AC
RO_CO_00010 | N-1 OHL 400 kV Isaccea - Stupina | [RO-RO] [OPP] OHL 400 kV Medgidia Sud- Cernavoda | RMED141 RCERN41 1 | 1440 | 1722 | -282 | 84 | 1010 | AC
RO-BG_CO_00001 | N-1 TIE 400 kV TINTARENI-KOZLODUI 1 | [RO-BG] [DIR] TIE 400 kV TINTARENI-KOZLODUI 2 | RTINTB1 XKO_TI12 1 | 1595 | 1920 | -325 | 83 | 1122 | AC
RO-BG_CO_00002 | N-1 TIE 400 kV TINTARENI-KOZLODUI 2 | [RO-BG] [DIR] TIE 400 kV TINTARENI-KOZLODUI 1 | RTINTB1 XKO_TI11 1 | 1595 | 1920 | -325 | 83 | 1122 | AC
RO_CO_00011 | N-1 OHL 400 kV Isaccea - Rahman | [RO-RO] [OPP] OHL 400 kV Medgidia Sud- Cernavoda | RMED141 RCERN41 1 | 1412 | 1722 | -310 | 82 | 992 | AC
RO-HU_CO_00001 | N-1 TIE 400 kV Arad-Sandorfalva | [RO-RS] [DIR] TIE 400 kV Portile de Fier-Djerdap | RPDFE41 XPF_DJ11 1 | 1284 | 1570 | -286 | 82 | 901 | AC
Base case | Base case | [RO-RS] [DIR] TIE 400 kV Portile de Fier-Djerdap | RPDFE41 XPF_DJ11 1 | 1276 | 1570 | -294 | 81 | 896 | AC
RO-HU_CO_00002 | N-1 TIE 400 kV Nadab-Bekescsaba | [RO-RS] [DIR] TIE 400 kV Portile de Fier-Djerdap | RPDFE41 XPF_DJ11 1 | 1261 | 1570 | -309 | 80 | 885 | AC
RO_CO_00002 | N-1 OHL 400 kV Mintia-Arad | [RO-RS] [DIR] TIE 400 kV Portile de Fier-Djerdap | RPDFE41 XPF_DJ11 1 | 1260 | 1570 | -310 | 80 | 884 | AC
RO_CO_00052 | N-1 TIE 400 kV Sofia Zapad -Nis | [RO-RS] [DIR] TIE 400 kV Portile de Fier-Djerdap | RPDFE41 XPF_DJ11 1 | 1260 | 1570 | -310 | 80 | 884 | AC
RO_CO_00027 | N-1 TRA 400/220 kV AT3 Arad | [RO-RS] [DIR] TIE 400 kV Portile de Fier-Djerdap | RPDFE41 XPF_DJ11 1 | 1255 | 1570 | -315 | 80 | 881 | AC
RO_CO_00001 | N-1 OHL 220 kV Portile de Fier-Resita 1&2 | [RO-RS] [DIR] TIE 400 kV Portile de Fier-Djerdap | RPDFE41 XPF_DJ11 1 | 1238 | 1570 | -332 | 79 | 864 | AC
RO-UA_CO_00001 | N-1 TIE 400 kV Rosiori-Mukacevo | [RO-RS] [DIR] TIE 400 kV Portile de Fier-Djerdap | RPDFE41 XPF_DJ11 1 | 1229 | 1570 | -341 | 78 | 862 | AC
RO-MD_CO_00001 | N-1 TIE 400 kV Isaccea - Vulcanesti | [RO-RS] [DIR] TIE 400 kV Portile de Fier-Djerdap | RPDFE41 XPF_DJ11 1 | 1210 | 1570 | -360 | 77 | 848 | AC
RO_CO_00029 | N-1 OHL 220 kV Resita-Timisoara 1&2 | [RO-RS] [DIR] TIE 400 kV Portile de Fier-Djerdap | RPDFE41 XPF_DJ11 1 | 1201 | 1570 | -369 | 76 | 840 | AC
RO-MD_CO_00001 | N-1 TIE 400 kV Isaccea - Vulcanesti | [RO-RO] [OPP] OHL 400 kV Medgidia Sud- Cernavoda | RMED141 RCERN41 1 | 1263 | 1722 | -459 | 73 | 891 | AC
RO_CO_00023 | N-1 OHL 400 kV Gutinas – Smardan | [RO-RO] [OPP] OHL 400 kV Medgidia Sud- Cernavoda | RMED141 RCERN41 1 | 1231 | 1722 | -491 | 72 | 863 | AC
Base case | Base case | [RO-RO] [OPP] OHL 400 kV Medgidia Sud- Cernavoda | RMED141 RCERN41 1 | 1219 | 1722 | -503 | 71 | 854 | AC
RO_CO_00012 | N-1 OHL 400 kV Isaccea - Tulcea Vest | [RO-RO] [OPP] OHL 400 kV Medgidia Sud- Cernavoda | RMED141 RCERN41 1 | 1217 | 1722 | -505 | 71 | 850 | AC

## 1430
Detailed results
Generated at: | 21/08/2026 21:48:51
Business day: | 2026-08-23
Horizon: | 2DA
Timestamp | 14:30
Border & direction: | South-Romania Exporting
Remedial actions | False
Margin satisfied | False
Final step | Adjustment
TTC [MW]: | 4337.5
Loading threshold | 0.7
Limiting CNEC | N-1 TIE 400 kV TINTARENI-KOZLODUI 2/[RO-RS] [DIR] TIE 400 kV Portile de Fier-Djerdap
Applied RAs
Non Costly RAO
CO ID | RA ID | Name of the RA | Usage | Type | Location | Status | Details
Costly RAO
RA RD ID | TSO | Generator Name | Minimum Power [MW] | Maximum Power [MW] | RDP- | RDP+ | P [MW] before RAO | P [MW] after RAO | P0 [MW] | Plimit+ [MW] | Plimit- [MW] | Started up | Shutdown
Non Costly Reduction
CO ID | RA ID | Name of the RA | Usage | Type | Location | Status | Details
Limiting CNECs
CO ID | Name of the CO | Name of the CNE | CNE UCTE branch | Calculated I (A) | I max (PATL) | Margin (A) | Loading (%) | Flow [MW] | LF type
RO-BG_CO_00001 | N-1 TIE 400 kV TINTARENI-KOZLODUI 1 | [RO-RS] [DIR] TIE 400 kV Portile de Fier-Djerdap | RPDFE41 XPF_DJ11 1 | 1550 | 1570 | -20 | 99 | 1091 | AC
RO-BG_CO_00002 | N-1 TIE 400 kV TINTARENI-KOZLODUI 2 | [RO-RS] [DIR] TIE 400 kV Portile de Fier-Djerdap | RPDFE41 XPF_DJ11 1 | 1550 | 1570 | -20 | 99 | 1091 | AC
BG_RO_CO_00005 | N-1 TIE 400 kV MEDGIDIA SUD - DOBRUDJA | [BG-RO] [DIR] TIE 400 kV MEDGIDIA SUD - VARNA | XVA_MG11 VVARNA11 1 | 1938 | 2000 | -62 | 97 | -1321 | AC
RO-BG_CO_00005 | N-1 TIE 400 kV DOBRUDJA- MEDGIDIA SUD | [RO-BG] [DIR] TIE 400 kV MEDGIDIA SUD - VARNA | RMED141 XVA_MG11 1 | 1938 | 2000 | -62 | 97 | 1349 | AC
RO-BG_CO_00004 | N-1 TIE 400 kV MEDGIDIA SUD - VARNA | [RO-BG] [DIR] TIE 400 kV DOBRUDJA- MEDGIDIA SUD | RMEDG41 XDO_MG11 1 | 1926 | 2000 | -74 | 96 | 1342 | AC
BG_RO_CO_00004 | N-1 TIE 400 kV MEDGIDIA SUD - VARNA | [BG-RO] [DIR] TIE 400 kV DOBRUDJA- MEDGIDIA SUD | XDO_MG11 VDOBRU11 1 | 1926 | 2000 | -74 | 96 | -1309 | AC
RO-RS_CO_00003 | N-1 TIE 400 kV Resita-Pancevo c2 | [RO-RS] [DIR] TIE 400 kV Portile de Fier-Djerdap | RPDFE41 XPF_DJ11 1 | 1476 | 1570 | -94 | 94 | 1038 | AC
RO-RS_CO_00004 | N-1 TIE 400 kV Resita-Pancevo c1 | [RO-RS] [DIR] TIE 400 kV Portile de Fier-Djerdap | RPDFE41 XPF_DJ11 1 | 1476 | 1570 | -94 | 94 | 1038 | AC
RO_CO_00001 | N-1 OHL 220 kV Portile de Fier-Resita 1&2 | [RO-RS] [DIR] TIE 400 kV Portile de Fier-Djerdap | RPDFE41 XPF_DJ11 1 | 1416 | 1570 | -154 | 90 | 997 | AC
RO-HU_CO_00001 | N-1 TIE 400 kV Arad-Sandorfalva | [RO-RS] [DIR] TIE 400 kV Portile de Fier-Djerdap | RPDFE41 XPF_DJ11 1 | 1415 | 1570 | -155 | 90 | 998 | AC
Base case | Base case | [RO-RS] [DIR] TIE 400 kV Portile de Fier-Djerdap | RPDFE41 XPF_DJ11 1 | 1413 | 1570 | -157 | 90 | 996 | AC
RO_CO_00052 | N-1 TIE 400 kV Sofia Zapad -Nis | [RO-RS] [DIR] TIE 400 kV Portile de Fier-Djerdap | RPDFE41 XPF_DJ11 1 | 1402 | 1570 | -168 | 89 | 988 | AC
RO_CO_00002 | N-1 OHL 400 kV Mintia-Arad | [RO-RS] [DIR] TIE 400 kV Portile de Fier-Djerdap | RPDFE41 XPF_DJ11 1 | 1396 | 1570 | -174 | 89 | 984 | AC
RO-HU_CO_00002 | N-1 TIE 400 kV Nadab-Bekescsaba | [RO-RS] [DIR] TIE 400 kV Portile de Fier-Djerdap | RPDFE41 XPF_DJ11 1 | 1393 | 1570 | -177 | 89 | 983 | AC
RO_CO_00027 | N-1 TRA 400/220 kV AT3 Arad | [RO-RS] [DIR] TIE 400 kV Portile de Fier-Djerdap | RPDFE41 XPF_DJ11 1 | 1388 | 1570 | -182 | 88 | 980 | AC
BG_RO_CO_00001 | N-1 TIE 400 kV TINTARENI-KOZLODUI 1 | [BG-RO] [DIR] TIE 400 kV TINTARENI-KOZLODUI 2 | XKO_TI12 VAECKO11 1 | 1663 | 1890 | -227 | 88 | -1138 | AC
BG_RO_CO_00002 | N-1 TIE 400 kV TINTARENI-KOZLODUI 2 | [BG-RO] [DIR] TIE 400 kV TINTARENI-KOZLODUI 1 | XKO_TI11 VAECKO11 1 | 1663 | 1890 | -227 | 88 | -1138 | AC
RO_CO_00036 | N-1 OHL 400 kV Medgidia Sud - Stupina | [RO-RO] [OPP] OHL 400 kV Medgidia Sud- Cernavoda | RMED141 RCERN41 1 | 1496 | 1722 | -226 | 87 | 1048 | AC
RO-UA_CO_00001 | N-1 TIE 400 kV Rosiori-Mukacevo | [RO-RS] [DIR] TIE 400 kV Portile de Fier-Djerdap | RPDFE41 XPF_DJ11 1 | 1361 | 1570 | -209 | 87 | 960 | AC
RO-BG_CO_00002 | N-1 TIE 400 kV TINTARENI-KOZLODUI 2 | [RO-BG] [DIR] TIE 400 kV TINTARENI-KOZLODUI 1 | RTINTB1 XKO_TI11 1 | 1663 | 1920 | -257 | 87 | 1169 | AC
RO-BG_CO_00001 | N-1 TIE 400 kV TINTARENI-KOZLODUI 1 | [RO-BG] [DIR] TIE 400 kV TINTARENI-KOZLODUI 2 | RTINTB1 XKO_TI12 1 | 1663 | 1920 | -257 | 87 | 1169 | AC
RO-MD_CO_00001 | N-1 TIE 400 kV Isaccea - Vulcanesti | [RO-RS] [DIR] TIE 400 kV Portile de Fier-Djerdap | RPDFE41 XPF_DJ11 1 | 1355 | 1570 | -215 | 86 | 954 | AC
RO_CO_00029 | N-1 OHL 220 kV Resita-Timisoara 1&2 | [RO-RS] [DIR] TIE 400 kV Portile de Fier-Djerdap | RPDFE41 XPF_DJ11 1 | 1353 | 1570 | -217 | 86 | 955 | AC
RO_CO_00041 | N-1 OHL 400 kV Medgidia Sud - Rahman | [RO-RO] [OPP] OHL 400 kV Medgidia Sud- Cernavoda | RMED141 RCERN41 1 | 1476 | 1722 | -246 | 86 | 1032 | AC
RO_CO_00010 | N-1 OHL 400 kV Isaccea - Stupina | [RO-RO] [OPP] OHL 400 kV Medgidia Sud- Cernavoda | RMED141 RCERN41 1 | 1465 | 1722 | -257 | 85 | 1027 | AC
RO_CO_00011 | N-1 OHL 400 kV Isaccea - Rahman | [RO-RO] [OPP] OHL 400 kV Medgidia Sud- Cernavoda | RMED141 RCERN41 1 | 1440 | 1722 | -282 | 84 | 1011 | AC
RO-MD_CO_00001 | N-1 TIE 400 kV Isaccea - Vulcanesti | [RO-RO] [OPP] OHL 400 kV Medgidia Sud- Cernavoda | RMED141 RCERN41 1 | 1296 | 1722 | -426 | 75 | 913 | AC
RO_CO_00023 | N-1 OHL 400 kV Gutinas – Smardan | [RO-RO] [OPP] OHL 400 kV Medgidia Sud- Cernavoda | RMED141 RCERN41 1 | 1272 | 1722 | -450 | 74 | 893 | AC
Base case | Base case | [RO-RO] [OPP] OHL 400 kV Medgidia Sud- Cernavoda | RMED141 RCERN41 1 | 1256 | 1722 | -466 | 73 | 882 | AC
RO_CO_00012 | N-1 OHL 400 kV Isaccea - Tulcea Vest | [RO-RO] [OPP] OHL 400 kV Medgidia Sud- Cernavoda | RMED141 RCERN41 1 | 1234 | 1722 | -488 | 72 | 863 | AC
RO_CO_00007 | N-1 OHL 400 kV Portile de Fier-Urechesti | [RO-RO] [OPP] OHL 400 kV Tantareni-Urechesti | RTINTA1 RURE241 1 | 1074 | 1500 | -426 | 72 | 766 | AC
RO-RS_CO_00001 | N-1 TIE 400 kV Portile de Fier-Djerdap | [RO-RO] [OPP] OHL 400 kV Tantareni-Urechesti | RTINTA1 RURE241 1 | 1064 | 1500 | -436 | 71 | 756 | AC
RO_CO_00015 | N-1 OHL 400 kV Tulcea Vest - Tariverde | [RO-RO] [OPP] OHL 400 kV Medgidia Sud- Cernavoda | RMED141 RCERN41 1 | 1212 | 1722 | -510 | 70 | 849 | AC

## 1530
Detailed results
Generated at: | 21/08/2026 21:48:51
Business day: | 2026-08-23
Horizon: | 2DA
Timestamp | 15:30
Border & direction: | South-Romania Exporting
Remedial actions | False
Margin satisfied | True
Final step | Margin Calculation
TTC [MW]: | 3876.98
Loading threshold | 0.7
Limiting CNEC | N-1 TIE 400 kV TINTARENI-KOZLODUI 2/[RO-RS] [DIR] TIE 400 kV Portile de Fier-Djerdap
Applied RAs
Non Costly RAO
CO ID | RA ID | Name of the RA | Usage | Type | Location | Status | Details
Costly RAO
RA RD ID | TSO | Generator Name | Minimum Power [MW] | Maximum Power [MW] | RDP- | RDP+ | P [MW] before RAO | P [MW] after RAO | P0 [MW] | Plimit+ [MW] | Plimit- [MW] | Started up | Shutdown
Non Costly Reduction
CO ID | RA ID | Name of the RA | Usage | Type | Location | Status | Details
Limiting CNECs
CO ID | Name of the CO | Name of the CNE | CNE UCTE branch | Calculated I (A) | I max (PATL) | Margin (A) | Loading (%) | Flow [MW] | LF type
RO-BG_CO_00002 | N-1 TIE 400 kV TINTARENI-KOZLODUI 2 | [RO-RS] [DIR] TIE 400 kV Portile de Fier-Djerdap | RPDFE41 XPF_DJ11 1 | 1523 | 1570 | -47 | 97 | 1075 | AC
RO-BG_CO_00001 | N-1 TIE 400 kV TINTARENI-KOZLODUI 1 | [RO-RS] [DIR] TIE 400 kV Portile de Fier-Djerdap | RPDFE41 XPF_DJ11 1 | 1523 | 1570 | -47 | 97 | 1075 | AC
RO-RS_CO_00003 | N-1 TIE 400 kV Resita-Pancevo c2 | [RO-RS] [DIR] TIE 400 kV Portile de Fier-Djerdap | RPDFE41 XPF_DJ11 1 | 1473 | 1570 | -97 | 94 | 1038 | AC
RO-RS_CO_00004 | N-1 TIE 400 kV Resita-Pancevo c1 | [RO-RS] [DIR] TIE 400 kV Portile de Fier-Djerdap | RPDFE41 XPF_DJ11 1 | 1473 | 1570 | -97 | 94 | 1038 | AC
RO_CO_00052 | N-1 TIE 400 kV Sofia Zapad -Nis | [RO-RS] [DIR] TIE 400 kV Portile de Fier-Djerdap | RPDFE41 XPF_DJ11 1 | 1435 | 1570 | -135 | 91 | 1015 | AC
RO_CO_00001 | N-1 OHL 220 kV Portile de Fier-Resita 1&2 | [RO-RS] [DIR] TIE 400 kV Portile de Fier-Djerdap | RPDFE41 XPF_DJ11 1 | 1415 | 1570 | -155 | 90 | 999 | AC
RO-HU_CO_00001 | N-1 TIE 400 kV Arad-Sandorfalva | [RO-RS] [DIR] TIE 400 kV Portile de Fier-Djerdap | RPDFE41 XPF_DJ11 1 | 1409 | 1570 | -161 | 90 | 996 | AC
Base case | Base case | [RO-RS] [DIR] TIE 400 kV Portile de Fier-Djerdap | RPDFE41 XPF_DJ11 1 | 1405 | 1570 | -165 | 90 | 994 | AC
RO_CO_00002 | N-1 OHL 400 kV Mintia-Arad | [RO-RS] [DIR] TIE 400 kV Portile de Fier-Djerdap | RPDFE41 XPF_DJ11 1 | 1393 | 1570 | -177 | 89 | 985 | AC
RO-HU_CO_00002 | N-1 TIE 400 kV Nadab-Bekescsaba | [RO-RS] [DIR] TIE 400 kV Portile de Fier-Djerdap | RPDFE41 XPF_DJ11 1 | 1387 | 1570 | -183 | 88 | 981 | AC
RO_CO_00027 | N-1 TRA 400/220 kV AT3 Arad | [RO-RS] [DIR] TIE 400 kV Portile de Fier-Djerdap | RPDFE41 XPF_DJ11 1 | 1381 | 1570 | -189 | 88 | 977 | AC
RO-MD_CO_00001 | N-1 TIE 400 kV Isaccea - Vulcanesti | [RO-RS] [DIR] TIE 400 kV Portile de Fier-Djerdap | RPDFE41 XPF_DJ11 1 | 1361 | 1570 | -209 | 87 | 962 | AC
RO-UA_CO_00001 | N-1 TIE 400 kV Rosiori-Mukacevo | [RO-RS] [DIR] TIE 400 kV Portile de Fier-Djerdap | RPDFE41 XPF_DJ11 1 | 1358 | 1570 | -212 | 86 | 961 | AC
RO_CO_00029 | N-1 OHL 220 kV Resita-Timisoara 1&2 | [RO-RS] [DIR] TIE 400 kV Portile de Fier-Djerdap | RPDFE41 XPF_DJ11 1 | 1349 | 1570 | -221 | 86 | 955 | AC
BG_RO_CO_00005 | N-1 TIE 400 kV MEDGIDIA SUD - DOBRUDJA | [BG-RO] [DIR] TIE 400 kV MEDGIDIA SUD - VARNA | XVA_MG11 VVARNA11 1 | 1584 | 2000 | -416 | 79 | -1095 | AC
RO-BG_CO_00005 | N-1 TIE 400 kV DOBRUDJA- MEDGIDIA SUD | [RO-BG] [DIR] TIE 400 kV MEDGIDIA SUD - VARNA | RMED141 XVA_MG11 1 | 1584 | 2000 | -416 | 79 | 1113 | AC
RO-BG_CO_00004 | N-1 TIE 400 kV MEDGIDIA SUD - VARNA | [RO-BG] [DIR] TIE 400 kV DOBRUDJA- MEDGIDIA SUD | RMEDG41 XDO_MG11 1 | 1575 | 2000 | -425 | 79 | 1108 | AC
BG_RO_CO_00004 | N-1 TIE 400 kV MEDGIDIA SUD - VARNA | [BG-RO] [DIR] TIE 400 kV DOBRUDJA- MEDGIDIA SUD | XDO_MG11 VDOBRU11 1 | 1575 | 2000 | -425 | 79 | -1086 | AC
BG_RO_CO_00002 | N-1 TIE 400 kV TINTARENI-KOZLODUI 2 | [BG-RO] [DIR] TIE 400 kV TINTARENI-KOZLODUI 1 | XKO_TI11 VAECKO11 1 | 1424 | 1890 | -466 | 75 | -981 | AC
BG_RO_CO_00001 | N-1 TIE 400 kV TINTARENI-KOZLODUI 1 | [BG-RO] [DIR] TIE 400 kV TINTARENI-KOZLODUI 2 | XKO_TI12 VAECKO11 1 | 1424 | 1890 | -466 | 75 | -981 | AC
RO-BG_CO_00001 | N-1 TIE 400 kV TINTARENI-KOZLODUI 1 | [RO-BG] [DIR] TIE 400 kV TINTARENI-KOZLODUI 2 | RTINTB1 XKO_TI12 1 | 1424 | 1920 | -496 | 74 | 1004 | AC
RO-BG_CO_00002 | N-1 TIE 400 kV TINTARENI-KOZLODUI 2 | [RO-BG] [DIR] TIE 400 kV TINTARENI-KOZLODUI 1 | RTINTB1 XKO_TI11 1 | 1424 | 1920 | -496 | 74 | 1004 | AC
RO_CO_00036 | N-1 OHL 400 kV Medgidia Sud - Stupina | [RO-RO] [OPP] OHL 400 kV Medgidia Sud- Cernavoda | RMED141 RCERN41 1 | 1233 | 1722 | -489 | 72 | 870 | AC
RO_CO_00041 | N-1 OHL 400 kV Medgidia Sud - Rahman | [RO-RO] [OPP] OHL 400 kV Medgidia Sud- Cernavoda | RMED141 RCERN41 1 | 1216 | 1722 | -506 | 71 | 857 | AC
RO_CO_00010 | N-1 OHL 400 kV Isaccea - Stupina | [RO-RO] [OPP] OHL 400 kV Medgidia Sud- Cernavoda | RMED141 RCERN41 1 | 1209 | 1722 | -513 | 70 | 853 | AC

## 1630
Detailed results
Generated at: | 21/08/2026 21:48:51
Business day: | 2026-08-23
Horizon: | 2DA
Timestamp | 16:30
Border & direction: | South-Romania Exporting
Remedial actions | True
Margin satisfied | False
Final step | RAO
TTC [MW]: | 3454
Loading threshold | 0.7
Limiting CNEC | N-1 TIE 400 kV Sofia Zapad -Nis/[RO-RS] [DIR] TIE 400 kV Portile de Fier-Djerdap
Applied RAs
Non Costly RAO
CO ID | RA ID | Name of the RA | Usage | Type | Location | Status | Details
Costly RAO
RA RD ID | TSO | Generator Name | Minimum Power [MW] | Maximum Power [MW] | RDP- | RDP+ | P [MW] before RAO | P [MW] after RAO | P0 [MW] | Plimit+ [MW] | Plimit- [MW] | Started up | Shutdown
RO_RA_00105 | RO | RROVI31 _generator | 0 | 310 |  |  | 310 | 1 |  | 310 | 1 | FALSE | FALSE
RO_RA_00106 | RO | RROV641 _generator | 0 | 620 |  |  | 620 | 1 |  | 620 | 1 | FALSE | FALSE
RO_RA_00115 | RO | RPDF212 _generator | 0 | 389 |  |  | 0 | 363 |  | 389 | 0 | TRUE | FALSE
RO_RA_00116 | RO | RVMAR_5 _generator | 0 | 50 |  |  | 25 | 50 |  | 50 | 0 | FALSE | FALSE
RO_RA_00117 | RO | RGODI_5 _generator | 0 | 114 |  |  | 56 | 114 |  | 114 | 0 | FALSE | FALSE
RO_RA_00120 | RO | RTOPV_5 _generator | 0 | 10 |  |  | 0 | 10 |  | 10 | 0 | TRUE | FALSE
RO_RA_00121 | RO | RFMEP_5 _generator | 0 | 14 |  |  | 0 | 14 |  | 14 | 0 | TRUE | FALSE
RO_RA_00122 | RO | RVLCE15 _generator | 0 | 55 |  |  | 1 | 55 |  | 55 | 0 | FALSE | FALSE
RO_RA_00123 | RO | RVALD_5 _generator | 0 | 15 |  |  | 0 | 15 |  | 15 | 0 | TRUE | FALSE
RO_RA_00124 | RO | RELAR_5 _generator | 0 | 10 |  |  | 0 | 10 |  | 10 | 0 | TRUE | FALSE
RO_RA_00125 | RO | RAREF_5 _generator | 0 | 10 |  |  | 0 | 10 |  | 10 | 0 | TRUE | FALSE
RO_RA_00126 | RO | RARGS_5 _generator | 0 | 31 |  |  | 0 | 31 |  | 31 | 0 | TRUE | FALSE
RO_RA_00127 | RO | RALBE_5 _generator | 0 | 30 |  |  | 0 | 30 |  | 30 | 0 | TRUE | FALSE
RO_RA_00128 | RO | RCERB_5 _generator | 0 | 15 |  |  | 0 | 15 |  | 15 | 0 | TRUE | FALSE
RO_RA_00129 | RO | RVLCE25 _generator | 0 | 12 |  |  | 0 | 12 |  | 12 | 0 | TRUE | FALSE
RO_RA_00130 | RO | RCLNG_5 _generator | 0 | 90 |  |  | 4 | 90 |  | 90 | 0 | FALSE | FALSE
RO_RA_00132 | RO | RLOT212 _generator | 0 | 340 |  |  | 340 | 0 |  | 340 | 0 | FALSE | TRUE
RO_RA_00133 | RO | RBRDS25 _generator | 0 | 118 |  |  | 118 | 0 |  | 118 | 0 | FALSE | TRUE
RO_RA_00134 | RO | RSTUP_5 _generator | 0 | 45 |  |  | 0 | 45 |  | 45 | 0 | TRUE | FALSE
RO_RA_00135 | RO | RDAIES5 _generator | 0 | 37 |  |  | 0 | 37 |  | 37 | 0 | TRUE | FALSE
RO_RA_00136 | RO | RVILN_5 _generator | 0 | 46 |  |  | 0 | 46 |  | 46 | 0 | TRUE | FALSE
RO_RA_00137 | RO | RRIUR15 _generator | 0 | 48 |  |  | 0 | 48 |  | 48 | 0 | TRUE | FALSE
RO_RA_00138 | RO | RMARC_5 _generator | 0 | 39 |  |  | 0 | 39 |  | 39 | 0 | TRUE | FALSE
RO_RA_00139 | RO | RIONE_5 _generator | 0 | 38 |  |  | 0 | 38 |  | 38 | 0 | TRUE | FALSE
RO_RA_00140 | RO | RJIBL_5 _generator | 0 | 38 |  |  | 0 | 38 |  | 38 | 0 | TRUE | FALSE
RO_RA_00141 | RO | RZAVI_5 _generator | 0 | 38 |  |  | 0 | 38 |  | 38 | 0 | TRUE | FALSE
RO_RA_00143 | RO | RTRAI_5 _generator | 0 | 45 |  |  | 0 | 45 |  | 45 | 0 | TRUE | FALSE
RO_RA_00145 | RO | RCHESJ5 _generator | 0 | 50 |  |  | 1 | 0 |  | 50 | 0 | FALSE | TRUE
RO_RA_00146 | RO | RCHEAC5 _generator | 0 | 38 |  |  | 1 | 0 |  | 38 | 0 | FALSE | TRUE
RO_RA_00147 | RO | RCHEST5 _generator | 0 | 26 |  |  | 1 | 0 |  | 26 | 0 | FALSE | TRUE
RO_RA_00148 | RO | RCHEIO5 _generator | 0 | 53 |  |  | 1 | 0 |  | 53 | 0 | FALSE | TRUE
RO_RA_00149 | RO | RCHDO_5 _generator | 0 | 53 |  |  | 1 | 0 |  | 53 | 0 | FALSE | TRUE
RO_RA_00150 | RO | RFRUN_5 _generator | 0 | 53 |  |  | 1 | 0 |  | 53 | 0 | FALSE | TRUE
RO_RA_00151 | RO | RCIZBI5 _generator | 0 | 53 |  |  | 1 | 0 |  | 53 | 0 | FALSE | TRUE
RO_RA_00152 | RO | RRUSA_5 _generator | 0 | 53 |  |  | 1 | 0 |  | 53 | 0 | FALSE | TRUE
RO_RA_00153 | RO | RHCORN5 _generator | 0 | 59 |  |  | 7 | 0 |  | 59 | 0 | FALSE | TRUE
RO_RA_00154 | RO | RFAGA_5 _generator | 0 | 20 |  |  | 3 | 0 |  | 20 | 0 | FALSE | TRUE
RO_RA_00155 | RO | RUCEA25 _generator | 0 | 32 |  |  | 9 | 0 |  | 32 | 0 | FALSE | TRUE
RO_RA_00156 | RO | RUCEA15 _generator | 0 | 49 |  |  | 14 | 0 |  | 49 | 0 | FALSE | TRUE
RO_RA_00157 | RO | RCIRT_5 _generator | 0 | 54 |  |  | 10 | 0 |  | 54 | 0 | FALSE | TRUE
RO_RA_00158 | RO | RSTEJ_5 _generator | 0 | 137 |  |  | 137 | 79 |  | 137 | 0 | FALSE | FALSE
RO_RA_00161 | RO | RIZVO_5 _generator | 0 | 9 |  |  | 1 | 0 |  | 9 | 0 | FALSE | TRUE
RO_RA_00162 | RO | RDUMB_5 _generator | 0 | 23 |  |  | 2 | 0 |  | 23 | 0 | FALSE | TRUE
RO_RA_00163 | RO | RCOST_5 _generator | 0 | 24 |  |  | 2 | 0 |  | 24 | 0 | FALSE | TRUE
RO_RA_00164 | RO | RBUHU_5 _generator | 0 | 13 |  |  | 1 | 0 |  | 13 | 0 | FALSE | TRUE
RO_RA_00165 | RO | RRACO_5 _generator | 0 | 23 |  |  | 9 | 0 |  | 23 | 0 | FALSE | TRUE
RO_RA_00166 | RO | RGARL_5 _generator | 0 | 23 |  |  | 4 | 0 |  | 23 | 0 | FALSE | TRUE
RO_RA_00167 | RO | RLILI_5 _generator | 0 | 23 |  |  | 4 | 0 |  | 23 | 0 | FALSE | TRUE
RO_RA_00168 | RO | RBACS_5 _generator | 0 | 98 |  |  | 27 | 0 |  | 98 | 0 | FALSE | TRUE
RO_RA_00169 | RO | RFARA_5 _generator | 0 | 30 |  |  | 7 | 0 |  | 30 | 0 | FALSE | TRUE
RO_RA_00170 | RO | RSISC_5 _generator | 0 | 44 |  |  | 11 | 0 |  | 44 | 0 | FALSE | TRUE
RO_RA_00171 | RO | RMARA_5 _generator | 0 | 46 |  |  | 12 | 0 |  | 46 | 0 | FALSE | TRUE
RO_RA_00172 | RO | RTECU_5 _generator | 0 | 34 |  |  | 8 | 0 |  | 34 | 0 | FALSE | TRUE
RO_RA_00173 | RO | RMARI22 _generator | 0 | 217 |  |  | 0 | 217 |  | 217 | 0 | TRUE | FALSE
RO_RA_00174 | RO | RSUGA22 _generator | 0 | 150 |  |  | 0 | 150 |  | 150 | 0 | TRUE | FALSE
RO_RA_00175 | RO | RGILC22 _generator | 0 | 150 |  |  | 0 | 150 |  | 150 | 0 | TRUE | FALSE
RO_RA_00176 | RO | RSEBE_5 _generator | 0 | 55 |  |  | 4 | 55 |  | 55 | 0 | FALSE | FALSE
RO_RA_00178 | RO | RREME_5 _generator | 0 | 96 |  |  | 0 | 96 |  | 96 | 0 | TRUE | FALSE
RO_RA_00179 | RO | RMUNT_5 _generator | 0 | 58 |  |  | 0 | 58 |  | 58 | 0 | TRUE | FALSE
RO_RA_00180 | RO | RRETE22 _generator | 0 | 222 |  |  | 222 | 0 |  | 222 | 0 | FALSE | TRUE
RO_RA_00181 | RO | RRETE_5 _generator | 0 | 20 |  |  | 4 | 0 |  | 20 | 0 | FALSE | TRUE
RO_RA_00182 | RO | RCIRNA5 _generator | 0 | 29 |  |  | 6 | 0 |  | 29 | 0 | FALSE | TRUE
RO_RA_00183 | RO | RCIRNB5 _generator | 0 | 27 |  |  | 5 | 0 |  | 27 | 0 | FALSE | TRUE
RO_RA_00184 | RO | RHATE_5 _generator | 0 | 52 |  |  | 9 | 0 |  | 52 | 0 | FALSE | TRUE
Non Costly Reduction
CO ID | RA ID | Name of the RA | Usage | Type | Location | Status | Details
Limiting CNECs
CO ID | Name of the CO | Name of the CNE | CNE UCTE branch | Calculated I (A) | I max (PATL) | Margin (A) | Loading (%) | Flow [MW] | LF type
RO-BG_CO_00002 | N-1 TIE 400 kV TINTARENI-KOZLODUI 2 | [RO-RS] [DIR] TIE 400 kV Portile de Fier-Djerdap | RPDFE41 XPF_DJ11 1 | 1570 | 1570 | 0 | 100 | 1108 | AC
RO-BG_CO_00001 | N-1 TIE 400 kV TINTARENI-KOZLODUI 1 | [RO-RS] [DIR] TIE 400 kV Portile de Fier-Djerdap | RPDFE41 XPF_DJ11 1 | 1570 | 1570 | 0 | 100 | 1108 | AC
RO_CO_00052 | N-1 TIE 400 kV Sofia Zapad -Nis | [RO-RS] [DIR] TIE 400 kV Portile de Fier-Djerdap | RPDFE41 XPF_DJ11 1 | 1565 | 1570 | -5 | 100 | 1106 | AC
RO-RS_CO_00003 | N-1 TIE 400 kV Resita-Pancevo c2 | [RO-RS] [DIR] TIE 400 kV Portile de Fier-Djerdap | RPDFE41 XPF_DJ11 1 | 1557 | 1570 | -13 | 99 | 1096 | AC
RO-RS_CO_00004 | N-1 TIE 400 kV Resita-Pancevo c1 | [RO-RS] [DIR] TIE 400 kV Portile de Fier-Djerdap | RPDFE41 XPF_DJ11 1 | 1557 | 1570 | -13 | 99 | 1096 | AC
RO_CO_00001 | N-1 OHL 220 kV Portile de Fier-Resita 1&2 | [RO-RS] [DIR] TIE 400 kV Portile de Fier-Djerdap | RPDFE41 XPF_DJ11 1 | 1507 | 1570 | -63 | 96 | 1064 | AC
RO-HU_CO_00001 | N-1 TIE 400 kV Arad-Sandorfalva | [RO-RS] [DIR] TIE 400 kV Portile de Fier-Djerdap | RPDFE41 XPF_DJ11 1 | 1492 | 1570 | -78 | 95 | 1053 | AC
RO_CO_00002 | N-1 OHL 400 kV Mintia-Arad | [RO-RS] [DIR] TIE 400 kV Portile de Fier-Djerdap | RPDFE41 XPF_DJ11 1 | 1479 | 1570 | -91 | 94 | 1044 | AC
Base case | Base case | [RO-RS] [DIR] TIE 400 kV Portile de Fier-Djerdap | RPDFE41 XPF_DJ11 1 | 1479 | 1570 | -91 | 94 | 1044 | AC
RO-HU_CO_00002 | N-1 TIE 400 kV Nadab-Bekescsaba | [RO-RS] [DIR] TIE 400 kV Portile de Fier-Djerdap | RPDFE41 XPF_DJ11 1 | 1474 | 1570 | -96 | 94 | 1041 | AC
RO-MD_CO_00001 | N-1 TIE 400 kV Isaccea - Vulcanesti | [RO-RS] [DIR] TIE 400 kV Portile de Fier-Djerdap | RPDFE41 XPF_DJ11 1 | 1463 | 1570 | -107 | 93 | 1033 | AC
RO_CO_00027 | N-1 TRA 400/220 kV AT3 Arad | [RO-RS] [DIR] TIE 400 kV Portile de Fier-Djerdap | RPDFE41 XPF_DJ11 1 | 1461 | 1570 | -109 | 93 | 1031 | AC
RO-UA_CO_00001 | N-1 TIE 400 kV Rosiori-Mukacevo | [RO-RS] [DIR] TIE 400 kV Portile de Fier-Djerdap | RPDFE41 XPF_DJ11 1 | 1452 | 1570 | -118 | 92 | 1025 | AC
RO_CO_00028 | N-1 TRA 400/220 kV AT1 Portile de Fier | [RO-RO] [OPP] TRA 400/220 kV AT2 Portile de Fier | RPDF241 RPDF222 2 | 1142 | 1248 | -107 | 91 | 464 | AC
RO_CO_00034 | N-1 TRA 400/220 kV AT2 Portile de Fier | [RO-RO] [OPP] TRA 400/220 kV AT1 Portile de Fier | RPDFE41 RPDF222 1 | 1142 | 1248 | -107 | 91 | 464 | AC
RO_CO_00035 | N-1 TRA 400/220 kV AT3 Portile de Fier | [RO-RO] [OPP] TRA 400/220 kV AT2 Portile de Fier | RPDF241 RPDF222 2 | 1139 | 1248 | -110 | 91 | 463 | AC
RO_CO_00035 | N-1 TRA 400/220 kV AT3 Portile de Fier | [RO-RO] [OPP] TRA 400/220 kV AT1 Portile de Fier | RPDFE41 RPDF222 1 | 1139 | 1248 | -110 | 91 | 463 | AC
RO_CO_00029 | N-1 OHL 220 kV Resita-Timisoara 1&2 | [RO-RS] [DIR] TIE 400 kV Portile de Fier-Djerdap | RPDFE41 XPF_DJ11 1 | 1428 | 1570 | -142 | 91 | 1007 | AC
RO_CO_00034 | N-1 TRA 400/220 kV AT2 Portile de Fier | [RO-RO] [OPP] TRA 400/220 kV AT3 Portile de Fier | RPDFE41 RPDF212 3 | 655 | 721 | -66 | 91 | 461 | AC
RO_CO_00028 | N-1 TRA 400/220 kV AT1 Portile de Fier | [RO-RO] [OPP] TRA 400/220 kV AT3 Portile de Fier | RPDFE41 RPDF212 3 | 655 | 721 | -66 | 91 | 461 | AC

## 1730
Detailed results
Generated at: | 21/08/2026 21:48:51
Business day: | 2026-08-23
Horizon: | 2DA
Timestamp | 17:30
Border & direction: | South-Romania Exporting
Remedial actions | False
Margin satisfied | True
Final step | Margin Calculation
TTC [MW]: | 3695.98
Loading threshold | 0.7
Limiting CNEC | N-1 TIE 400 kV TINTARENI-KOZLODUI 2/[RO-RS] [DIR] TIE 400 kV Portile de Fier-Djerdap
Applied RAs
Non Costly RAO
CO ID | RA ID | Name of the RA | Usage | Type | Location | Status | Details
Costly RAO
RA RD ID | TSO | Generator Name | Minimum Power [MW] | Maximum Power [MW] | RDP- | RDP+ | P [MW] before RAO | P [MW] after RAO | P0 [MW] | Plimit+ [MW] | Plimit- [MW] | Started up | Shutdown
Non Costly Reduction
CO ID | RA ID | Name of the RA | Usage | Type | Location | Status | Details
Limiting CNECs
CO ID | Name of the CO | Name of the CNE | CNE UCTE branch | Calculated I (A) | I max (PATL) | Margin (A) | Loading (%) | Flow [MW] | LF type
RO-BG_CO_00001 | N-1 TIE 400 kV TINTARENI-KOZLODUI 1 | [RO-RS] [DIR] TIE 400 kV Portile de Fier-Djerdap | RPDFE41 XPF_DJ11 1 | 1561 | 1570 | -9 | 99 | 1102 | AC
RO-BG_CO_00002 | N-1 TIE 400 kV TINTARENI-KOZLODUI 2 | [RO-RS] [DIR] TIE 400 kV Portile de Fier-Djerdap | RPDFE41 XPF_DJ11 1 | 1561 | 1570 | -9 | 99 | 1102 | AC
RO-RS_CO_00003 | N-1 TIE 400 kV Resita-Pancevo c2 | [RO-RS] [DIR] TIE 400 kV Portile de Fier-Djerdap | RPDFE41 XPF_DJ11 1 | 1505 | 1570 | -65 | 96 | 1059 | AC
RO-RS_CO_00004 | N-1 TIE 400 kV Resita-Pancevo c1 | [RO-RS] [DIR] TIE 400 kV Portile de Fier-Djerdap | RPDFE41 XPF_DJ11 1 | 1505 | 1570 | -65 | 96 | 1059 | AC
RO_CO_00001 | N-1 OHL 220 kV Portile de Fier-Resita 1&2 | [RO-RS] [DIR] TIE 400 kV Portile de Fier-Djerdap | RPDFE41 XPF_DJ11 1 | 1484 | 1570 | -86 | 95 | 1048 | AC
RO-HU_CO_00001 | N-1 TIE 400 kV Arad-Sandorfalva | [RO-RS] [DIR] TIE 400 kV Portile de Fier-Djerdap | RPDFE41 XPF_DJ11 1 | 1450 | 1570 | -120 | 92 | 1024 | AC
RO_CO_00002 | N-1 OHL 400 kV Mintia-Arad | [RO-RS] [DIR] TIE 400 kV Portile de Fier-Djerdap | RPDFE41 XPF_DJ11 1 | 1448 | 1570 | -122 | 92 | 1022 | AC
Base case | Base case | [RO-RS] [DIR] TIE 400 kV Portile de Fier-Djerdap | RPDFE41 XPF_DJ11 1 | 1443 | 1570 | -127 | 92 | 1019 | AC
RO_CO_00052 | N-1 TIE 400 kV Sofia Zapad -Nis | [RO-RS] [DIR] TIE 400 kV Portile de Fier-Djerdap | RPDFE41 XPF_DJ11 1 | 1436 | 1570 | -134 | 91 | 1014 | AC
RO-HU_CO_00002 | N-1 TIE 400 kV Nadab-Bekescsaba | [RO-RS] [DIR] TIE 400 kV Portile de Fier-Djerdap | RPDFE41 XPF_DJ11 1 | 1435 | 1570 | -135 | 91 | 1014 | AC
RO-MD_CO_00001 | N-1 TIE 400 kV Isaccea - Vulcanesti | [RO-RS] [DIR] TIE 400 kV Portile de Fier-Djerdap | RPDFE41 XPF_DJ11 1 | 1428 | 1570 | -142 | 91 | 1008 | AC
RO_CO_00027 | N-1 TRA 400/220 kV AT3 Arad | [RO-RS] [DIR] TIE 400 kV Portile de Fier-Djerdap | RPDFE41 XPF_DJ11 1 | 1427 | 1570 | -143 | 91 | 1009 | AC
RO_CO_00034 | N-1 TRA 400/220 kV AT2 Portile de Fier | [RO-RO] [OPP] TRA 400/220 kV AT1 Portile de Fier | RPDFE41 RPDF222 1 | 1128 | 1248 | -120 | 90 | 458 | AC
RO_CO_00028 | N-1 TRA 400/220 kV AT1 Portile de Fier | [RO-RO] [OPP] TRA 400/220 kV AT2 Portile de Fier | RPDF241 RPDF222 2 | 1128 | 1248 | -120 | 90 | 458 | AC
RO_CO_00035 | N-1 TRA 400/220 kV AT3 Portile de Fier | [RO-RO] [OPP] TRA 400/220 kV AT1 Portile de Fier | RPDFE41 RPDF222 1 | 1125 | 1248 | -123 | 90 | 457 | AC
RO_CO_00035 | N-1 TRA 400/220 kV AT3 Portile de Fier | [RO-RO] [OPP] TRA 400/220 kV AT2 Portile de Fier | RPDF241 RPDF222 2 | 1125 | 1248 | -123 | 90 | 457 | AC
RO-UA_CO_00001 | N-1 TIE 400 kV Rosiori-Mukacevo | [RO-RS] [DIR] TIE 400 kV Portile de Fier-Djerdap | RPDFE41 XPF_DJ11 1 | 1411 | 1570 | -159 | 90 | 997 | AC
RO_CO_00029 | N-1 OHL 220 kV Resita-Timisoara 1&2 | [RO-RS] [DIR] TIE 400 kV Portile de Fier-Djerdap | RPDFE41 XPF_DJ11 1 | 1410 | 1570 | -160 | 90 | 997 | AC
RO_CO_00034 | N-1 TRA 400/220 kV AT2 Portile de Fier | [RO-RO] [OPP] TRA 400/220 kV AT3 Portile de Fier | RPDFE41 RPDF212 3 | 647 | 721 | -74 | 90 | 455 | AC
RO_CO_00028 | N-1 TRA 400/220 kV AT1 Portile de Fier | [RO-RO] [OPP] TRA 400/220 kV AT3 Portile de Fier | RPDFE41 RPDF212 3 | 647 | 721 | -74 | 90 | 455 | AC
BG_RO_CO_00001 | N-1 TIE 400 kV TINTARENI-KOZLODUI 1 | [BG-RO] [DIR] TIE 400 kV TINTARENI-KOZLODUI 2 | XKO_TI12 VAECKO11 1 | 1430 | 1890 | -460 | 76 | -985 | AC
BG_RO_CO_00002 | N-1 TIE 400 kV TINTARENI-KOZLODUI 2 | [BG-RO] [DIR] TIE 400 kV TINTARENI-KOZLODUI 1 | XKO_TI11 VAECKO11 1 | 1430 | 1890 | -460 | 76 | -985 | AC
RO-BG_CO_00001 | N-1 TIE 400 kV TINTARENI-KOZLODUI 1 | [RO-BG] [DIR] TIE 400 kV TINTARENI-KOZLODUI 2 | RTINTB1 XKO_TI12 1 | 1430 | 1920 | -490 | 74 | 1009 | AC
RO-BG_CO_00002 | N-1 TIE 400 kV TINTARENI-KOZLODUI 2 | [RO-BG] [DIR] TIE 400 kV TINTARENI-KOZLODUI 1 | RTINTB1 XKO_TI11 1 | 1430 | 1920 | -490 | 74 | 1009 | AC
RO-RS_CO_00001 | N-1 TIE 400 kV Portile de Fier-Djerdap | [RO-RO] [OPP] OHL 400 kV Tantareni-Urechesti | RTINTA1 RURE241 1 | 1076 | 1500 | -424 | 72 | 767 | AC

## 1830
Detailed results
Generated at: | 21/08/2026 21:48:51
Business day: | 2026-08-23
Horizon: | 2DA
Timestamp | 18:30
Border & direction: | South-Romania Exporting
Remedial actions | True
Margin satisfied | False
Final step | RAO
TTC [MW]: | 3497
Loading threshold | 0.7
Limiting CNEC | N-1 TIE 400 kV Sofia Zapad -Nis/[RO-RS] [DIR] TIE 400 kV Portile de Fier-Djerdap
Applied RAs
Non Costly RAO
CO ID | RA ID | Name of the RA | Usage | Type | Location | Status | Details
Costly RAO
RA RD ID | TSO | Generator Name | Minimum Power [MW] | Maximum Power [MW] | RDP- | RDP+ | P [MW] before RAO | P [MW] after RAO | P0 [MW] | Plimit+ [MW] | Plimit- [MW] | Started up | Shutdown
RO_RA_00106 | RO | RROV641 _generator | 0 | 620 |  |  | 620 | 298 |  | 620 | 1 | FALSE | FALSE
RO_RA_00115 | RO | RPDF212 _generator | 0 | 389 |  |  | 389 | 0 |  | 389 | 0 | FALSE | TRUE
RO_RA_00116 | RO | RVMAR_5 _generator | 0 | 50 |  |  | 25 | 0 |  | 50 | 0 | FALSE | TRUE
RO_RA_00120 | RO | RTOPV_5 _generator | 0 | 10 |  |  | 1 | 10 |  | 10 | 0 | FALSE | FALSE
RO_RA_00121 | RO | RFMEP_5 _generator | 0 | 14 |  |  | 2 | 14 |  | 14 | 0 | FALSE | FALSE
RO_RA_00122 | RO | RVLCE15 _generator | 0 | 55 |  |  | 7 | 55 |  | 55 | 0 | FALSE | FALSE
RO_RA_00123 | RO | RVALD_5 _generator | 0 | 15 |  |  | 2 | 15 |  | 15 | 0 | FALSE | FALSE
RO_RA_00124 | RO | RELAR_5 _generator | 0 | 10 |  |  | 1 | 10 |  | 10 | 0 | FALSE | FALSE
RO_RA_00125 | RO | RAREF_5 _generator | 0 | 10 |  |  | 1 | 10 |  | 10 | 0 | FALSE | FALSE
RO_RA_00126 | RO | RARGS_5 _generator | 0 | 31 |  |  | 4 | 31 |  | 31 | 0 | FALSE | FALSE
RO_RA_00127 | RO | RALBE_5 _generator | 0 | 30 |  |  | 4 | 30 |  | 30 | 0 | FALSE | FALSE
RO_RA_00128 | RO | RCERB_5 _generator | 0 | 15 |  |  | 2 | 15 |  | 15 | 0 | FALSE | FALSE
RO_RA_00129 | RO | RVLCE25 _generator | 0 | 12 |  |  | 2 | 12 |  | 12 | 0 | FALSE | FALSE
RO_RA_00130 | RO | RCLNG_5 _generator | 0 | 90 |  |  | 49 | 90 |  | 90 | 0 | FALSE | FALSE
RO_RA_00132 | RO | RLOT212 _generator | 0 | 340 |  |  | 340 | 0 |  | 340 | 0 | FALSE | TRUE
RO_RA_00133 | RO | RBRDS25 _generator | 0 | 118 |  |  | 118 | 0 |  | 118 | 0 | FALSE | TRUE
RO_RA_00134 | RO | RSTUP_5 _generator | 0 | 45 |  |  | 10 | 45 |  | 45 | 0 | FALSE | FALSE
RO_RA_00135 | RO | RDAIES5 _generator | 0 | 37 |  |  | 16 | 37 |  | 37 | 0 | FALSE | FALSE
RO_RA_00136 | RO | RVILN_5 _generator | 0 | 46 |  |  | 10 | 46 |  | 46 | 0 | FALSE | FALSE
RO_RA_00137 | RO | RRIUR15 _generator | 0 | 48 |  |  | 21 | 48 |  | 48 | 0 | FALSE | FALSE
RO_RA_00138 | RO | RMARC_5 _generator | 0 | 39 |  |  | 8 | 39 |  | 39 | 0 | FALSE | FALSE
RO_RA_00139 | RO | RIONE_5 _generator | 0 | 38 |  |  | 17 | 38 |  | 38 | 0 | FALSE | FALSE
RO_RA_00140 | RO | RJIBL_5 _generator | 0 | 38 |  |  | 8 | 38 |  | 38 | 0 | FALSE | FALSE
RO_RA_00141 | RO | RZAVI_5 _generator | 0 | 38 |  |  | 17 | 38 |  | 38 | 0 | FALSE | FALSE
RO_RA_00142 | RO | RCHTU_5 _generator | 0 | 74 |  |  | 15 | 74 |  | 74 | 0 | FALSE | FALSE
RO_RA_00143 | RO | RTRAI_5 _generator | 0 | 45 |  |  | 17 | 45 |  | 45 | 0 | FALSE | FALSE
RO_RA_00144 | RO | RHGLOT5 _generator | 0 | 25 |  |  | 6 | 25 |  | 25 | 0 | FALSE | FALSE
RO_RA_00145 | RO | RCHESJ5 _generator | 0 | 50 |  |  | 11 | 50 |  | 50 | 0 | FALSE | FALSE
RO_RA_00146 | RO | RCHEAC5 _generator | 0 | 38 |  |  | 8 | 38 |  | 38 | 0 | FALSE | FALSE
RO_RA_00147 | RO | RCHEST5 _generator | 0 | 26 |  |  | 6 | 26 |  | 26 | 0 | FALSE | FALSE
RO_RA_00148 | RO | RCHEIO5 _generator | 0 | 53 |  |  | 12 | 53 |  | 53 | 0 | FALSE | FALSE
RO_RA_00149 | RO | RCHDO_5 _generator | 0 | 53 |  |  | 12 | 53 |  | 53 | 0 | FALSE | FALSE
RO_RA_00150 | RO | RFRUN_5 _generator | 0 | 53 |  |  | 12 | 53 |  | 53 | 0 | FALSE | FALSE
RO_RA_00151 | RO | RCIZBI5 _generator | 0 | 53 |  |  | 12 | 53 |  | 53 | 0 | FALSE | FALSE
RO_RA_00152 | RO | RRUSA_5 _generator | 0 | 53 |  |  | 12 | 53 |  | 53 | 0 | FALSE | FALSE
RO_RA_00153 | RO | RHCORN5 _generator | 0 | 59 |  |  | 7 | 59 |  | 59 | 0 | FALSE | FALSE
RO_RA_00154 | RO | RFAGA_5 _generator | 0 | 20 |  |  | 3 | 0 |  | 20 | 0 | FALSE | TRUE
RO_RA_00155 | RO | RUCEA25 _generator | 0 | 32 |  |  | 4 | 0 |  | 32 | 0 | FALSE | TRUE
RO_RA_00156 | RO | RUCEA15 _generator | 0 | 49 |  |  | 4 | 0 |  | 49 | 0 | FALSE | TRUE
RO_RA_00157 | RO | RCIRT_5 _generator | 0 | 54 |  |  | 10 | 0 |  | 54 | 0 | FALSE | TRUE
RO_RA_00159 | RO | RSTEJ25 _generator | 0 | 32 |  |  | 0 | 32 |  | 32 | 0 | TRUE | FALSE
RO_RA_00160 | RO | RVADU_5 _generator | 0 | 67 |  |  | 17 | 67 |  | 67 | 0 | FALSE | FALSE
RO_RA_00161 | RO | RIZVO_5 _generator | 0 | 9 |  |  | 1 | 0 |  | 9 | 0 | FALSE | TRUE
RO_RA_00162 | RO | RDUMB_5 _generator | 0 | 23 |  |  | 2 | 0 |  | 23 | 0 | FALSE | TRUE
RO_RA_00163 | RO | RCOST_5 _generator | 0 | 24 |  |  | 2 | 0 |  | 24 | 0 | FALSE | TRUE
RO_RA_00164 | RO | RBUHU_5 _generator | 0 | 13 |  |  | 1 | 0 |  | 13 | 0 | FALSE | TRUE
RO_RA_00165 | RO | RRACO_5 _generator | 0 | 23 |  |  | 9 | 0 |  | 23 | 0 | FALSE | TRUE
RO_RA_00166 | RO | RGARL_5 _generator | 0 | 23 |  |  | 5 | 0 |  | 23 | 0 | FALSE | TRUE
RO_RA_00167 | RO | RLILI_5 _generator | 0 | 23 |  |  | 5 | 0 |  | 23 | 0 | FALSE | TRUE
RO_RA_00168 | RO | RBACS_5 _generator | 0 | 98 |  |  | 28 | 0 |  | 98 | 0 | FALSE | TRUE
RO_RA_00169 | RO | RFARA_5 _generator | 0 | 30 |  |  | 7 | 0 |  | 30 | 0 | FALSE | TRUE
RO_RA_00170 | RO | RSISC_5 _generator | 0 | 44 |  |  | 11 | 0 |  | 44 | 0 | FALSE | TRUE
RO_RA_00171 | RO | RMARA_5 _generator | 0 | 46 |  |  | 10 | 0 |  | 46 | 0 | FALSE | TRUE
RO_RA_00172 | RO | RTECU_5 _generator | 0 | 34 |  |  | 8 | 34 |  | 34 | 0 | FALSE | FALSE
RO_RA_00173 | RO | RMARI22 _generator | 0 | 217 |  |  | 0 | 217 |  | 217 | 0 | TRUE | FALSE
RO_RA_00175 | RO | RGILC22 _generator | 0 | 150 |  |  | 0 | 131 |  | 150 | 0 | TRUE | FALSE
RO_RA_00176 | RO | RSEBE_5 _generator | 0 | 55 |  |  | 2 | 55 |  | 55 | 0 | FALSE | FALSE
RO_RA_00178 | RO | RREME_5 _generator | 0 | 96 |  |  | 0 | 96 |  | 96 | 0 | TRUE | FALSE
RO_RA_00179 | RO | RMUNT_5 _generator | 0 | 58 |  |  | 0 | 58 |  | 58 | 0 | TRUE | FALSE
RO_RA_00180 | RO | RRETE22 _generator | 0 | 222 |  |  | 222 | 0 |  | 222 | 0 | FALSE | TRUE
RO_RA_00181 | RO | RRETE_5 _generator | 0 | 20 |  |  | 6 | 0 |  | 20 | 0 | FALSE | TRUE
RO_RA_00182 | RO | RCIRNA5 _generator | 0 | 29 |  |  | 9 | 0 |  | 29 | 0 | FALSE | TRUE
RO_RA_00183 | RO | RCIRNB5 _generator | 0 | 27 |  |  | 8 | 0 |  | 27 | 0 | FALSE | TRUE
RO_RA_00184 | RO | RHATE_5 _generator | 0 | 52 |  |  | 13 | 0 |  | 52 | 0 | FALSE | TRUE
Non Costly Reduction
CO ID | RA ID | Name of the RA | Usage | Type | Location | Status | Details
Limiting CNECs
CO ID | Name of the CO | Name of the CNE | CNE UCTE branch | Calculated I (A) | I max (PATL) | Margin (A) | Loading (%) | Flow [MW] | LF type
RO_CO_00052 | N-1 TIE 400 kV Sofia Zapad -Nis | [RO-RS] [DIR] TIE 400 kV Portile de Fier-Djerdap | RPDFE41 XPF_DJ11 1 | 1565 | 1570 | -5 | 100 | 1113 | AC
RO-BG_CO_00001 | N-1 TIE 400 kV TINTARENI-KOZLODUI 1 | [RO-RS] [DIR] TIE 400 kV Portile de Fier-Djerdap | RPDFE41 XPF_DJ11 1 | 1561 | 1570 | -9 | 99 | 1108 | AC
RO-BG_CO_00002 | N-1 TIE 400 kV TINTARENI-KOZLODUI 2 | [RO-RS] [DIR] TIE 400 kV Portile de Fier-Djerdap | RPDFE41 XPF_DJ11 1 | 1561 | 1570 | -9 | 99 | 1108 | AC
RO-RS_CO_00003 | N-1 TIE 400 kV Resita-Pancevo c2 | [RO-RS] [DIR] TIE 400 kV Portile de Fier-Djerdap | RPDFE41 XPF_DJ11 1 | 1550 | 1570 | -20 | 99 | 1099 | AC
RO-RS_CO_00004 | N-1 TIE 400 kV Resita-Pancevo c1 | [RO-RS] [DIR] TIE 400 kV Portile de Fier-Djerdap | RPDFE41 XPF_DJ11 1 | 1550 | 1570 | -20 | 99 | 1099 | AC
RO_CO_00001 | N-1 OHL 220 kV Portile de Fier-Resita 1&2 | [RO-RS] [DIR] TIE 400 kV Portile de Fier-Djerdap | RPDFE41 XPF_DJ11 1 | 1504 | 1570 | -66 | 96 | 1068 | AC
RO_CO_00002 | N-1 OHL 400 kV Mintia-Arad | [RO-RS] [DIR] TIE 400 kV Portile de Fier-Djerdap | RPDFE41 XPF_DJ11 1 | 1492 | 1570 | -78 | 95 | 1060 | AC
RO-HU_CO_00001 | N-1 TIE 400 kV Arad-Sandorfalva | [RO-RS] [DIR] TIE 400 kV Portile de Fier-Djerdap | RPDFE41 XPF_DJ11 1 | 1490 | 1570 | -80 | 95 | 1060 | AC
RO-MD_CO_00001 | N-1 TIE 400 kV Isaccea - Vulcanesti | [RO-RS] [DIR] TIE 400 kV Portile de Fier-Djerdap | RPDFE41 XPF_DJ11 1 | 1482 | 1570 | -88 | 94 | 1054 | AC
RO-HU_CO_00002 | N-1 TIE 400 kV Nadab-Bekescsaba | [RO-RS] [DIR] TIE 400 kV Portile de Fier-Djerdap | RPDFE41 XPF_DJ11 1 | 1479 | 1570 | -91 | 94 | 1052 | AC
RO-UA_CO_00001 | N-1 TIE 400 kV Rosiori-Mukacevo | [RO-RS] [DIR] TIE 400 kV Portile de Fier-Djerdap | RPDFE41 XPF_DJ11 1 | 1465 | 1570 | -105 | 93 | 1042 | AC
Base case | Base case | [RO-RS] [DIR] TIE 400 kV Portile de Fier-Djerdap | RPDFE41 XPF_DJ11 1 | 1464 | 1570 | -106 | 93 | 1042 | AC
RO_CO_00027 | N-1 TRA 400/220 kV AT3 Arad | [RO-RS] [DIR] TIE 400 kV Portile de Fier-Djerdap | RPDFE41 XPF_DJ11 1 | 1456 | 1570 | -114 | 93 | 1036 | AC
RO_CO_00029 | N-1 OHL 220 kV Resita-Timisoara 1&2 | [RO-RS] [DIR] TIE 400 kV Portile de Fier-Djerdap | RPDFE41 XPF_DJ11 1 | 1431 | 1570 | -139 | 91 | 1019 | AC

## 1930
Detailed results
Generated at: | 21/08/2026 21:48:51
Business day: | 2026-08-23
Horizon: | 2DA
Timestamp | 19:30
Border & direction: | South-Romania Exporting
Remedial actions | False
Margin satisfied | True
Final step | Margin Calculation
TTC [MW]: | 2607.7
Loading threshold | 0.7
Limiting CNEC | N-1 TIE 400 kV Sofia Zapad -Nis/[RO-RS] [DIR] TIE 400 kV Portile de Fier-Djerdap
Applied RAs
Non Costly RAO
CO ID | RA ID | Name of the RA | Usage | Type | Location | Status | Details
Costly RAO
RA RD ID | TSO | Generator Name | Minimum Power [MW] | Maximum Power [MW] | RDP- | RDP+ | P [MW] before RAO | P [MW] after RAO | P0 [MW] | Plimit+ [MW] | Plimit- [MW] | Started up | Shutdown
Non Costly Reduction
CO ID | RA ID | Name of the RA | Usage | Type | Location | Status | Details
Limiting CNECs
CO ID | Name of the CO | Name of the CNE | CNE UCTE branch | Calculated I (A) | I max (PATL) | Margin (A) | Loading (%) | Flow [MW] | LF type
RO_CO_00052 | N-1 TIE 400 kV Sofia Zapad -Nis | [RO-RS] [DIR] TIE 400 kV Portile de Fier-Djerdap | RPDFE41 XPF_DJ11 1 | 1569 | 1570 | -1 | 100 | 1104 | AC
RO-RS_CO_00003 | N-1 TIE 400 kV Resita-Pancevo c2 | [RO-RS] [DIR] TIE 400 kV Portile de Fier-Djerdap | RPDFE41 XPF_DJ11 1 | 1535 | 1570 | -35 | 98 | 1076 | AC
RO-RS_CO_00004 | N-1 TIE 400 kV Resita-Pancevo c1 | [RO-RS] [DIR] TIE 400 kV Portile de Fier-Djerdap | RPDFE41 XPF_DJ11 1 | 1535 | 1570 | -35 | 98 | 1076 | AC
RO_CO_00001 | N-1 OHL 220 kV Portile de Fier-Resita 1&2 | [RO-RS] [DIR] TIE 400 kV Portile de Fier-Djerdap | RPDFE41 XPF_DJ11 1 | 1519 | 1570 | -51 | 97 | 1068 | AC
RO-BG_CO_00002 | N-1 TIE 400 kV TINTARENI-KOZLODUI 2 | [RO-RS] [DIR] TIE 400 kV Portile de Fier-Djerdap | RPDFE41 XPF_DJ11 1 | 1505 | 1570 | -65 | 96 | 1057 | AC
RO-BG_CO_00001 | N-1 TIE 400 kV TINTARENI-KOZLODUI 1 | [RO-RS] [DIR] TIE 400 kV Portile de Fier-Djerdap | RPDFE41 XPF_DJ11 1 | 1505 | 1570 | -65 | 96 | 1057 | AC
RO_CO_00002 | N-1 OHL 400 kV Mintia-Arad | [RO-RS] [DIR] TIE 400 kV Portile de Fier-Djerdap | RPDFE41 XPF_DJ11 1 | 1483 | 1570 | -87 | 94 | 1041 | AC
RO-HU_CO_00001 | N-1 TIE 400 kV Arad-Sandorfalva | [RO-RS] [DIR] TIE 400 kV Portile de Fier-Djerdap | RPDFE41 XPF_DJ11 1 | 1472 | 1570 | -98 | 94 | 1035 | AC
RO-MD_CO_00001 | N-1 TIE 400 kV Isaccea - Vulcanesti | [RO-RS] [DIR] TIE 400 kV Portile de Fier-Djerdap | RPDFE41 XPF_DJ11 1 | 1465 | 1570 | -105 | 93 | 1030 | AC
RO-HU_CO_00002 | N-1 TIE 400 kV Nadab-Bekescsaba | [RO-RS] [DIR] TIE 400 kV Portile de Fier-Djerdap | RPDFE41 XPF_DJ11 1 | 1462 | 1570 | -108 | 93 | 1028 | AC
RO_CO_00029 | N-1 OHL 220 kV Resita-Timisoara 1&2 | [RO-RS] [DIR] TIE 400 kV Portile de Fier-Djerdap | RPDFE41 XPF_DJ11 1 | 1450 | 1570 | -120 | 92 | 1020 | AC
Base case | Base case | [RO-RS] [DIR] TIE 400 kV Portile de Fier-Djerdap | RPDFE41 XPF_DJ11 1 | 1448 | 1570 | -122 | 92 | 1018 | AC
RO_CO_00027 | N-1 TRA 400/220 kV AT3 Arad | [RO-RS] [DIR] TIE 400 kV Portile de Fier-Djerdap | RPDFE41 XPF_DJ11 1 | 1445 | 1570 | -125 | 92 | 1017 | AC
RO-UA_CO_00001 | N-1 TIE 400 kV Rosiori-Mukacevo | [RO-RS] [DIR] TIE 400 kV Portile de Fier-Djerdap | RPDFE41 XPF_DJ11 1 | 1442 | 1570 | -128 | 92 | 1014 | AC
RO_CO_00028 | N-1 TRA 400/220 kV AT1 Portile de Fier | [RO-RO] [OPP] TRA 400/220 kV AT2 Portile de Fier | RPDF241 RPDF222 2 | 600 | 721 | -121 | 83 | 419 | AC
RO_CO_00034 | N-1 TRA 400/220 kV AT2 Portile de Fier | [RO-RO] [OPP] TRA 400/220 kV AT1 Portile de Fier | RPDFE41 RPDF222 1 | 600 | 721 | -121 | 83 | 419 | AC
RO_CO_00035 | N-1 TRA 400/220 kV AT3 Portile de Fier | [RO-RO] [OPP] TRA 400/220 kV AT1 Portile de Fier | RPDFE41 RPDF222 1 | 598 | 721 | -123 | 83 | 418 | AC
RO_CO_00035 | N-1 TRA 400/220 kV AT3 Portile de Fier | [RO-RO] [OPP] TRA 400/220 kV AT2 Portile de Fier | RPDF241 RPDF222 2 | 598 | 721 | -123 | 83 | 418 | AC
RO_CO_00028 | N-1 TRA 400/220 kV AT1 Portile de Fier | [RO-RO] [OPP] TRA 400/220 kV AT3 Portile de Fier | RPDFE41 RPDF212 3 | 596 | 721 | -125 | 83 | 417 | AC
RO_CO_00034 | N-1 TRA 400/220 kV AT2 Portile de Fier | [RO-RO] [OPP] TRA 400/220 kV AT3 Portile de Fier | RPDFE41 RPDF212 3 | 596 | 721 | -125 | 83 | 417 | AC

## 2030
Detailed results
Generated at: | 21/08/2026 21:48:51
Business day: | 2026-08-23
Horizon: | 2DA
Timestamp | 20:30
Border & direction: | South-Romania Exporting
Remedial actions | False
Margin satisfied | True
Final step | Margin Calculation
TTC [MW]: | 2439.66
Loading threshold | 0.7
Limiting CNEC | N-1 TIE 400 kV Sofia Zapad -Nis/[RO-RS] [DIR] TIE 400 kV Portile de Fier-Djerdap
Applied RAs
Non Costly RAO
CO ID | RA ID | Name of the RA | Usage | Type | Location | Status | Details
Costly RAO
RA RD ID | TSO | Generator Name | Minimum Power [MW] | Maximum Power [MW] | RDP- | RDP+ | P [MW] before RAO | P [MW] after RAO | P0 [MW] | Plimit+ [MW] | Plimit- [MW] | Started up | Shutdown
Non Costly Reduction
CO ID | RA ID | Name of the RA | Usage | Type | Location | Status | Details
Limiting CNECs
CO ID | Name of the CO | Name of the CNE | CNE UCTE branch | Calculated I (A) | I max (PATL) | Margin (A) | Loading (%) | Flow [MW] | LF type
RO_CO_00052 | N-1 TIE 400 kV Sofia Zapad -Nis | [RO-RS] [DIR] TIE 400 kV Portile de Fier-Djerdap | RPDFE41 XPF_DJ11 1 | 1567 | 1570 | -3 | 100 | 1102 | AC
RO-RS_CO_00003 | N-1 TIE 400 kV Resita-Pancevo c2 | [RO-RS] [DIR] TIE 400 kV Portile de Fier-Djerdap | RPDFE41 XPF_DJ11 1 | 1515 | 1570 | -55 | 97 | 1061 | AC
RO-RS_CO_00004 | N-1 TIE 400 kV Resita-Pancevo c1 | [RO-RS] [DIR] TIE 400 kV Portile de Fier-Djerdap | RPDFE41 XPF_DJ11 1 | 1515 | 1570 | -55 | 97 | 1061 | AC
RO_CO_00001 | N-1 OHL 220 kV Portile de Fier-Resita 1&2 | [RO-RS] [DIR] TIE 400 kV Portile de Fier-Djerdap | RPDFE41 XPF_DJ11 1 | 1502 | 1570 | -68 | 96 | 1055 | AC
RO-BG_CO_00002 | N-1 TIE 400 kV TINTARENI-KOZLODUI 2 | [RO-RS] [DIR] TIE 400 kV Portile de Fier-Djerdap | RPDFE41 XPF_DJ11 1 | 1482 | 1570 | -88 | 94 | 1039 | AC
RO-BG_CO_00001 | N-1 TIE 400 kV TINTARENI-KOZLODUI 1 | [RO-RS] [DIR] TIE 400 kV Portile de Fier-Djerdap | RPDFE41 XPF_DJ11 1 | 1482 | 1570 | -88 | 94 | 1039 | AC
RO_CO_00002 | N-1 OHL 400 kV Mintia-Arad | [RO-RS] [DIR] TIE 400 kV Portile de Fier-Djerdap | RPDFE41 XPF_DJ11 1 | 1464 | 1570 | -106 | 93 | 1027 | AC
RO-MD_CO_00001 | N-1 TIE 400 kV Isaccea - Vulcanesti | [RO-RS] [DIR] TIE 400 kV Portile de Fier-Djerdap | RPDFE41 XPF_DJ11 1 | 1454 | 1570 | -116 | 93 | 1021 | AC
RO-HU_CO_00001 | N-1 TIE 400 kV Arad-Sandorfalva | [RO-RS] [DIR] TIE 400 kV Portile de Fier-Djerdap | RPDFE41 XPF_DJ11 1 | 1453 | 1570 | -117 | 93 | 1020 | AC
RO-HU_CO_00002 | N-1 TIE 400 kV Nadab-Bekescsaba | [RO-RS] [DIR] TIE 400 kV Portile de Fier-Djerdap | RPDFE41 XPF_DJ11 1 | 1443 | 1570 | -127 | 92 | 1014 | AC
RO_CO_00029 | N-1 OHL 220 kV Resita-Timisoara 1&2 | [RO-RS] [DIR] TIE 400 kV Portile de Fier-Djerdap | RPDFE41 XPF_DJ11 1 | 1434 | 1570 | -136 | 91 | 1007 | AC
Base case | Base case | [RO-RS] [DIR] TIE 400 kV Portile de Fier-Djerdap | RPDFE41 XPF_DJ11 1 | 1430 | 1570 | -140 | 91 | 1004 | AC
RO_CO_00027 | N-1 TRA 400/220 kV AT3 Arad | [RO-RS] [DIR] TIE 400 kV Portile de Fier-Djerdap | RPDFE41 XPF_DJ11 1 | 1427 | 1570 | -143 | 91 | 1003 | AC
RO-UA_CO_00001 | N-1 TIE 400 kV Rosiori-Mukacevo | [RO-RS] [DIR] TIE 400 kV Portile de Fier-Djerdap | RPDFE41 XPF_DJ11 1 | 1424 | 1570 | -146 | 91 | 1000 | AC
RO_CO_00034 | N-1 TRA 400/220 kV AT2 Portile de Fier | [RO-RO] [OPP] TRA 400/220 kV AT1 Portile de Fier | RPDFE41 RPDF222 1 | 597 | 721 | -124 | 83 | 417 | AC
RO_CO_00028 | N-1 TRA 400/220 kV AT1 Portile de Fier | [RO-RO] [OPP] TRA 400/220 kV AT2 Portile de Fier | RPDF241 RPDF222 2 | 597 | 721 | -124 | 83 | 417 | AC
RO_CO_00035 | N-1 TRA 400/220 kV AT3 Portile de Fier | [RO-RO] [OPP] TRA 400/220 kV AT1 Portile de Fier | RPDFE41 RPDF222 1 | 595 | 721 | -126 | 83 | 416 | AC
RO_CO_00035 | N-1 TRA 400/220 kV AT3 Portile de Fier | [RO-RO] [OPP] TRA 400/220 kV AT2 Portile de Fier | RPDF241 RPDF222 2 | 595 | 721 | -126 | 83 | 416 | AC
RO_CO_00034 | N-1 TRA 400/220 kV AT2 Portile de Fier | [RO-RO] [OPP] TRA 400/220 kV AT3 Portile de Fier | RPDFE41 RPDF212 3 | 593 | 721 | -128 | 82 | 415 | AC
RO_CO_00028 | N-1 TRA 400/220 kV AT1 Portile de Fier | [RO-RO] [OPP] TRA 400/220 kV AT3 Portile de Fier | RPDFE41 RPDF212 3 | 593 | 721 | -128 | 82 | 415 | AC

## 2130
Detailed results
Generated at: | 21/08/2026 21:48:51
Business day: | 2026-08-23
Horizon: | 2DA
Timestamp | 21:30
Border & direction: | South-Romania Exporting
Remedial actions | False
Margin satisfied | True
Final step | Margin Calculation
TTC [MW]: | 2344.65
Loading threshold | 0.7
Limiting CNEC | N-1 TIE 400 kV Sofia Zapad -Nis/[RO-RS] [DIR] TIE 400 kV Portile de Fier-Djerdap
Applied RAs
Non Costly RAO
CO ID | RA ID | Name of the RA | Usage | Type | Location | Status | Details
Costly RAO
RA RD ID | TSO | Generator Name | Minimum Power [MW] | Maximum Power [MW] | RDP- | RDP+ | P [MW] before RAO | P [MW] after RAO | P0 [MW] | Plimit+ [MW] | Plimit- [MW] | Started up | Shutdown
Non Costly Reduction
CO ID | RA ID | Name of the RA | Usage | Type | Location | Status | Details
Limiting CNECs
CO ID | Name of the CO | Name of the CNE | CNE UCTE branch | Calculated I (A) | I max (PATL) | Margin (A) | Loading (%) | Flow [MW] | LF type
RO_CO_00052 | N-1 TIE 400 kV Sofia Zapad -Nis | [RO-RS] [DIR] TIE 400 kV Portile de Fier-Djerdap | RPDFE41 XPF_DJ11 1 | 1570 | 1570 | 0 | 100 | 1094 | AC
RO_CO_00001 | N-1 OHL 220 kV Portile de Fier-Resita 1&2 | [RO-RS] [DIR] TIE 400 kV Portile de Fier-Djerdap | RPDFE41 XPF_DJ11 1 | 1512 | 1570 | -58 | 96 | 1050 | AC
RO-RS_CO_00003 | N-1 TIE 400 kV Resita-Pancevo c2 | [RO-RS] [DIR] TIE 400 kV Portile de Fier-Djerdap | RPDFE41 XPF_DJ11 1 | 1511 | 1570 | -59 | 96 | 1048 | AC
RO-RS_CO_00004 | N-1 TIE 400 kV Resita-Pancevo c1 | [RO-RS] [DIR] TIE 400 kV Portile de Fier-Djerdap | RPDFE41 XPF_DJ11 1 | 1511 | 1570 | -59 | 96 | 1048 | AC
RO-BG_CO_00002 | N-1 TIE 400 kV TINTARENI-KOZLODUI 2 | [RO-RS] [DIR] TIE 400 kV Portile de Fier-Djerdap | RPDFE41 XPF_DJ11 1 | 1475 | 1570 | -95 | 94 | 1024 | AC
RO-BG_CO_00001 | N-1 TIE 400 kV TINTARENI-KOZLODUI 1 | [RO-RS] [DIR] TIE 400 kV Portile de Fier-Djerdap | RPDFE41 XPF_DJ11 1 | 1475 | 1570 | -95 | 94 | 1024 | AC
RO_CO_00002 | N-1 OHL 400 kV Mintia-Arad | [RO-RS] [DIR] TIE 400 kV Portile de Fier-Djerdap | RPDFE41 XPF_DJ11 1 | 1464 | 1570 | -106 | 93 | 1015 | AC
RO-MD_CO_00001 | N-1 TIE 400 kV Isaccea - Vulcanesti | [RO-RS] [DIR] TIE 400 kV Portile de Fier-Djerdap | RPDFE41 XPF_DJ11 1 | 1452 | 1570 | -118 | 92 | 1009 | AC
RO-HU_CO_00001 | N-1 TIE 400 kV Arad-Sandorfalva | [RO-RS] [DIR] TIE 400 kV Portile de Fier-Djerdap | RPDFE41 XPF_DJ11 1 | 1451 | 1570 | -119 | 92 | 1008 | AC
RO-HU_CO_00002 | N-1 TIE 400 kV Nadab-Bekescsaba | [RO-RS] [DIR] TIE 400 kV Portile de Fier-Djerdap | RPDFE41 XPF_DJ11 1 | 1441 | 1570 | -129 | 92 | 1002 | AC
RO_CO_00029 | N-1 OHL 220 kV Resita-Timisoara 1&2 | [RO-RS] [DIR] TIE 400 kV Portile de Fier-Djerdap | RPDFE41 XPF_DJ11 1 | 1430 | 1570 | -140 | 91 | 994 | AC
Base case | Base case | [RO-RS] [DIR] TIE 400 kV Portile de Fier-Djerdap | RPDFE41 XPF_DJ11 1 | 1428 | 1570 | -142 | 91 | 992 | AC
RO_CO_00027 | N-1 TRA 400/220 kV AT3 Arad | [RO-RS] [DIR] TIE 400 kV Portile de Fier-Djerdap | RPDFE41 XPF_DJ11 1 | 1425 | 1570 | -145 | 91 | 991 | AC
RO-UA_CO_00001 | N-1 TIE 400 kV Rosiori-Mukacevo | [RO-RS] [DIR] TIE 400 kV Portile de Fier-Djerdap | RPDFE41 XPF_DJ11 1 | 1417 | 1570 | -153 | 90 | 985 | AC
RO_CO_00028 | N-1 TRA 400/220 kV AT1 Portile de Fier | [RO-RO] [OPP] TRA 400/220 kV AT2 Portile de Fier | RPDF241 RPDF222 2 | 583 | 721 | -138 | 81 | 406 | AC
RO_CO_00034 | N-1 TRA 400/220 kV AT2 Portile de Fier | [RO-RO] [OPP] TRA 400/220 kV AT1 Portile de Fier | RPDFE41 RPDF222 1 | 583 | 721 | -138 | 81 | 406 | AC
RO_CO_00035 | N-1 TRA 400/220 kV AT3 Portile de Fier | [RO-RO] [OPP] TRA 400/220 kV AT1 Portile de Fier | RPDFE41 RPDF222 1 | 582 | 721 | -139 | 81 | 405 | AC
RO_CO_00035 | N-1 TRA 400/220 kV AT3 Portile de Fier | [RO-RO] [OPP] TRA 400/220 kV AT2 Portile de Fier | RPDF241 RPDF222 2 | 582 | 721 | -139 | 81 | 405 | AC
RO_CO_00028 | N-1 TRA 400/220 kV AT1 Portile de Fier | [RO-RO] [OPP] TRA 400/220 kV AT3 Portile de Fier | RPDFE41 RPDF212 3 | 580 | 721 | -141 | 80 | 403 | AC
RO_CO_00034 | N-1 TRA 400/220 kV AT2 Portile de Fier | [RO-RO] [OPP] TRA 400/220 kV AT3 Portile de Fier | RPDFE41 RPDF212 3 | 580 | 721 | -141 | 80 | 403 | AC

## 2230
Detailed results
Generated at: | 21/08/2026 21:48:51
Business day: | 2026-08-23
Horizon: | 2DA
Timestamp | 22:30
Border & direction: | South-Romania Exporting
Remedial actions | False
Margin satisfied | True
Final step | Margin Calculation
TTC [MW]: | 2841.54
Loading threshold | 0.7
Limiting CNEC | N-1 TIE 400 kV Sofia Zapad -Nis/[RO-RS] [DIR] TIE 400 kV Portile de Fier-Djerdap
Applied RAs
Non Costly RAO
CO ID | RA ID | Name of the RA | Usage | Type | Location | Status | Details
Costly RAO
RA RD ID | TSO | Generator Name | Minimum Power [MW] | Maximum Power [MW] | RDP- | RDP+ | P [MW] before RAO | P [MW] after RAO | P0 [MW] | Plimit+ [MW] | Plimit- [MW] | Started up | Shutdown
Non Costly Reduction
CO ID | RA ID | Name of the RA | Usage | Type | Location | Status | Details
Limiting CNECs
CO ID | Name of the CO | Name of the CNE | CNE UCTE branch | Calculated I (A) | I max (PATL) | Margin (A) | Loading (%) | Flow [MW] | LF type
RO_CO_00052 | N-1 TIE 400 kV Sofia Zapad -Nis | [RO-RS] [DIR] TIE 400 kV Portile de Fier-Djerdap | RPDFE41 XPF_DJ11 1 | 1560 | 1570 | -10 | 99 | 1087 | AC
RO-RS_CO_00003 | N-1 TIE 400 kV Resita-Pancevo c2 | [RO-RS] [DIR] TIE 400 kV Portile de Fier-Djerdap | RPDFE41 XPF_DJ11 1 | 1540 | 1570 | -30 | 98 | 1068 | AC
RO-RS_CO_00004 | N-1 TIE 400 kV Resita-Pancevo c1 | [RO-RS] [DIR] TIE 400 kV Portile de Fier-Djerdap | RPDFE41 XPF_DJ11 1 | 1540 | 1570 | -30 | 98 | 1068 | AC
RO_CO_00001 | N-1 OHL 220 kV Portile de Fier-Resita 1&2 | [RO-RS] [DIR] TIE 400 kV Portile de Fier-Djerdap | RPDFE41 XPF_DJ11 1 | 1535 | 1570 | -35 | 98 | 1066 | AC
RO-BG_CO_00001 | N-1 TIE 400 kV TINTARENI-KOZLODUI 1 | [RO-RS] [DIR] TIE 400 kV Portile de Fier-Djerdap | RPDFE41 XPF_DJ11 1 | 1528 | 1570 | -42 | 97 | 1063 | AC
RO-BG_CO_00002 | N-1 TIE 400 kV TINTARENI-KOZLODUI 2 | [RO-RS] [DIR] TIE 400 kV Portile de Fier-Djerdap | RPDFE41 XPF_DJ11 1 | 1528 | 1570 | -42 | 97 | 1063 | AC
RO_CO_00002 | N-1 OHL 400 kV Mintia-Arad | [RO-RS] [DIR] TIE 400 kV Portile de Fier-Djerdap | RPDFE41 XPF_DJ11 1 | 1490 | 1570 | -80 | 95 | 1034 | AC
RO-HU_CO_00001 | N-1 TIE 400 kV Arad-Sandorfalva | [RO-RS] [DIR] TIE 400 kV Portile de Fier-Djerdap | RPDFE41 XPF_DJ11 1 | 1482 | 1570 | -88 | 94 | 1030 | AC
RO-HU_CO_00002 | N-1 TIE 400 kV Nadab-Bekescsaba | [RO-RS] [DIR] TIE 400 kV Portile de Fier-Djerdap | RPDFE41 XPF_DJ11 1 | 1470 | 1570 | -100 | 94 | 1023 | AC
RO-MD_CO_00001 | N-1 TIE 400 kV Isaccea - Vulcanesti | [RO-RS] [DIR] TIE 400 kV Portile de Fier-Djerdap | RPDFE41 XPF_DJ11 1 | 1467 | 1570 | -103 | 93 | 1020 | AC
Base case | Base case | [RO-RS] [DIR] TIE 400 kV Portile de Fier-Djerdap | RPDFE41 XPF_DJ11 1 | 1460 | 1570 | -110 | 93 | 1015 | AC
RO_CO_00027 | N-1 TRA 400/220 kV AT3 Arad | [RO-RS] [DIR] TIE 400 kV Portile de Fier-Djerdap | RPDFE41 XPF_DJ11 1 | 1453 | 1570 | -117 | 93 | 1012 | AC
RO_CO_00029 | N-1 OHL 220 kV Resita-Timisoara 1&2 | [RO-RS] [DIR] TIE 400 kV Portile de Fier-Djerdap | RPDFE41 XPF_DJ11 1 | 1449 | 1570 | -121 | 92 | 1010 | AC
RO-UA_CO_00001 | N-1 TIE 400 kV Rosiori-Mukacevo | [RO-RS] [DIR] TIE 400 kV Portile de Fier-Djerdap | RPDFE41 XPF_DJ11 1 | 1438 | 1570 | -132 | 92 | 1000 | AC
RO_CO_00028 | N-1 TRA 400/220 kV AT1 Portile de Fier | [RO-RO] [OPP] TRA 400/220 kV AT2 Portile de Fier | RPDF241 RPDF222 2 | 602 | 721 | -119 | 83 | 419 | AC
RO_CO_00034 | N-1 TRA 400/220 kV AT2 Portile de Fier | [RO-RO] [OPP] TRA 400/220 kV AT1 Portile de Fier | RPDFE41 RPDF222 1 | 602 | 721 | -119 | 83 | 419 | AC
RO_CO_00035 | N-1 TRA 400/220 kV AT3 Portile de Fier | [RO-RO] [OPP] TRA 400/220 kV AT2 Portile de Fier | RPDF241 RPDF222 2 | 600 | 721 | -121 | 83 | 418 | AC
RO_CO_00035 | N-1 TRA 400/220 kV AT3 Portile de Fier | [RO-RO] [OPP] TRA 400/220 kV AT1 Portile de Fier | RPDFE41 RPDF222 1 | 600 | 721 | -121 | 83 | 418 | AC
RO_CO_00028 | N-1 TRA 400/220 kV AT1 Portile de Fier | [RO-RO] [OPP] TRA 400/220 kV AT3 Portile de Fier | RPDFE41 RPDF212 3 | 598 | 721 | -123 | 83 | 417 | AC
RO_CO_00034 | N-1 TRA 400/220 kV AT2 Portile de Fier | [RO-RO] [OPP] TRA 400/220 kV AT3 Portile de Fier | RPDFE41 RPDF212 3 | 598 | 721 | -123 | 83 | 417 | AC
RO_CO_00001 | N-1 OHL 220 kV Portile de Fier-Resita 1&2 | [RO-RO] [OPP] TRA 400/220 kV AT2 Portile de Fier | RPDF241 RPDF222 2 | 506 | 721 | -215 | 70 | 349 | AC
RO_CO_00001 | N-1 OHL 220 kV Portile de Fier-Resita 1&2 | [RO-RO] [OPP] TRA 400/220 kV AT1 Portile de Fier | RPDFE41 RPDF222 1 | 506 | 721 | -215 | 70 | 349 | AC

## 2330
Detailed results
Generated at: | 21/08/2026 21:48:52
Business day: | 2026-08-23
Horizon: | 2DA
Timestamp | 23:30
Border & direction: | South-Romania Exporting
Remedial actions | False
Margin satisfied | True
Final step | Margin Calculation
TTC [MW]: | 3247.65
Loading threshold | 0.7
Limiting CNEC | N-1 TIE 400 kV TINTARENI-KOZLODUI 1/[RO-RS] [DIR] TIE 400 kV Portile de Fier-Djerdap
Applied RAs
Non Costly RAO
CO ID | RA ID | Name of the RA | Usage | Type | Location | Status | Details
Costly RAO
RA RD ID | TSO | Generator Name | Minimum Power [MW] | Maximum Power [MW] | RDP- | RDP+ | P [MW] before RAO | P [MW] after RAO | P0 [MW] | Plimit+ [MW] | Plimit- [MW] | Started up | Shutdown
Non Costly Reduction
CO ID | RA ID | Name of the RA | Usage | Type | Location | Status | Details
Limiting CNECs
CO ID | Name of the CO | Name of the CNE | CNE UCTE branch | Calculated I (A) | I max (PATL) | Margin (A) | Loading (%) | Flow [MW] | LF type
RO-BG_CO_00002 | N-1 TIE 400 kV TINTARENI-KOZLODUI 2 | [RO-RS] [DIR] TIE 400 kV Portile de Fier-Djerdap | RPDFE41 XPF_DJ11 1 | 1556 | 1570 | -14 | 99 | 1071 | AC
RO-BG_CO_00001 | N-1 TIE 400 kV TINTARENI-KOZLODUI 1 | [RO-RS] [DIR] TIE 400 kV Portile de Fier-Djerdap | RPDFE41 XPF_DJ11 1 | 1556 | 1570 | -14 | 99 | 1071 | AC
RO-RS_CO_00003 | N-1 TIE 400 kV Resita-Pancevo c2 | [RO-RS] [DIR] TIE 400 kV Portile de Fier-Djerdap | RPDFE41 XPF_DJ11 1 | 1546 | 1570 | -24 | 98 | 1060 | AC
RO-RS_CO_00004 | N-1 TIE 400 kV Resita-Pancevo c1 | [RO-RS] [DIR] TIE 400 kV Portile de Fier-Djerdap | RPDFE41 XPF_DJ11 1 | 1546 | 1570 | -24 | 98 | 1060 | AC
RO_CO_00001 | N-1 OHL 220 kV Portile de Fier-Resita 1&2 | [RO-RS] [DIR] TIE 400 kV Portile de Fier-Djerdap | RPDFE41 XPF_DJ11 1 | 1538 | 1570 | -32 | 98 | 1055 | AC
RO_CO_00052 | N-1 TIE 400 kV Sofia Zapad -Nis | [RO-RS] [DIR] TIE 400 kV Portile de Fier-Djerdap | RPDFE41 XPF_DJ11 1 | 1516 | 1570 | -54 | 97 | 1043 | AC
RO_CO_00002 | N-1 OHL 400 kV Mintia-Arad | [RO-RS] [DIR] TIE 400 kV Portile de Fier-Djerdap | RPDFE41 XPF_DJ11 1 | 1498 | 1570 | -72 | 95 | 1027 | AC
RO-HU_CO_00001 | N-1 TIE 400 kV Arad-Sandorfalva | [RO-RS] [DIR] TIE 400 kV Portile de Fier-Djerdap | RPDFE41 XPF_DJ11 1 | 1492 | 1570 | -78 | 95 | 1025 | AC
RO-HU_CO_00002 | N-1 TIE 400 kV Nadab-Bekescsaba | [RO-RS] [DIR] TIE 400 kV Portile de Fier-Djerdap | RPDFE41 XPF_DJ11 1 | 1479 | 1570 | -91 | 94 | 1017 | AC
RO-MD_CO_00001 | N-1 TIE 400 kV Isaccea - Vulcanesti | [RO-RS] [DIR] TIE 400 kV Portile de Fier-Djerdap | RPDFE41 XPF_DJ11 1 | 1471 | 1570 | -99 | 94 | 1011 | AC
Base case | Base case | [RO-RS] [DIR] TIE 400 kV Portile de Fier-Djerdap | RPDFE41 XPF_DJ11 1 | 1470 | 1570 | -100 | 94 | 1010 | AC
RO_CO_00027 | N-1 TRA 400/220 kV AT3 Arad | [RO-RS] [DIR] TIE 400 kV Portile de Fier-Djerdap | RPDFE41 XPF_DJ11 1 | 1463 | 1570 | -107 | 93 | 1006 | AC
RO_CO_00029 | N-1 OHL 220 kV Resita-Timisoara 1&2 | [RO-RS] [DIR] TIE 400 kV Portile de Fier-Djerdap | RPDFE41 XPF_DJ11 1 | 1453 | 1570 | -117 | 93 | 1001 | AC
RO-UA_CO_00001 | N-1 TIE 400 kV Rosiori-Mukacevo | [RO-RS] [DIR] TIE 400 kV Portile de Fier-Djerdap | RPDFE41 XPF_DJ11 1 | 1446 | 1570 | -124 | 92 | 993 | AC
RO_CO_00028 | N-1 TRA 400/220 kV AT1 Portile de Fier | [RO-RO] [OPP] TRA 400/220 kV AT2 Portile de Fier | RPDF241 RPDF222 2 | 620 | 721 | -101 | 86 | 430 | AC
RO_CO_00034 | N-1 TRA 400/220 kV AT2 Portile de Fier | [RO-RO] [OPP] TRA 400/220 kV AT1 Portile de Fier | RPDFE41 RPDF222 1 | 620 | 721 | -101 | 86 | 430 | AC
RO_CO_00035 | N-1 TRA 400/220 kV AT3 Portile de Fier | [RO-RO] [OPP] TRA 400/220 kV AT2 Portile de Fier | RPDF241 RPDF222 2 | 618 | 721 | -103 | 86 | 429 | AC
RO_CO_00035 | N-1 TRA 400/220 kV AT3 Portile de Fier | [RO-RO] [OPP] TRA 400/220 kV AT1 Portile de Fier | RPDFE41 RPDF222 1 | 618 | 721 | -103 | 86 | 429 | AC
RO_CO_00028 | N-1 TRA 400/220 kV AT1 Portile de Fier | [RO-RO] [OPP] TRA 400/220 kV AT3 Portile de Fier | RPDFE41 RPDF212 3 | 616 | 721 | -105 | 85 | 428 | AC
RO_CO_00034 | N-1 TRA 400/220 kV AT2 Portile de Fier | [RO-RO] [OPP] TRA 400/220 kV AT3 Portile de Fier | RPDFE41 RPDF212 3 | 616 | 721 | -105 | 85 | 428 | AC
RO_CO_00001 | N-1 OHL 220 kV Portile de Fier-Resita 1&2 | [RO-RO] [OPP] TRA 400/220 kV AT1 Portile de Fier | RPDFE41 RPDF222 1 | 512 | 721 | -209 | 71 | 351 | AC
RO_CO_00001 | N-1 OHL 220 kV Portile de Fier-Resita 1&2 | [RO-RO] [OPP] TRA 400/220 kV AT2 Portile de Fier | RPDF241 RPDF222 2 | 512 | 721 | -209 | 71 | 351 | AC
RO_CO_00001 | N-1 OHL 220 kV Portile de Fier-Resita 1&2 | [RO-RO] [OPP] TRA 400/220 kV AT3 Portile de Fier | RPDFE41 RPDF212 3 | 509 | 721 | -212 | 71 | 349 | AC